{"text_format":"1","workbook":"xlsx","n_sheets":6,"sheets":["Instructions","Detailed Inventory Entry","Aggregated Inventory","REFERENCES","Data Categories","Asset Attributes"],"not_rendered":{"charts":0,"images":29,"macros":1,"external_links":0,"defined_names":7,"comments":0,"pivot_tables":1},"unopened":[],"bounds":{"document_bytes":16777216,"sheet_cells":100000,"rows_first":2000,"rows_last":500,"rows_between":2000,"halvings":0,"cell_chars":16384,"cell_head_chars":4096},"cells_cut":0,"cells_raw":0,"read":"whole","date_system":"1900"}

{"sheet":"Instructions","index":0,"n_rows":236,"n_cols":17,"rows_kept":236,"cut":false,"hidden":false,"merged":[[63,1,63,7],[17,3,20,13],[23,1,23,13],[4,2,4,13],[6,2,6,13],[8,3,8,13],[10,3,10,13],[12,3,12,13],[14,3,15,13]]}
[]
[null,null,"Toolkit Instructions"]
[null,"      ASSET INVENTORY WORKBOOK",null,null,null,null,null,null,null,null,"TXFloodInfrastructureAssessmentToolkit_2025.xlsm"]
[null,"Overview:"]
[null,null,"This workbook was developed by Freese and Nichols for municipalities and rural communities in Texas to facilitate the creation of an asset management plan for stormwater infrastructure. \nInstructions are listed below for the \"Detailed Inventory\" and \"Aggregated Inventory\" worksheets. NOTE: Detailed Inventory MUST be entered starting by selecting the Asset Category."]
[null,"How to use this Workbook:"]
[null,null,"The Asset Inventory Worksheet uses color schemes to denote which fields require user input and which are used for calculations, see below for a full explanation."]
[]
[null,null,"Required Input","Fields with this color scheme require user input, either manually typing a value or selecting one from a dropdown menu."]
[]
[null,null,"Optional Input","Fields with this color scheme will contain an optional field, if additional information is entered it may change color to a required field."]
[]
[null,null,"Calculation","Fields with this color scheme contain formulas that calculate values, these fields should not be edited by the user."]
[]
[null,null,"Invalid Value","If a cell has diagonal lines with red strikethrough text, it means to leave it empty. The red strikethrough text indicates the value entered is invalid based on what is currently entered. Delete the text within this cell and leave it empty unless it changes to the 'Required Input' orange shade. For additional detail, refer to the user-guide and specific instructions related to each field below."]
[]
[]
[null,null,null,"This workbook relies heavily on dropdown menus, and lookup tables that are stored on the Data Categories worksheet. Based on values chosen from the dropdown menus additional information is automatically populated for other fields. For ex: based on values entered for Asset Type and Material, the workbook can look up the Estimated Effective Life (where applicable). When the dropdown menus are not used and a value is manually entered, the workbook may not recognize it and be unable to use that information to reference any additional information."]
[null,null,"Dropdown Menus"]
[]
[]
[null,"Guidance:"]
[null,null,"See step-by-step user guidance provided below and Appendix A of TM#3 for additional information."]
[]
[]
[null,null,null,null,null,null,null,null,null,null,"ENABLING MACROS IN EXCEL SETTINGS",null,null,null,null,null,"OVERVIEW OF TAB LAYOUTS"]
[]
[]
[]
[]
[]
[]
[]
[]
[]
[]
[]
[]
[]
[]
[]
[null,null,null,null,null,null,null,null,null,null,null,null,null,null,null,null,"CELL COLOR CODING SUMMARY"]
[]
[]
[]
[]
[]
[]
[]
[]
[]
[]
[]
[]
[]
[]
[]
[null,null,null,null,null,null,null,null,null,null,null,null,null,null,null,null,"OVERVIEW OF DETAILED ENTRY SHEET"]
[]
[]
[]
[]
[]
[null,"Prioritization Groups for Data Collection"]
[null,"A","Dam","Levee","River","Sea Wall","Sea Barrier","Low Water Crossing"]
[null,"B","Storm Drain System","Stormwater Canal","Weir","Reservoir","Revetment","Tributary"]
[null,"C","Tidal Barrier","Tidal Gate","Wetland","Dune","Sinkhole","Other-Natural"]
[]
[null,null,"CONSTRUCTED ASSET CLASSIFICATION GUIDANCE"]
[]
[]
[]
[]
[]
[]
[]
[]
[]
[]
[]
[]
[]
[]
[]
[]
[]
[]
[]
[]
[]
[]
[]
[]
[]
[]
[]
[]
[]
[]
[]
[]
[]
[]
[]
[]
[]
[]
[]
[]
[]
[]
[]
[]
[]
[]
[]
[]
[]
[]
[]
[]
[]
[]
[]
[]
[]
[]
[]
[]
[]
[]
[]
[]
[]
[]
[]
[]
[]
[]
[]
[]
[]
[]
[]
[]
[]
[]
[]
[]
[]
[]
[]
[]
[]
[]
[]
[]
[]
[]
[]
[]
[]
[]
[]
[]
[]
[]
[]
[]
[]
[]
[]
[]
[]
[]
[]
[]
[]
[]
[]
[]
[]
[]
[]
[]
[]
[]
[]
[]
[]
[]
[]
[]
[]
[]
[]
[]
[]
[]
[]
[]
[]
[]
[]
[]
[]
[]
[]
[]
[]
[]
[]
[]
[]
[]
[]
[]
[]
[]
[]
[]
[]
[]
[]
[]
[]
[]
[]
[]
[]
[]
[]
[]
[]
[]
[null,null,"NATURAL ASSET CLASSIFICATION GUIDANCE"]

{"sheet":"Detailed Inventory Entry","index":1,"n_rows":5001,"n_cols":50,"rows_kept":1125,"cut":true,"hidden":false,"merged":[[3,1,3,2]],"bounds":{"rows_first":500,"rows_last":125,"rows_between":500,"halvings":2}}
[]
["Your Value","                        ASSET RECORD ENTRY FORM",null,null,null,null,null,"DETAILED ASSET INFO",null,null,null,null,null,null,null,null,null,null,null,null,null,null,null,null,"CONDITION AND FUNCTIONALITY ASSESSMENT",null,null,null,null,null,null,null,null,null,null,null,"DO NOT EDIT THIS TABLE - CONDITION & FUNCTIONALITY CALCULATIONS (FOR AGGREGATED INVENTORY SUMMARY)"]
[null,null,null,null,"UNIT OF MEASURE","ID","ASSET CATEGORY","ASSET TYPE","SUBCATEGORY (if applicable)","NAME","DESCRIPTION","COUNTY","NOTES","Starting Address or (X,Y) Coordinate","Ending Address or (X,Y) Coordinate","YEAR CONSTRUCTED","MATERIAL","Diameter (ft)","Length (ft)","Width (ft)","Height (ft)",0,"Official Study or Report Available?","Report for Condition, Functionality, or Both?","Year of Report or Study?","Report/Study Condition Rating","Report/Study Functionality Rating","Guidance Condition Rating","Guidance Functionality Rating","Condition Description","Functionality Description",0,"Area (Ac)","LF","Asset Category","Asset \nAge","Estimated Total Useful Life (yrs)","Estimated Remaining Useful Life (yrs)","Number of Years to be Considered High Confidence","Confidence Rating Calc","Condition Rating","Functionality\nRating","Condition Confidence Rating","Functionality\nConfidence Rating","Functional/ \nNon-Deficient","Functional/ Deficient","Non-Functional/ Non-Deficient","Non-Functional/ Deficient","Asset Type","(Classification for Aggregated Inventory)"]
[null,"DETAILED ASSET INFO",null,null,null,null,null,null,null,null,null,null,null,null,null,null,null,null,null,null,null,null,null,null,null,null,null,null,null,null,null,0,{"$f":"IF(S4+T4+U4>0,(S4*T4*U4/43560),0)","v":0},{"$f":"S4","v":0},{"$f":"H4","v":0},{"$f":"IF(P4>=1900,2025-P4,\"Unknown\")","v":"Unknown"},{"$f":"_xlfn.IFS(G4=\"Natural\",0,H4=\"\",0,H4=\"COASTAL-CONSTRUCTED\",0,G4=\"Constructed\",_xlfn.XLOOKUP($H4,'Data Categories'!$U$4:$U$25,'Data Categories'!$V$4:V$25))","v":0},{"$f":"_xlfn.IFS(AK4=\"\",0,AJ4=\"Unknown\",0,AK4>1,AK4-AJ4,AK4=0,0)","v":0},{"$f":"_xlfn.IFS(Y4=\"\",0,Y4>1920,_xlfn.XLOOKUP($H4,'Data Categories'!$AE$20:$AE$42,'Data Categories'!$AG$20:$AG$42,0))","v":0},{"$f":"_xlfn.IFS(Y4=\"\",0,Y4>0,(2025-Y4))","v":0},{"$f":"_xlfn.IFS(Z4=\"Non-Deficient\",\"Non-Deficient\",Z4=\"Deficient\",\"Deficient\",AB4=\"Deficient\",\"Deficient\",Z4=\"Non-Deficient\",\"Non-Deficient\",AB4=\"Non-Deficient\",\"Non-Deficient\",P4=\"\",\"None\",AL4<0,\"Deficient\",AL4>10,\"Non-Deficient\")","v":"None"},{"$f":"_xlfn.IFS(H4=\"LOW WATER CROSSING\",\"Non-Functional\",G4=\"Natural\",\"Functional\",AA4=\"Functional\",\"Functional\",AC4=\"Functional\",\"Functional\",AA4=\"Non-Functional\",\"Non-Functional\",AC4=\"Non-Functional\",\"Non-Functional\",AA4=\"Unknown\",\"Unknown\",AC4=\"Unknown\",\"Unknown\",AA4=\"\",\"None\")","v":"None"},{"$f":"_xlfn.IFS(X4=\"Functionality\",\"Low\",W4=\"No\",\"Low\",Y4>=2015,\"High\",Y4>=1920,\"Low\",W4=\"\",\"None\",W4=\"Unknown\",\"None\")","v":"None"},{"$f":"_xlfn.IFS(H4=\"LOW WATER CROSSING\",\"Unknown\",G4=\"Natural\",\"None\",AM4<AN4,\"High\",AC4=\"Functional\",\"Low\",AC4=\"Non-Functional\",\"Low\",W4=\"No\",\"Low\",W4=\"Unknown\",\"None\",X4=\"Deficiency\",\"None\",W4=\"Yes\",\"High\",W4=\"\",\"None\")","v":"None"},{"$f":"IF(AND(AO4=\"Non-Deficient\",AP4=\"Functional\"),1,0)","v":0},{"$f":"IF(AND(AO4=\"Deficient\",AP4=\"Functional\"),1,0)","v":0},{"$f":"IF(AND(AO4=\"Non-Deficient\",AP4=\"Non-Functional\"),1,0)","v":0},{"$f":"IF(AND(AO4=\"Deficient\",AP4=\"Non-Functional\"),1,0)","v":0},{"$f":"_xlfn.CONCAT(LEFT(H4,3),\"-\")&IF(H4=\"-\",0,COUNTIF($H$4:H4,H4))","v":"-0"},{"$f":"_xlfn.IFS($H4<=0,\"-\",AS4=1,_xlfn.CONCAT(\"FUN_NONDEF\",\"-DCON_\",LEFT(AQ4,1),\"-FCON_\",LEFT(AR4,1)),AT4=1,_xlfn.CONCAT(\"FUN_DEF\",\"-DCON_\",LEFT(AQ4,1),\"-FCON_\",LEFT(AR4,1)),AU4=1,_xlfn.CONCAT(\"NONFUN_NONDEF\",\"-DCON_\",LEFT(AQ4,1),\"-FCON_\",LEFT(AR4,1)),AV4=1,_xlfn.CONCAT(\"NONFUN_DEF\",\"-DCON_\",LEFT(AQ4,1),\"-FCON_\",LEFT(AR4,1)),AS4+AT4+AU4+AV4<1,_xlfn.CONCAT(\"-\"))","v":"-"}]
[null,"Unit of Measure:",null,null,null,null,null,null,null,null,null,null,null,null,null,null,null,null,null,null,null,null,null,null,null,null,null,null,null,null,null,0,0,{"$f":"S5","v":0},{"$f":"H5","v":0},{"$f":"IF(P5>=1900,2025-P5,\"Unknown\")","v":"Unknown"},{"$f":"_xlfn.IFS(G5=\"Natural\",0,H5=\"\",0,H5=\"COASTAL-CONSTRUCTED\",0,G5=\"Constructed\",_xlfn.XLOOKUP($H5,'Data Categories'!$U$4:$U$25,'Data Categories'!$V$4:V$25))","v":0},{"$f":"_xlfn.IFS(AK5=\"\",0,AJ5=\"Unknown\",0,AK5>1,AK5-AJ5,AK5=0,0)","v":0},{"$f":"_xlfn.IFS(Y5=\"\",0,Y5>1920,_xlfn.XLOOKUP($H5,'Data Categories'!$AE$20:$AE$42,'Data Categories'!$AG$20:$AG$42,0))","v":0},{"$f":"_xlfn.IFS(Y5=\"\",0,Y5>0,(2025-Y5))","v":0},{"$f":"_xlfn.IFS(Z5=\"Non-Deficient\",\"Non-Deficient\",Z5=\"Deficient\",\"Deficient\",AB5=\"Deficient\",\"Deficient\",Z5=\"Non-Deficient\",\"Non-Deficient\",AB5=\"Non-Deficient\",\"Non-Deficient\",P5=\"\",\"None\",AL5<0,\"Deficient\",AL5>10,\"Non-Deficient\")","v":"None"},{"$f":"_xlfn.IFS(H5=\"LOW WATER CROSSING\",\"Non-Functional\",G5=\"Natural\",\"Functional\",AA5=\"Functional\",\"Functional\",AC5=\"Functional\",\"Functional\",AA5=\"Non-Functional\",\"Non-Functional\",AC5=\"Non-Functional\",\"Non-Functional\",AA5=\"Unknown\",\"Unknown\",AC5=\"Unknown\",\"Unknown\",AA5=\"\",\"None\")","v":"None"},{"$f":"_xlfn.IFS(X5=\"Functionality\",\"Low\",W5=\"No\",\"Low\",Y5>=2015,\"High\",Y5>=1920,\"Low\",W5=\"\",\"None\",W5=\"Unknown\",\"None\")","v":"None"},{"$f":"_xlfn.IFS(H5=\"LOW WATER CROSSING\",\"Unknown\",G5=\"Natural\",\"None\",AM5<AN5,\"High\",AC5=\"Functional\",\"Low\",AC5=\"Non-Functional\",\"Low\",W5=\"No\",\"Low\",W5=\"Unknown\",\"None\",X5=\"Deficiency\",\"None\",W5=\"Yes\",\"High\",W5=\"\",\"None\")","v":"None"},0,0,0,0,{"$f":"_xlfn.CONCAT(LEFT(H5,3),\"-\")&IF(H5=\"-\",0,COUNTIF($H$4:H5,H5))","v":"-0"},{"$f":"_xlfn.IFS($H5<=0,\"-\",AS5=1,_xlfn.CONCAT(\"FUN_NONDEF\",\"-DCON_\",LEFT(AQ5,1),\"-FCON_\",LEFT(AR5,1)),AT5=1,_xlfn.CONCAT(\"FUN_DEF\",\"-DCON_\",LEFT(AQ5,1),\"-FCON_\",LEFT(AR5,1)),AU5=1,_xlfn.CONCAT(\"NONFUN_NONDEF\",\"-DCON_\",LEFT(AQ5,1),\"-FCON_\",LEFT(AR5,1)),AV5=1,_xlfn.CONCAT(\"NONFUN_DEF\",\"-DCON_\",LEFT(AQ5,1),\"-FCON_\",LEFT(AR5,1)),AS5+AT5+AU5+AV5<1,_xlfn.CONCAT(\"-\"))","v":"-"}]
[null,"ID:",null,null,null,null,null,null,null,null,null,null,null,null,null,null,null,null,null,null,null,null,null,null,null,null,null,null,null,null,null,0,0,0,0,{"$f":"IF(P6>=1900,2025-P6,\"Unknown\")","v":"Unknown"},{"$f":"_xlfn.IFS(G6=\"Natural\",0,H6=\"\",0,H6=\"COASTAL-CONSTRUCTED\",0,G6=\"Constructed\",_xlfn.XLOOKUP($H6,'Data Categories'!$U$4:$U$25,'Data Categories'!$V$4:V$25))","v":0},{"$f":"_xlfn.IFS(AK6=\"\",0,AJ6=\"Unknown\",0,AK6>1,AK6-AJ6,AK6=0,0)","v":0},{"$f":"_xlfn.IFS(Y6=\"\",0,Y6>1920,_xlfn.XLOOKUP($H6,'Data Categories'!$AE$20:$AE$42,'Data Categories'!$AG$20:$AG$42,0))","v":0},{"$f":"_xlfn.IFS(Y6=\"\",0,Y6>0,(2025-Y6))","v":0},{"$f":"_xlfn.IFS(Z6=\"Non-Deficient\",\"Non-Deficient\",Z6=\"Deficient\",\"Deficient\",AB6=\"Deficient\",\"Deficient\",Z6=\"Non-Deficient\",\"Non-Deficient\",AB6=\"Non-Deficient\",\"Non-Deficient\",P6=\"\",\"None\",AL6<0,\"Deficient\",AL6>10,\"Non-Deficient\")","v":"None"},{"$f":"_xlfn.IFS(H6=\"LOW WATER CROSSING\",\"Non-Functional\",G6=\"Natural\",\"Functional\",AA6=\"Functional\",\"Functional\",AC6=\"Functional\",\"Functional\",AA6=\"Non-Functional\",\"Non-Functional\",AC6=\"Non-Functional\",\"Non-Functional\",AA6=\"Unknown\",\"Unknown\",AC6=\"Unknown\",\"Unknown\",AA6=\"\",\"None\")","v":"None"},{"$f":"_xlfn.IFS(X6=\"Functionality\",\"Low\",W6=\"No\",\"Low\",Y6>=2015,\"High\",Y6>=1920,\"Low\",W6=\"\",\"None\",W6=\"Unknown\",\"None\")","v":"None"},{"$f":"_xlfn.IFS(H6=\"LOW WATER CROSSING\",\"Unknown\",G6=\"Natural\",\"None\",AM6<AN6,\"High\",AC6=\"Functional\",\"Low\",AC6=\"Non-Functional\",\"Low\",W6=\"No\",\"Low\",W6=\"Unknown\",\"None\",X6=\"Deficiency\",\"None\",W6=\"Yes\",\"High\",W6=\"\",\"None\")","v":"None"},0,0,0,0,{"$f":"_xlfn.CONCAT(LEFT(H6,3),\"-\")&IF(H6=\"-\",0,COUNTIF($H$4:H6,H6))","v":"-0"},{"$f":"_xlfn.IFS($H6<=0,\"-\",AS6=1,_xlfn.CONCAT(\"FUN_NONDEF\",\"-DCON_\",LEFT(AQ6,1),\"-FCON_\",LEFT(AR6,1)),AT6=1,_xlfn.CONCAT(\"FUN_DEF\",\"-DCON_\",LEFT(AQ6,1),\"-FCON_\",LEFT(AR6,1)),AU6=1,_xlfn.CONCAT(\"NONFUN_NONDEF\",\"-DCON_\",LEFT(AQ6,1),\"-FCON_\",LEFT(AR6,1)),AV6=1,_xlfn.CONCAT(\"NONFUN_DEF\",\"-DCON_\",LEFT(AQ6,1),\"-FCON_\",LEFT(AR6,1)),AS6+AT6+AU6+AV6<1,_xlfn.CONCAT(\"-\"))","v":"-"}]
[null,"Asset Category:",null,null,null,null,null,null,null,null,null,null,null,null,null,null,null,null,null,null,null,null,null,null,null,null,null,null,null,null,null,0,0,0,0,"Unknown",{"$f":"_xlfn.IFS(G7=\"Natural\",0,H7=\"\",0,H7=\"COASTAL-CONSTRUCTED\",0,G7=\"Constructed\",_xlfn.XLOOKUP($H7,'Data Categories'!$U$4:$U$25,'Data Categories'!$V$4:V$25))","v":0},{"$f":"_xlfn.IFS(AK7=\"\",0,AJ7=\"Unknown\",0,AK7>1,AK7-AJ7,AK7=0,0)","v":0},{"$f":"_xlfn.IFS(Y7=\"\",0,Y7>1920,_xlfn.XLOOKUP($H7,'Data Categories'!$AE$20:$AE$42,'Data Categories'!$AG$20:$AG$42,0))","v":0},{"$f":"_xlfn.IFS(Y7=\"\",0,Y7>0,(2025-Y7))","v":0},{"$f":"_xlfn.IFS(Z7=\"Non-Deficient\",\"Non-Deficient\",Z7=\"Deficient\",\"Deficient\",AB7=\"Deficient\",\"Deficient\",Z7=\"Non-Deficient\",\"Non-Deficient\",AB7=\"Non-Deficient\",\"Non-Deficient\",P7=\"\",\"None\",AL7<0,\"Deficient\",AL7>10,\"Non-Deficient\")","v":"None"},{"$f":"_xlfn.IFS(H7=\"LOW WATER CROSSING\",\"Non-Functional\",G7=\"Natural\",\"Functional\",AA7=\"Functional\",\"Functional\",AC7=\"Functional\",\"Functional\",AA7=\"Non-Functional\",\"Non-Functional\",AC7=\"Non-Functional\",\"Non-Functional\",AA7=\"Unknown\",\"Unknown\",AC7=\"Unknown\",\"Unknown\",AA7=\"\",\"None\")","v":"None"},{"$f":"_xlfn.IFS(X7=\"Functionality\",\"Low\",W7=\"No\",\"Low\",Y7>=2015,\"High\",Y7>=1920,\"Low\",W7=\"\",\"None\",W7=\"Unknown\",\"None\")","v":"None"},{"$f":"_xlfn.IFS(H7=\"LOW WATER CROSSING\",\"Unknown\",G7=\"Natural\",\"None\",AM7<AN7,\"High\",AC7=\"Functional\",\"Low\",AC7=\"Non-Functional\",\"Low\",W7=\"No\",\"Low\",W7=\"Unknown\",\"None\",X7=\"Deficiency\",\"None\",W7=\"Yes\",\"High\",W7=\"\",\"None\")","v":"None"},0,0,0,0,{"$f":"_xlfn.CONCAT(LEFT(H7,3),\"-\")&IF(H7=\"-\",0,COUNTIF($H$4:H7,H7))","v":"-0"},{"$f":"_xlfn.IFS($H7<=0,\"-\",AS7=1,_xlfn.CONCAT(\"FUN_NONDEF\",\"-DCON_\",LEFT(AQ7,1),\"-FCON_\",LEFT(AR7,1)),AT7=1,_xlfn.CONCAT(\"FUN_DEF\",\"-DCON_\",LEFT(AQ7,1),\"-FCON_\",LEFT(AR7,1)),AU7=1,_xlfn.CONCAT(\"NONFUN_NONDEF\",\"-DCON_\",LEFT(AQ7,1),\"-FCON_\",LEFT(AR7,1)),AV7=1,_xlfn.CONCAT(\"NONFUN_DEF\",\"-DCON_\",LEFT(AQ7,1),\"-FCON_\",LEFT(AR7,1)),AS7+AT7+AU7+AV7<1,_xlfn.CONCAT(\"-\"))","v":"-"}]
[null,"Asset Type:",null,null,null,null,null,null,null,null,null,null,null,null,null,null,null,null,null,null,null,null,null,null,null,null,null,null,null,null,null,0,0,0,0,"Unknown",{"$f":"_xlfn.IFS(G8=\"Natural\",0,H8=\"\",0,H8=\"COASTAL-CONSTRUCTED\",0,G8=\"Constructed\",_xlfn.XLOOKUP($H8,'Data Categories'!$U$4:$U$25,'Data Categories'!$V$4:V$25))","v":0},{"$f":"_xlfn.IFS(AK8=\"\",0,AJ8=\"Unknown\",0,AK8>1,AK8-AJ8,AK8=0,0)","v":0},{"$f":"_xlfn.IFS(Y8=\"\",0,Y8>1920,_xlfn.XLOOKUP($H8,'Data Categories'!$AE$20:$AE$42,'Data Categories'!$AG$20:$AG$42,0))","v":0},{"$f":"_xlfn.IFS(Y8=\"\",0,Y8>0,(2025-Y8))","v":0},{"$f":"_xlfn.IFS(Z8=\"Non-Deficient\",\"Non-Deficient\",Z8=\"Deficient\",\"Deficient\",AB8=\"Deficient\",\"Deficient\",Z8=\"Non-Deficient\",\"Non-Deficient\",AB8=\"Non-Deficient\",\"Non-Deficient\",P8=\"\",\"None\",AL8<0,\"Deficient\",AL8>10,\"Non-Deficient\")","v":"None"},{"$f":"_xlfn.IFS(H8=\"LOW WATER CROSSING\",\"Non-Functional\",G8=\"Natural\",\"Functional\",AA8=\"Functional\",\"Functional\",AC8=\"Functional\",\"Functional\",AA8=\"Non-Functional\",\"Non-Functional\",AC8=\"Non-Functional\",\"Non-Functional\",AA8=\"Unknown\",\"Unknown\",AC8=\"Unknown\",\"Unknown\",AA8=\"\",\"None\")","v":"None"},{"$f":"_xlfn.IFS(X8=\"Functionality\",\"Low\",W8=\"No\",\"Low\",Y8>=2015,\"High\",Y8>=1920,\"Low\",W8=\"\",\"None\",W8=\"Unknown\",\"None\")","v":"None"},{"$f":"_xlfn.IFS(H8=\"LOW WATER CROSSING\",\"Unknown\",G8=\"Natural\",\"None\",AM8<AN8,\"High\",AC8=\"Functional\",\"Low\",AC8=\"Non-Functional\",\"Low\",W8=\"No\",\"Low\",W8=\"Unknown\",\"None\",X8=\"Deficiency\",\"None\",W8=\"Yes\",\"High\",W8=\"\",\"None\")","v":"None"},0,0,0,0,{"$f":"_xlfn.CONCAT(LEFT(H8,3),\"-\")&IF(H8=\"-\",0,COUNTIF($H$4:H8,H8))","v":"-0"},{"$f":"_xlfn.IFS($H8<=0,\"-\",AS8=1,_xlfn.CONCAT(\"FUN_NONDEF\",\"-DCON_\",LEFT(AQ8,1),\"-FCON_\",LEFT(AR8,1)),AT8=1,_xlfn.CONCAT(\"FUN_DEF\",\"-DCON_\",LEFT(AQ8,1),\"-FCON_\",LEFT(AR8,1)),AU8=1,_xlfn.CONCAT(\"NONFUN_NONDEF\",\"-DCON_\",LEFT(AQ8,1),\"-FCON_\",LEFT(AR8,1)),AV8=1,_xlfn.CONCAT(\"NONFUN_DEF\",\"-DCON_\",LEFT(AQ8,1),\"-FCON_\",LEFT(AR8,1)),AS8+AT8+AU8+AV8<1,_xlfn.CONCAT(\"-\"))","v":"-"}]
[null,"Subcategory",null,null,null,null,null,null,null,null,null,null,null,null,null,null,null,null,null,null,null,null,null,null,null,null,null,null,null,null,null,0,0,0,0,"Unknown",{"$f":"_xlfn.IFS(G9=\"Natural\",0,H9=\"\",0,H9=\"COASTAL-CONSTRUCTED\",0,G9=\"Constructed\",_xlfn.XLOOKUP($H9,'Data Categories'!$U$4:$U$25,'Data Categories'!$V$4:V$25))","v":0},{"$f":"_xlfn.IFS(AK9=\"\",0,AJ9=\"Unknown\",0,AK9>1,AK9-AJ9,AK9=0,0)","v":0},{"$f":"_xlfn.IFS(Y9=\"\",0,Y9>1920,_xlfn.XLOOKUP($H9,'Data Categories'!$AE$20:$AE$42,'Data Categories'!$AG$20:$AG$42,0))","v":0},{"$f":"_xlfn.IFS(Y9=\"\",0,Y9>0,(2025-Y9))","v":0},{"$f":"_xlfn.IFS(Z9=\"Non-Deficient\",\"Non-Deficient\",Z9=\"Deficient\",\"Deficient\",AB9=\"Deficient\",\"Deficient\",Z9=\"Non-Deficient\",\"Non-Deficient\",AB9=\"Non-Deficient\",\"Non-Deficient\",P9=\"\",\"None\",AL9<0,\"Deficient\",AL9>10,\"Non-Deficient\")","v":"None"},{"$f":"_xlfn.IFS(H9=\"LOW WATER CROSSING\",\"Non-Functional\",G9=\"Natural\",\"Functional\",AA9=\"Functional\",\"Functional\",AC9=\"Functional\",\"Functional\",AA9=\"Non-Functional\",\"Non-Functional\",AC9=\"Non-Functional\",\"Non-Functional\",AA9=\"Unknown\",\"Unknown\",AC9=\"Unknown\",\"Unknown\",AA9=\"\",\"None\")","v":"None"},{"$f":"_xlfn.IFS(X9=\"Functionality\",\"Low\",W9=\"No\",\"Low\",Y9>=2015,\"High\",Y9>=1920,\"Low\",W9=\"\",\"None\",W9=\"Unknown\",\"None\")","v":"None"},{"$f":"_xlfn.IFS(H9=\"LOW WATER CROSSING\",\"Unknown\",G9=\"Natural\",\"None\",AM9<AN9,\"High\",AC9=\"Functional\",\"Low\",AC9=\"Non-Functional\",\"Low\",W9=\"No\",\"Low\",W9=\"Unknown\",\"None\",X9=\"Deficiency\",\"None\",W9=\"Yes\",\"High\",W9=\"\",\"None\")","v":"None"},0,0,0,0,{"$f":"_xlfn.CONCAT(LEFT(H9,3),\"-\")&IF(H9=\"-\",0,COUNTIF($H$4:H9,H9))","v":"-0"},{"$f":"_xlfn.IFS($H9<=0,\"-\",AS9=1,_xlfn.CONCAT(\"FUN_NONDEF\",\"-DCON_\",LEFT(AQ9,1),\"-FCON_\",LEFT(AR9,1)),AT9=1,_xlfn.CONCAT(\"FUN_DEF\",\"-DCON_\",LEFT(AQ9,1),\"-FCON_\",LEFT(AR9,1)),AU9=1,_xlfn.CONCAT(\"NONFUN_NONDEF\",\"-DCON_\",LEFT(AQ9,1),\"-FCON_\",LEFT(AR9,1)),AV9=1,_xlfn.CONCAT(\"NONFUN_DEF\",\"-DCON_\",LEFT(AQ9,1),\"-FCON_\",LEFT(AR9,1)),AS9+AT9+AU9+AV9<1,_xlfn.CONCAT(\"-\"))","v":"-"}]
[null,"Asset Name:",null,null,null,null,null,null,null,null,null,null,null,null,null,null,null,null,null,null,null,null,null,null,null,null,null,null,null,null,null,0,0,0,0,"Unknown",{"$f":"_xlfn.IFS(G10=\"Natural\",0,H10=\"\",0,H10=\"COASTAL-CONSTRUCTED\",0,G10=\"Constructed\",_xlfn.XLOOKUP($H10,'Data Categories'!$U$4:$U$25,'Data Categories'!$V$4:V$25))","v":0},{"$f":"_xlfn.IFS(AK10=\"\",0,AJ10=\"Unknown\",0,AK10>1,AK10-AJ10,AK10=0,0)","v":0},{"$f":"_xlfn.IFS(Y10=\"\",0,Y10>1920,_xlfn.XLOOKUP($H10,'Data Categories'!$AE$20:$AE$42,'Data Categories'!$AG$20:$AG$42,0))","v":0},{"$f":"_xlfn.IFS(Y10=\"\",0,Y10>0,(2025-Y10))","v":0},{"$f":"_xlfn.IFS(Z10=\"Non-Deficient\",\"Non-Deficient\",Z10=\"Deficient\",\"Deficient\",AB10=\"Deficient\",\"Deficient\",Z10=\"Non-Deficient\",\"Non-Deficient\",AB10=\"Non-Deficient\",\"Non-Deficient\",P10=\"\",\"None\",AL10<0,\"Deficient\",AL10>10,\"Non-Deficient\")","v":"None"},{"$f":"_xlfn.IFS(H10=\"LOW WATER CROSSING\",\"Non-Functional\",G10=\"Natural\",\"Functional\",AA10=\"Functional\",\"Functional\",AC10=\"Functional\",\"Functional\",AA10=\"Non-Functional\",\"Non-Functional\",AC10=\"Non-Functional\",\"Non-Functional\",AA10=\"Unknown\",\"Unknown\",AC10=\"Unknown\",\"Unknown\",AA10=\"\",\"None\")","v":"None"},{"$f":"_xlfn.IFS(X10=\"Functionality\",\"Low\",W10=\"No\",\"Low\",Y10>=2015,\"High\",Y10>=1920,\"Low\",W10=\"\",\"None\",W10=\"Unknown\",\"None\")","v":"None"},{"$f":"_xlfn.IFS(H10=\"LOW WATER CROSSING\",\"Unknown\",G10=\"Natural\",\"None\",AM10<AN10,\"High\",AC10=\"Functional\",\"Low\",AC10=\"Non-Functional\",\"Low\",W10=\"No\",\"Low\",W10=\"Unknown\",\"None\",X10=\"Deficiency\",\"None\",W10=\"Yes\",\"High\",W10=\"\",\"None\")","v":"None"},0,0,0,0,{"$f":"_xlfn.CONCAT(LEFT(H10,3),\"-\")&IF(H10=\"-\",0,COUNTIF($H$4:H10,H10))","v":"-0"},{"$f":"_xlfn.IFS($H10<=0,\"-\",AS10=1,_xlfn.CONCAT(\"FUN_NONDEF\",\"-DCON_\",LEFT(AQ10,1),\"-FCON_\",LEFT(AR10,1)),AT10=1,_xlfn.CONCAT(\"FUN_DEF\",\"-DCON_\",LEFT(AQ10,1),\"-FCON_\",LEFT(AR10,1)),AU10=1,_xlfn.CONCAT(\"NONFUN_NONDEF\",\"-DCON_\",LEFT(AQ10,1),\"-FCON_\",LEFT(AR10,1)),AV10=1,_xlfn.CONCAT(\"NONFUN_DEF\",\"-DCON_\",LEFT(AQ10,1),\"-FCON_\",LEFT(AR10,1)),AS10+AT10+AU10+AV10<1,_xlfn.CONCAT(\"-\"))","v":"-"}]
[null,"Asset Description:",null,null,null,null,null,null,null,null,null,null,null,null,null,null,null,null,null,null,null,null,null,null,null,null,null,null,null,null,null,0,0,0,0,"Unknown",{"$f":"_xlfn.IFS(G11=\"Natural\",0,H11=\"\",0,H11=\"COASTAL-CONSTRUCTED\",0,G11=\"Constructed\",_xlfn.XLOOKUP($H11,'Data Categories'!$U$4:$U$25,'Data Categories'!$V$4:V$25))","v":0},{"$f":"_xlfn.IFS(AK11=\"\",0,AJ11=\"Unknown\",0,AK11>1,AK11-AJ11,AK11=0,0)","v":0},{"$f":"_xlfn.IFS(Y11=\"\",0,Y11>1920,_xlfn.XLOOKUP($H11,'Data Categories'!$AE$20:$AE$42,'Data Categories'!$AG$20:$AG$42,0))","v":0},{"$f":"_xlfn.IFS(Y11=\"\",0,Y11>0,(2025-Y11))","v":0},{"$f":"_xlfn.IFS(Z11=\"Non-Deficient\",\"Non-Deficient\",Z11=\"Deficient\",\"Deficient\",AB11=\"Deficient\",\"Deficient\",Z11=\"Non-Deficient\",\"Non-Deficient\",AB11=\"Non-Deficient\",\"Non-Deficient\",P11=\"\",\"None\",AL11<0,\"Deficient\",AL11>10,\"Non-Deficient\")","v":"None"},{"$f":"_xlfn.IFS(H11=\"LOW WATER CROSSING\",\"Non-Functional\",G11=\"Natural\",\"Functional\",AA11=\"Functional\",\"Functional\",AC11=\"Functional\",\"Functional\",AA11=\"Non-Functional\",\"Non-Functional\",AC11=\"Non-Functional\",\"Non-Functional\",AA11=\"Unknown\",\"Unknown\",AC11=\"Unknown\",\"Unknown\",AA11=\"\",\"None\")","v":"None"},{"$f":"_xlfn.IFS(X11=\"Functionality\",\"Low\",W11=\"No\",\"Low\",Y11>=2015,\"High\",Y11>=1920,\"Low\",W11=\"\",\"None\",W11=\"Unknown\",\"None\")","v":"None"},{"$f":"_xlfn.IFS(H11=\"LOW WATER CROSSING\",\"Unknown\",G11=\"Natural\",\"None\",AM11<AN11,\"High\",AC11=\"Functional\",\"Low\",AC11=\"Non-Functional\",\"Low\",W11=\"No\",\"Low\",W11=\"Unknown\",\"None\",X11=\"Deficiency\",\"None\",W11=\"Yes\",\"High\",W11=\"\",\"None\")","v":"None"},0,0,0,0,{"$f":"_xlfn.CONCAT(LEFT(H11,3),\"-\")&IF(H11=\"-\",0,COUNTIF($H$4:H11,H11))","v":"-0"},{"$f":"_xlfn.IFS($H11<=0,\"-\",AS11=1,_xlfn.CONCAT(\"FUN_NONDEF\",\"-DCON_\",LEFT(AQ11,1),\"-FCON_\",LEFT(AR11,1)),AT11=1,_xlfn.CONCAT(\"FUN_DEF\",\"-DCON_\",LEFT(AQ11,1),\"-FCON_\",LEFT(AR11,1)),AU11=1,_xlfn.CONCAT(\"NONFUN_NONDEF\",\"-DCON_\",LEFT(AQ11,1),\"-FCON_\",LEFT(AR11,1)),AV11=1,_xlfn.CONCAT(\"NONFUN_DEF\",\"-DCON_\",LEFT(AQ11,1),\"-FCON_\",LEFT(AR11,1)),AS11+AT11+AU11+AV11<1,_xlfn.CONCAT(\"-\"))","v":"-"}]
[null,"County:",null,null,null,null,null,null,null,null,null,null,null,null,null,null,null,null,null,null,null,null,null,null,null,null,null,null,null,null,null,0,0,0,0,"Unknown",{"$f":"_xlfn.IFS(G12=\"Natural\",0,H12=\"\",0,H12=\"COASTAL-CONSTRUCTED\",0,G12=\"Constructed\",_xlfn.XLOOKUP($H12,'Data Categories'!$U$4:$U$25,'Data Categories'!$V$4:V$25))","v":0},{"$f":"_xlfn.IFS(AK12=\"\",0,AJ12=\"Unknown\",0,AK12>1,AK12-AJ12,AK12=0,0)","v":0},{"$f":"_xlfn.IFS(Y12=\"\",0,Y12>1920,_xlfn.XLOOKUP($H12,'Data Categories'!$AE$20:$AE$42,'Data Categories'!$AG$20:$AG$42,0))","v":0},{"$f":"_xlfn.IFS(Y12=\"\",0,Y12>0,(2025-Y12))","v":0},{"$f":"_xlfn.IFS(Z12=\"Non-Deficient\",\"Non-Deficient\",Z12=\"Deficient\",\"Deficient\",AB12=\"Deficient\",\"Deficient\",Z12=\"Non-Deficient\",\"Non-Deficient\",AB12=\"Non-Deficient\",\"Non-Deficient\",P12=\"\",\"None\",AL12<0,\"Deficient\",AL12>10,\"Non-Deficient\")","v":"None"},{"$f":"_xlfn.IFS(H12=\"LOW WATER CROSSING\",\"Non-Functional\",G12=\"Natural\",\"Functional\",AA12=\"Functional\",\"Functional\",AC12=\"Functional\",\"Functional\",AA12=\"Non-Functional\",\"Non-Functional\",AC12=\"Non-Functional\",\"Non-Functional\",AA12=\"Unknown\",\"Unknown\",AC12=\"Unknown\",\"Unknown\",AA12=\"\",\"None\")","v":"None"},{"$f":"_xlfn.IFS(X12=\"Functionality\",\"Low\",W12=\"No\",\"Low\",Y12>=2015,\"High\",Y12>=1920,\"Low\",W12=\"\",\"None\",W12=\"Unknown\",\"None\")","v":"None"},{"$f":"_xlfn.IFS(H12=\"LOW WATER CROSSING\",\"Unknown\",G12=\"Natural\",\"None\",AM12<AN12,\"High\",AC12=\"Functional\",\"Low\",AC12=\"Non-Functional\",\"Low\",W12=\"No\",\"Low\",W12=\"Unknown\",\"None\",X12=\"Deficiency\",\"None\",W12=\"Yes\",\"High\",W12=\"\",\"None\")","v":"None"},0,0,0,0,{"$f":"_xlfn.CONCAT(LEFT(H12,3),\"-\")&IF(H12=\"-\",0,COUNTIF($H$4:H12,H12))","v":"-0"},{"$f":"_xlfn.IFS($H12<=0,\"-\",AS12=1,_xlfn.CONCAT(\"FUN_NONDEF\",\"-DCON_\",LEFT(AQ12,1),\"-FCON_\",LEFT(AR12,1)),AT12=1,_xlfn.CONCAT(\"FUN_DEF\",\"-DCON_\",LEFT(AQ12,1),\"-FCON_\",LEFT(AR12,1)),AU12=1,_xlfn.CONCAT(\"NONFUN_NONDEF\",\"-DCON_\",LEFT(AQ12,1),\"-FCON_\",LEFT(AR12,1)),AV12=1,_xlfn.CONCAT(\"NONFUN_DEF\",\"-DCON_\",LEFT(AQ12,1),\"-FCON_\",LEFT(AR12,1)),AS12+AT12+AU12+AV12<1,_xlfn.CONCAT(\"-\"))","v":"-"}]
[null,"Notes:",null,null,null,null,null,null,null,null,null,null,null,null,null,null,null,null,null,null,null,null,null,null,null,null,null,null,null,null,null,{"$error":"#N/A"},0,0,0,"Unknown",{"$f":"_xlfn.IFS(G13=\"Natural\",0,H13=\"\",0,H13=\"COASTAL-CONSTRUCTED\",0,G13=\"Constructed\",_xlfn.XLOOKUP($H13,'Data Categories'!$U$4:$U$25,'Data Categories'!$V$4:V$25))","v":0},{"$f":"_xlfn.IFS(AK13=\"\",0,AJ13=\"Unknown\",0,AK13>1,AK13-AJ13,AK13=0,0)","v":0},{"$f":"_xlfn.IFS(Y13=\"\",0,Y13>1920,_xlfn.XLOOKUP($H13,'Data Categories'!$AE$20:$AE$42,'Data Categories'!$AG$20:$AG$42,0))","v":0},{"$f":"_xlfn.IFS(Y13=\"\",0,Y13>0,(2025-Y13))","v":0},{"$f":"_xlfn.IFS(Z13=\"Non-Deficient\",\"Non-Deficient\",Z13=\"Deficient\",\"Deficient\",AB13=\"Deficient\",\"Deficient\",Z13=\"Non-Deficient\",\"Non-Deficient\",AB13=\"Non-Deficient\",\"Non-Deficient\",P13=\"\",\"None\",AL13<0,\"Deficient\",AL13>10,\"Non-Deficient\")","v":"None"},{"$f":"_xlfn.IFS(H13=\"LOW WATER CROSSING\",\"Non-Functional\",G13=\"Natural\",\"Functional\",AA13=\"Functional\",\"Functional\",AC13=\"Functional\",\"Functional\",AA13=\"Non-Functional\",\"Non-Functional\",AC13=\"Non-Functional\",\"Non-Functional\",AA13=\"Unknown\",\"Unknown\",AC13=\"Unknown\",\"Unknown\",AA13=\"\",\"None\")","v":"None"},{"$f":"_xlfn.IFS(X13=\"Functionality\",\"Low\",W13=\"No\",\"Low\",Y13>=2015,\"High\",Y13>=1920,\"Low\",W13=\"\",\"None\",W13=\"Unknown\",\"None\")","v":"None"},{"$f":"_xlfn.IFS(H13=\"LOW WATER CROSSING\",\"Unknown\",G13=\"Natural\",\"None\",AM13<AN13,\"High\",AC13=\"Functional\",\"Low\",AC13=\"Non-Functional\",\"Low\",W13=\"No\",\"Low\",W13=\"Unknown\",\"None\",X13=\"Deficiency\",\"None\",W13=\"Yes\",\"High\",W13=\"\",\"None\")","v":"None"},0,0,0,0,{"$f":"_xlfn.CONCAT(LEFT(H13,3),\"-\")&IF(H13=\"-\",0,COUNTIF($H$4:H13,H13))","v":"-0"},{"$f":"_xlfn.IFS($H13<=0,\"-\",AS13=1,_xlfn.CONCAT(\"FUN_NONDEF\",\"-DCON_\",LEFT(AQ13,1),\"-FCON_\",LEFT(AR13,1)),AT13=1,_xlfn.CONCAT(\"FUN_DEF\",\"-DCON_\",LEFT(AQ13,1),\"-FCON_\",LEFT(AR13,1)),AU13=1,_xlfn.CONCAT(\"NONFUN_NONDEF\",\"-DCON_\",LEFT(AQ13,1),\"-FCON_\",LEFT(AR13,1)),AV13=1,_xlfn.CONCAT(\"NONFUN_DEF\",\"-DCON_\",LEFT(AQ13,1),\"-FCON_\",LEFT(AR13,1)),AS13+AT13+AU13+AV13<1,_xlfn.CONCAT(\"-\"))","v":"-"}]
[null,"Starting Address or (X,Y) Coordinate:",null,null,null,null,null,null,null,null,null,null,null,null,null,null,null,null,null,null,null,null,null,null,null,null,null,null,null,null,null,{"$error":"#N/A"},0,0,0,"Unknown",{"$f":"_xlfn.IFS(G14=\"Natural\",0,H14=\"\",0,H14=\"COASTAL-CONSTRUCTED\",0,G14=\"Constructed\",_xlfn.XLOOKUP($H14,'Data Categories'!$U$4:$U$25,'Data Categories'!$V$4:V$25))","v":0},{"$f":"_xlfn.IFS(AK14=\"\",0,AJ14=\"Unknown\",0,AK14>1,AK14-AJ14,AK14=0,0)","v":0},{"$f":"_xlfn.IFS(Y14=\"\",0,Y14>1920,_xlfn.XLOOKUP($H14,'Data Categories'!$AE$20:$AE$42,'Data Categories'!$AG$20:$AG$42,0))","v":0},{"$f":"_xlfn.IFS(Y14=\"\",0,Y14>0,(2025-Y14))","v":0},{"$f":"_xlfn.IFS(Z14=\"Non-Deficient\",\"Non-Deficient\",Z14=\"Deficient\",\"Deficient\",AB14=\"Deficient\",\"Deficient\",Z14=\"Non-Deficient\",\"Non-Deficient\",AB14=\"Non-Deficient\",\"Non-Deficient\",P14=\"\",\"None\",AL14<0,\"Deficient\",AL14>10,\"Non-Deficient\")","v":"None"},{"$f":"_xlfn.IFS(H14=\"LOW WATER CROSSING\",\"Non-Functional\",G14=\"Natural\",\"Functional\",AA14=\"Functional\",\"Functional\",AC14=\"Functional\",\"Functional\",AA14=\"Non-Functional\",\"Non-Functional\",AC14=\"Non-Functional\",\"Non-Functional\",AA14=\"Unknown\",\"Unknown\",AC14=\"Unknown\",\"Unknown\",AA14=\"\",\"None\")","v":"None"},{"$f":"_xlfn.IFS(X14=\"Functionality\",\"Low\",W14=\"No\",\"Low\",Y14>=2015,\"High\",Y14>=1920,\"Low\",W14=\"\",\"None\",W14=\"Unknown\",\"None\")","v":"None"},{"$f":"_xlfn.IFS(H14=\"LOW WATER CROSSING\",\"Unknown\",G14=\"Natural\",\"None\",AM14<AN14,\"High\",AC14=\"Functional\",\"Low\",AC14=\"Non-Functional\",\"Low\",W14=\"No\",\"Low\",W14=\"Unknown\",\"None\",X14=\"Deficiency\",\"None\",W14=\"Yes\",\"High\",W14=\"\",\"None\")","v":"None"},0,0,0,0,{"$f":"_xlfn.CONCAT(LEFT(H14,3),\"-\")&IF(H14=\"-\",0,COUNTIF($H$4:H14,H14))","v":"-0"},{"$f":"_xlfn.IFS($H14<=0,\"-\",AS14=1,_xlfn.CONCAT(\"FUN_NONDEF\",\"-DCON_\",LEFT(AQ14,1),\"-FCON_\",LEFT(AR14,1)),AT14=1,_xlfn.CONCAT(\"FUN_DEF\",\"-DCON_\",LEFT(AQ14,1),\"-FCON_\",LEFT(AR14,1)),AU14=1,_xlfn.CONCAT(\"NONFUN_NONDEF\",\"-DCON_\",LEFT(AQ14,1),\"-FCON_\",LEFT(AR14,1)),AV14=1,_xlfn.CONCAT(\"NONFUN_DEF\",\"-DCON_\",LEFT(AQ14,1),\"-FCON_\",LEFT(AR14,1)),AS14+AT14+AU14+AV14<1,_xlfn.CONCAT(\"-\"))","v":"-"}]
[null,"Ending Address or (X,Y) Coordinate:",null,null,null,null,null,null,null,null,null,null,null,null,null,null,null,null,null,null,null,null,null,null,null,null,null,null,null,null,null,0,0,0,0,"Unknown",{"$f":"_xlfn.IFS(G15=\"Natural\",0,H15=\"\",0,H15=\"COASTAL-CONSTRUCTED\",0,G15=\"Constructed\",_xlfn.XLOOKUP($H15,'Data Categories'!$U$4:$U$25,'Data Categories'!$V$4:V$25))","v":0},{"$f":"_xlfn.IFS(AK15=\"\",0,AJ15=\"Unknown\",0,AK15>1,AK15-AJ15,AK15=0,0)","v":0},{"$f":"_xlfn.IFS(Y15=\"\",0,Y15>1920,_xlfn.XLOOKUP($H15,'Data Categories'!$AE$20:$AE$42,'Data Categories'!$AG$20:$AG$42,0))","v":0},{"$f":"_xlfn.IFS(Y15=\"\",0,Y15>0,(2025-Y15))","v":0},{"$f":"_xlfn.IFS(Z15=\"Non-Deficient\",\"Non-Deficient\",Z15=\"Deficient\",\"Deficient\",AB15=\"Deficient\",\"Deficient\",Z15=\"Non-Deficient\",\"Non-Deficient\",AB15=\"Non-Deficient\",\"Non-Deficient\",P15=\"\",\"None\",AL15<0,\"Deficient\",AL15>10,\"Non-Deficient\")","v":"None"},{"$f":"_xlfn.IFS(H15=\"LOW WATER CROSSING\",\"Non-Functional\",G15=\"Natural\",\"Functional\",AA15=\"Functional\",\"Functional\",AC15=\"Functional\",\"Functional\",AA15=\"Non-Functional\",\"Non-Functional\",AC15=\"Non-Functional\",\"Non-Functional\",AA15=\"Unknown\",\"Unknown\",AC15=\"Unknown\",\"Unknown\",AA15=\"\",\"None\")","v":"None"},{"$f":"_xlfn.IFS(X15=\"Functionality\",\"Low\",W15=\"No\",\"Low\",Y15>=2015,\"High\",Y15>=1920,\"Low\",W15=\"\",\"None\",W15=\"Unknown\",\"None\")","v":"None"},{"$f":"_xlfn.IFS(H15=\"LOW WATER CROSSING\",\"Unknown\",G15=\"Natural\",\"None\",AM15<AN15,\"High\",AC15=\"Functional\",\"Low\",AC15=\"Non-Functional\",\"Low\",W15=\"No\",\"Low\",W15=\"Unknown\",\"None\",X15=\"Deficiency\",\"None\",W15=\"Yes\",\"High\",W15=\"\",\"None\")","v":"None"},0,0,0,0,{"$f":"_xlfn.CONCAT(LEFT(H15,3),\"-\")&IF(H15=\"-\",0,COUNTIF($H$4:H15,H15))","v":"-0"},{"$f":"_xlfn.IFS($H15<=0,\"-\",AS15=1,_xlfn.CONCAT(\"FUN_NONDEF\",\"-DCON_\",LEFT(AQ15,1),\"-FCON_\",LEFT(AR15,1)),AT15=1,_xlfn.CONCAT(\"FUN_DEF\",\"-DCON_\",LEFT(AQ15,1),\"-FCON_\",LEFT(AR15,1)),AU15=1,_xlfn.CONCAT(\"NONFUN_NONDEF\",\"-DCON_\",LEFT(AQ15,1),\"-FCON_\",LEFT(AR15,1)),AV15=1,_xlfn.CONCAT(\"NONFUN_DEF\",\"-DCON_\",LEFT(AQ15,1),\"-FCON_\",LEFT(AR15,1)),AS15+AT15+AU15+AV15<1,_xlfn.CONCAT(\"-\"))","v":"-"}]
[null,"Year Constructed:",null,null,null,null,null,null,null,null,null,null,null,null,null,null,null,null,null,null,null,null,null,null,null,null,null,null,null,null,null,0,0,0,0,"Unknown",{"$f":"_xlfn.IFS(G16=\"Natural\",0,H16=\"\",0,H16=\"COASTAL-CONSTRUCTED\",0,G16=\"Constructed\",_xlfn.XLOOKUP($H16,'Data Categories'!$U$4:$U$25,'Data Categories'!$V$4:V$25))","v":0},{"$f":"_xlfn.IFS(AK16=\"\",0,AJ16=\"Unknown\",0,AK16>1,AK16-AJ16,AK16=0,0)","v":0},{"$f":"_xlfn.IFS(Y16=\"\",0,Y16>1920,_xlfn.XLOOKUP($H16,'Data Categories'!$AE$20:$AE$42,'Data Categories'!$AG$20:$AG$42,0))","v":0},{"$f":"_xlfn.IFS(Y16=\"\",0,Y16>0,(2025-Y16))","v":0},{"$f":"_xlfn.IFS(Z16=\"Non-Deficient\",\"Non-Deficient\",Z16=\"Deficient\",\"Deficient\",AB16=\"Deficient\",\"Deficient\",Z16=\"Non-Deficient\",\"Non-Deficient\",AB16=\"Non-Deficient\",\"Non-Deficient\",P16=\"\",\"None\",AL16<0,\"Deficient\",AL16>10,\"Non-Deficient\")","v":"None"},{"$f":"_xlfn.IFS(H16=\"LOW WATER CROSSING\",\"Non-Functional\",G16=\"Natural\",\"Functional\",AA16=\"Functional\",\"Functional\",AC16=\"Functional\",\"Functional\",AA16=\"Non-Functional\",\"Non-Functional\",AC16=\"Non-Functional\",\"Non-Functional\",AA16=\"Unknown\",\"Unknown\",AC16=\"Unknown\",\"Unknown\",AA16=\"\",\"None\")","v":"None"},{"$f":"_xlfn.IFS(X16=\"Functionality\",\"Low\",W16=\"No\",\"Low\",Y16>=2015,\"High\",Y16>=1920,\"Low\",W16=\"\",\"None\",W16=\"Unknown\",\"None\")","v":"None"},{"$f":"_xlfn.IFS(H16=\"LOW WATER CROSSING\",\"Unknown\",G16=\"Natural\",\"None\",AM16<AN16,\"High\",AC16=\"Functional\",\"Low\",AC16=\"Non-Functional\",\"Low\",W16=\"No\",\"Low\",W16=\"Unknown\",\"None\",X16=\"Deficiency\",\"None\",W16=\"Yes\",\"High\",W16=\"\",\"None\")","v":"None"},0,0,0,0,{"$f":"_xlfn.CONCAT(LEFT(H16,3),\"-\")&IF(H16=\"-\",0,COUNTIF($H$4:H16,H16))","v":"-0"},{"$f":"_xlfn.IFS($H16<=0,\"-\",AS16=1,_xlfn.CONCAT(\"FUN_NONDEF\",\"-DCON_\",LEFT(AQ16,1),\"-FCON_\",LEFT(AR16,1)),AT16=1,_xlfn.CONCAT(\"FUN_DEF\",\"-DCON_\",LEFT(AQ16,1),\"-FCON_\",LEFT(AR16,1)),AU16=1,_xlfn.CONCAT(\"NONFUN_NONDEF\",\"-DCON_\",LEFT(AQ16,1),\"-FCON_\",LEFT(AR16,1)),AV16=1,_xlfn.CONCAT(\"NONFUN_DEF\",\"-DCON_\",LEFT(AQ16,1),\"-FCON_\",LEFT(AR16,1)),AS16+AT16+AU16+AV16<1,_xlfn.CONCAT(\"-\"))","v":"-"}]
[null,"Material:",null,null,null,null,null,null,null,null,null,null,null,null,null,null,null,null,null,null,null,null,null,null,null,null,null,null,null,null,null,0,0,0,0,"Unknown",{"$f":"_xlfn.IFS(G17=\"Natural\",0,H17=\"\",0,H17=\"COASTAL-CONSTRUCTED\",0,G17=\"Constructed\",_xlfn.XLOOKUP($H17,'Data Categories'!$U$4:$U$25,'Data Categories'!$V$4:V$25))","v":0},{"$f":"_xlfn.IFS(AK17=\"\",0,AJ17=\"Unknown\",0,AK17>1,AK17-AJ17,AK17=0,0)","v":0},{"$f":"_xlfn.IFS(Y17=\"\",0,Y17>1920,_xlfn.XLOOKUP($H17,'Data Categories'!$AE$20:$AE$42,'Data Categories'!$AG$20:$AG$42,0))","v":0},{"$f":"_xlfn.IFS(Y17=\"\",0,Y17>0,(2025-Y17))","v":0},{"$f":"_xlfn.IFS(Z17=\"Non-Deficient\",\"Non-Deficient\",Z17=\"Deficient\",\"Deficient\",AB17=\"Deficient\",\"Deficient\",Z17=\"Non-Deficient\",\"Non-Deficient\",AB17=\"Non-Deficient\",\"Non-Deficient\",P17=\"\",\"None\",AL17<0,\"Deficient\",AL17>10,\"Non-Deficient\")","v":"None"},{"$f":"_xlfn.IFS(H17=\"LOW WATER CROSSING\",\"Non-Functional\",G17=\"Natural\",\"Functional\",AA17=\"Functional\",\"Functional\",AC17=\"Functional\",\"Functional\",AA17=\"Non-Functional\",\"Non-Functional\",AC17=\"Non-Functional\",\"Non-Functional\",AA17=\"Unknown\",\"Unknown\",AC17=\"Unknown\",\"Unknown\",AA17=\"\",\"None\")","v":"None"},{"$f":"_xlfn.IFS(X17=\"Functionality\",\"Low\",W17=\"No\",\"Low\",Y17>=2015,\"High\",Y17>=1920,\"Low\",W17=\"\",\"None\",W17=\"Unknown\",\"None\")","v":"None"},{"$f":"_xlfn.IFS(H17=\"LOW WATER CROSSING\",\"Unknown\",G17=\"Natural\",\"None\",AM17<AN17,\"High\",AC17=\"Functional\",\"Low\",AC17=\"Non-Functional\",\"Low\",W17=\"No\",\"Low\",W17=\"Unknown\",\"None\",X17=\"Deficiency\",\"None\",W17=\"Yes\",\"High\",W17=\"\",\"None\")","v":"None"},0,0,0,0,{"$f":"_xlfn.CONCAT(LEFT(H17,3),\"-\")&IF(H17=\"-\",0,COUNTIF($H$4:H17,H17))","v":"-0"},{"$f":"_xlfn.IFS($H17<=0,\"-\",AS17=1,_xlfn.CONCAT(\"FUN_NONDEF\",\"-DCON_\",LEFT(AQ17,1),\"-FCON_\",LEFT(AR17,1)),AT17=1,_xlfn.CONCAT(\"FUN_DEF\",\"-DCON_\",LEFT(AQ17,1),\"-FCON_\",LEFT(AR17,1)),AU17=1,_xlfn.CONCAT(\"NONFUN_NONDEF\",\"-DCON_\",LEFT(AQ17,1),\"-FCON_\",LEFT(AR17,1)),AV17=1,_xlfn.CONCAT(\"NONFUN_DEF\",\"-DCON_\",LEFT(AQ17,1),\"-FCON_\",LEFT(AR17,1)),AS17+AT17+AU17+AV17<1,_xlfn.CONCAT(\"-\"))","v":"-"}]
[null,"Diameter (ft):",null,null,null,null,null,null,null,null,null,null,null,null,null,null,null,null,null,null,null,null,null,null,null,null,null,null,null,null,null,0,0,0,0,"Unknown",{"$f":"_xlfn.IFS(G18=\"Natural\",0,H18=\"\",0,H18=\"COASTAL-CONSTRUCTED\",0,G18=\"Constructed\",_xlfn.XLOOKUP($H18,'Data Categories'!$U$4:$U$25,'Data Categories'!$V$4:V$25))","v":0},{"$f":"_xlfn.IFS(AK18=\"\",0,AJ18=\"Unknown\",0,AK18>1,AK18-AJ18,AK18=0,0)","v":0},{"$f":"_xlfn.IFS(Y18=\"\",0,Y18>1920,_xlfn.XLOOKUP($H18,'Data Categories'!$AE$20:$AE$42,'Data Categories'!$AG$20:$AG$42,0))","v":0},{"$f":"_xlfn.IFS(Y18=\"\",0,Y18>0,(2025-Y18))","v":0},{"$f":"_xlfn.IFS(Z18=\"Non-Deficient\",\"Non-Deficient\",Z18=\"Deficient\",\"Deficient\",AB18=\"Deficient\",\"Deficient\",Z18=\"Non-Deficient\",\"Non-Deficient\",AB18=\"Non-Deficient\",\"Non-Deficient\",P18=\"\",\"None\",AL18<0,\"Deficient\",AL18>10,\"Non-Deficient\")","v":"None"},{"$f":"_xlfn.IFS(H18=\"LOW WATER CROSSING\",\"Non-Functional\",G18=\"Natural\",\"Functional\",AA18=\"Functional\",\"Functional\",AC18=\"Functional\",\"Functional\",AA18=\"Non-Functional\",\"Non-Functional\",AC18=\"Non-Functional\",\"Non-Functional\",AA18=\"Unknown\",\"Unknown\",AC18=\"Unknown\",\"Unknown\",AA18=\"\",\"None\")","v":"None"},{"$f":"_xlfn.IFS(X18=\"Functionality\",\"Low\",W18=\"No\",\"Low\",Y18>=2015,\"High\",Y18>=1920,\"Low\",W18=\"\",\"None\",W18=\"Unknown\",\"None\")","v":"None"},{"$f":"_xlfn.IFS(H18=\"LOW WATER CROSSING\",\"Unknown\",G18=\"Natural\",\"None\",AM18<AN18,\"High\",AC18=\"Functional\",\"Low\",AC18=\"Non-Functional\",\"Low\",W18=\"No\",\"Low\",W18=\"Unknown\",\"None\",X18=\"Deficiency\",\"None\",W18=\"Yes\",\"High\",W18=\"\",\"None\")","v":"None"},0,0,0,0,{"$f":"_xlfn.CONCAT(LEFT(H18,3),\"-\")&IF(H18=\"-\",0,COUNTIF($H$4:H18,H18))","v":"-0"},{"$f":"_xlfn.IFS($H18<=0,\"-\",AS18=1,_xlfn.CONCAT(\"FUN_NONDEF\",\"-DCON_\",LEFT(AQ18,1),\"-FCON_\",LEFT(AR18,1)),AT18=1,_xlfn.CONCAT(\"FUN_DEF\",\"-DCON_\",LEFT(AQ18,1),\"-FCON_\",LEFT(AR18,1)),AU18=1,_xlfn.CONCAT(\"NONFUN_NONDEF\",\"-DCON_\",LEFT(AQ18,1),\"-FCON_\",LEFT(AR18,1)),AV18=1,_xlfn.CONCAT(\"NONFUN_DEF\",\"-DCON_\",LEFT(AQ18,1),\"-FCON_\",LEFT(AR18,1)),AS18+AT18+AU18+AV18<1,_xlfn.CONCAT(\"-\"))","v":"-"}]
[null,"Length (ft):",null,null,null,null,null,null,null,null,null,null,null,null,null,null,null,null,null,null,null,null,null,null,null,null,null,null,null,null,null,0,0,0,0,"Unknown",{"$f":"_xlfn.IFS(G19=\"Natural\",0,H19=\"\",0,H19=\"COASTAL-CONSTRUCTED\",0,G19=\"Constructed\",_xlfn.XLOOKUP($H19,'Data Categories'!$U$4:$U$25,'Data Categories'!$V$4:V$25))","v":0},{"$f":"_xlfn.IFS(AK19=\"\",0,AJ19=\"Unknown\",0,AK19>1,AK19-AJ19,AK19=0,0)","v":0},{"$f":"_xlfn.IFS(Y19=\"\",0,Y19>1920,_xlfn.XLOOKUP($H19,'Data Categories'!$AE$20:$AE$42,'Data Categories'!$AG$20:$AG$42,0))","v":0},{"$f":"_xlfn.IFS(Y19=\"\",0,Y19>0,(2025-Y19))","v":0},{"$f":"_xlfn.IFS(Z19=\"Non-Deficient\",\"Non-Deficient\",Z19=\"Deficient\",\"Deficient\",AB19=\"Deficient\",\"Deficient\",Z19=\"Non-Deficient\",\"Non-Deficient\",AB19=\"Non-Deficient\",\"Non-Deficient\",P19=\"\",\"None\",AL19<0,\"Deficient\",AL19>10,\"Non-Deficient\")","v":"None"},{"$f":"_xlfn.IFS(H19=\"LOW WATER CROSSING\",\"Non-Functional\",G19=\"Natural\",\"Functional\",AA19=\"Functional\",\"Functional\",AC19=\"Functional\",\"Functional\",AA19=\"Non-Functional\",\"Non-Functional\",AC19=\"Non-Functional\",\"Non-Functional\",AA19=\"Unknown\",\"Unknown\",AC19=\"Unknown\",\"Unknown\",AA19=\"\",\"None\")","v":"None"},{"$f":"_xlfn.IFS(X19=\"Functionality\",\"Low\",W19=\"No\",\"Low\",Y19>=2015,\"High\",Y19>=1920,\"Low\",W19=\"\",\"None\",W19=\"Unknown\",\"None\")","v":"None"},{"$f":"_xlfn.IFS(H19=\"LOW WATER CROSSING\",\"Unknown\",G19=\"Natural\",\"None\",AM19<AN19,\"High\",AC19=\"Functional\",\"Low\",AC19=\"Non-Functional\",\"Low\",W19=\"No\",\"Low\",W19=\"Unknown\",\"None\",X19=\"Deficiency\",\"None\",W19=\"Yes\",\"High\",W19=\"\",\"None\")","v":"None"},0,0,0,0,{"$f":"_xlfn.CONCAT(LEFT(H19,3),\"-\")&IF(H19=\"-\",0,COUNTIF($H$4:H19,H19))","v":"-0"},{"$f":"_xlfn.IFS($H19<=0,\"-\",AS19=1,_xlfn.CONCAT(\"FUN_NONDEF\",\"-DCON_\",LEFT(AQ19,1),\"-FCON_\",LEFT(AR19,1)),AT19=1,_xlfn.CONCAT(\"FUN_DEF\",\"-DCON_\",LEFT(AQ19,1),\"-FCON_\",LEFT(AR19,1)),AU19=1,_xlfn.CONCAT(\"NONFUN_NONDEF\",\"-DCON_\",LEFT(AQ19,1),\"-FCON_\",LEFT(AR19,1)),AV19=1,_xlfn.CONCAT(\"NONFUN_DEF\",\"-DCON_\",LEFT(AQ19,1),\"-FCON_\",LEFT(AR19,1)),AS19+AT19+AU19+AV19<1,_xlfn.CONCAT(\"-\"))","v":"-"}]
[null,"Width (ft):",null,null,null,null,null,null,null,null,null,null,null,null,null,null,null,null,null,null,null,null,null,null,null,null,null,null,null,null,null,0,0,0,0,"Unknown",{"$f":"_xlfn.IFS(G20=\"Natural\",0,H20=\"\",0,H20=\"COASTAL-CONSTRUCTED\",0,G20=\"Constructed\",_xlfn.XLOOKUP($H20,'Data Categories'!$U$4:$U$25,'Data Categories'!$V$4:V$25))","v":0},{"$f":"_xlfn.IFS(AK20=\"\",0,AJ20=\"Unknown\",0,AK20>1,AK20-AJ20,AK20=0,0)","v":0},{"$f":"_xlfn.IFS(Y20=\"\",0,Y20>1920,_xlfn.XLOOKUP($H20,'Data Categories'!$AE$20:$AE$42,'Data Categories'!$AG$20:$AG$42,0))","v":0},{"$f":"_xlfn.IFS(Y20=\"\",0,Y20>0,(2025-Y20))","v":0},{"$f":"_xlfn.IFS(Z20=\"Non-Deficient\",\"Non-Deficient\",Z20=\"Deficient\",\"Deficient\",AB20=\"Deficient\",\"Deficient\",Z20=\"Non-Deficient\",\"Non-Deficient\",AB20=\"Non-Deficient\",\"Non-Deficient\",P20=\"\",\"None\",AL20<0,\"Deficient\",AL20>10,\"Non-Deficient\")","v":"None"},{"$f":"_xlfn.IFS(H20=\"LOW WATER CROSSING\",\"Non-Functional\",G20=\"Natural\",\"Functional\",AA20=\"Functional\",\"Functional\",AC20=\"Functional\",\"Functional\",AA20=\"Non-Functional\",\"Non-Functional\",AC20=\"Non-Functional\",\"Non-Functional\",AA20=\"Unknown\",\"Unknown\",AC20=\"Unknown\",\"Unknown\",AA20=\"\",\"None\")","v":"None"},{"$f":"_xlfn.IFS(X20=\"Functionality\",\"Low\",W20=\"No\",\"Low\",Y20>=2015,\"High\",Y20>=1920,\"Low\",W20=\"\",\"None\",W20=\"Unknown\",\"None\")","v":"None"},{"$f":"_xlfn.IFS(H20=\"LOW WATER CROSSING\",\"Unknown\",G20=\"Natural\",\"None\",AM20<AN20,\"High\",AC20=\"Functional\",\"Low\",AC20=\"Non-Functional\",\"Low\",W20=\"No\",\"Low\",W20=\"Unknown\",\"None\",X20=\"Deficiency\",\"None\",W20=\"Yes\",\"High\",W20=\"\",\"None\")","v":"None"},0,0,0,0,{"$f":"_xlfn.CONCAT(LEFT(H20,3),\"-\")&IF(H20=\"-\",0,COUNTIF($H$4:H20,H20))","v":"-0"},{"$f":"_xlfn.IFS($H20<=0,\"-\",AS20=1,_xlfn.CONCAT(\"FUN_NONDEF\",\"-DCON_\",LEFT(AQ20,1),\"-FCON_\",LEFT(AR20,1)),AT20=1,_xlfn.CONCAT(\"FUN_DEF\",\"-DCON_\",LEFT(AQ20,1),\"-FCON_\",LEFT(AR20,1)),AU20=1,_xlfn.CONCAT(\"NONFUN_NONDEF\",\"-DCON_\",LEFT(AQ20,1),\"-FCON_\",LEFT(AR20,1)),AV20=1,_xlfn.CONCAT(\"NONFUN_DEF\",\"-DCON_\",LEFT(AQ20,1),\"-FCON_\",LEFT(AR20,1)),AS20+AT20+AU20+AV20<1,_xlfn.CONCAT(\"-\"))","v":"-"}]
[null,"Height (ft):",null,null,null,null,null,null,null,null,null,null,null,null,null,null,null,null,null,null,null,null,null,null,null,null,null,null,null,null,null,0,0,0,0,"Unknown",{"$f":"_xlfn.IFS(G21=\"Natural\",0,H21=\"\",0,H21=\"COASTAL-CONSTRUCTED\",0,G21=\"Constructed\",_xlfn.XLOOKUP($H21,'Data Categories'!$U$4:$U$25,'Data Categories'!$V$4:V$25))","v":0},{"$f":"_xlfn.IFS(AK21=\"\",0,AJ21=\"Unknown\",0,AK21>1,AK21-AJ21,AK21=0,0)","v":0},{"$f":"_xlfn.IFS(Y21=\"\",0,Y21>1920,_xlfn.XLOOKUP($H21,'Data Categories'!$AE$20:$AE$42,'Data Categories'!$AG$20:$AG$42,0))","v":0},{"$f":"_xlfn.IFS(Y21=\"\",0,Y21>0,(2025-Y21))","v":0},{"$f":"_xlfn.IFS(Z21=\"Non-Deficient\",\"Non-Deficient\",Z21=\"Deficient\",\"Deficient\",AB21=\"Deficient\",\"Deficient\",Z21=\"Non-Deficient\",\"Non-Deficient\",AB21=\"Non-Deficient\",\"Non-Deficient\",P21=\"\",\"None\",AL21<0,\"Deficient\",AL21>10,\"Non-Deficient\")","v":"None"},{"$f":"_xlfn.IFS(H21=\"LOW WATER CROSSING\",\"Non-Functional\",G21=\"Natural\",\"Functional\",AA21=\"Functional\",\"Functional\",AC21=\"Functional\",\"Functional\",AA21=\"Non-Functional\",\"Non-Functional\",AC21=\"Non-Functional\",\"Non-Functional\",AA21=\"Unknown\",\"Unknown\",AC21=\"Unknown\",\"Unknown\",AA21=\"\",\"None\")","v":"None"},{"$f":"_xlfn.IFS(X21=\"Functionality\",\"Low\",W21=\"No\",\"Low\",Y21>=2015,\"High\",Y21>=1920,\"Low\",W21=\"\",\"None\",W21=\"Unknown\",\"None\")","v":"None"},{"$f":"_xlfn.IFS(H21=\"LOW WATER CROSSING\",\"Unknown\",G21=\"Natural\",\"None\",AM21<AN21,\"High\",AC21=\"Functional\",\"Low\",AC21=\"Non-Functional\",\"Low\",W21=\"No\",\"Low\",W21=\"Unknown\",\"None\",X21=\"Deficiency\",\"None\",W21=\"Yes\",\"High\",W21=\"\",\"None\")","v":"None"},0,0,0,0,{"$f":"_xlfn.CONCAT(LEFT(H21,3),\"-\")&IF(H21=\"-\",0,COUNTIF($H$4:H21,H21))","v":"-0"},{"$f":"_xlfn.IFS($H21<=0,\"-\",AS21=1,_xlfn.CONCAT(\"FUN_NONDEF\",\"-DCON_\",LEFT(AQ21,1),\"-FCON_\",LEFT(AR21,1)),AT21=1,_xlfn.CONCAT(\"FUN_DEF\",\"-DCON_\",LEFT(AQ21,1),\"-FCON_\",LEFT(AR21,1)),AU21=1,_xlfn.CONCAT(\"NONFUN_NONDEF\",\"-DCON_\",LEFT(AQ21,1),\"-FCON_\",LEFT(AR21,1)),AV21=1,_xlfn.CONCAT(\"NONFUN_DEF\",\"-DCON_\",LEFT(AQ21,1),\"-FCON_\",LEFT(AR21,1)),AS21+AT21+AU21+AV21<1,_xlfn.CONCAT(\"-\"))","v":"-"}]
[null,"                    CONDITION AND FUNCTIONALITY ASSESSMENT",null,null,null,null,null,null,null,null,null,null,null,null,null,null,null,null,null,null,null,null,null,null,null,null,null,null,null,null,null,0,0,0,0,"Unknown",{"$f":"_xlfn.IFS(G22=\"Natural\",0,H22=\"\",0,H22=\"COASTAL-CONSTRUCTED\",0,G22=\"Constructed\",_xlfn.XLOOKUP($H22,'Data Categories'!$U$4:$U$25,'Data Categories'!$V$4:V$25))","v":0},{"$f":"_xlfn.IFS(AK22=\"\",0,AJ22=\"Unknown\",0,AK22>1,AK22-AJ22,AK22=0,0)","v":0},{"$f":"_xlfn.IFS(Y22=\"\",0,Y22>1920,_xlfn.XLOOKUP($H22,'Data Categories'!$AE$20:$AE$42,'Data Categories'!$AG$20:$AG$42,0))","v":0},{"$f":"_xlfn.IFS(Y22=\"\",0,Y22>0,(2025-Y22))","v":0},{"$f":"_xlfn.IFS(Z22=\"Non-Deficient\",\"Non-Deficient\",Z22=\"Deficient\",\"Deficient\",AB22=\"Deficient\",\"Deficient\",Z22=\"Non-Deficient\",\"Non-Deficient\",AB22=\"Non-Deficient\",\"Non-Deficient\",P22=\"\",\"None\",AL22<0,\"Deficient\",AL22>10,\"Non-Deficient\")","v":"None"},{"$f":"_xlfn.IFS(H22=\"LOW WATER CROSSING\",\"Non-Functional\",G22=\"Natural\",\"Functional\",AA22=\"Functional\",\"Functional\",AC22=\"Functional\",\"Functional\",AA22=\"Non-Functional\",\"Non-Functional\",AC22=\"Non-Functional\",\"Non-Functional\",AA22=\"Unknown\",\"Unknown\",AC22=\"Unknown\",\"Unknown\",AA22=\"\",\"None\")","v":"None"},{"$f":"_xlfn.IFS(X22=\"Functionality\",\"Low\",W22=\"No\",\"Low\",Y22>=2015,\"High\",Y22>=1920,\"Low\",W22=\"\",\"None\",W22=\"Unknown\",\"None\")","v":"None"},{"$f":"_xlfn.IFS(H22=\"LOW WATER CROSSING\",\"Unknown\",G22=\"Natural\",\"None\",AM22<AN22,\"High\",AC22=\"Functional\",\"Low\",AC22=\"Non-Functional\",\"Low\",W22=\"No\",\"Low\",W22=\"Unknown\",\"None\",X22=\"Deficiency\",\"None\",W22=\"Yes\",\"High\",W22=\"\",\"None\")","v":"None"},0,0,0,0,{"$f":"_xlfn.CONCAT(LEFT(H22,3),\"-\")&IF(H22=\"-\",0,COUNTIF($H$4:H22,H22))","v":"-0"},{"$f":"_xlfn.IFS($H22<=0,\"-\",AS22=1,_xlfn.CONCAT(\"FUN_NONDEF\",\"-DCON_\",LEFT(AQ22,1),\"-FCON_\",LEFT(AR22,1)),AT22=1,_xlfn.CONCAT(\"FUN_DEF\",\"-DCON_\",LEFT(AQ22,1),\"-FCON_\",LEFT(AR22,1)),AU22=1,_xlfn.CONCAT(\"NONFUN_NONDEF\",\"-DCON_\",LEFT(AQ22,1),\"-FCON_\",LEFT(AR22,1)),AV22=1,_xlfn.CONCAT(\"NONFUN_DEF\",\"-DCON_\",LEFT(AQ22,1),\"-FCON_\",LEFT(AR22,1)),AS22+AT22+AU22+AV22<1,_xlfn.CONCAT(\"-\"))","v":"-"}]
[null,"Study or Report available?",null,null,null,null,null,null,null,null,null,null,null,null,null,null,null,null,null,null,null,0,null,null,null,null,null,null,null,null,null,0,0,0,0,"Unknown",{"$f":"_xlfn.IFS(G23=\"Natural\",0,H23=\"\",0,H23=\"COASTAL-CONSTRUCTED\",0,G23=\"Constructed\",_xlfn.XLOOKUP($H23,'Data Categories'!$U$4:$U$25,'Data Categories'!$V$4:V$25))","v":0},{"$f":"_xlfn.IFS(AK23=\"\",0,AJ23=\"Unknown\",0,AK23>1,AK23-AJ23,AK23=0,0)","v":0},{"$f":"_xlfn.IFS(Y23=\"\",0,Y23>1920,_xlfn.XLOOKUP($H23,'Data Categories'!$AE$20:$AE$42,'Data Categories'!$AG$20:$AG$42,0))","v":0},{"$f":"_xlfn.IFS(Y23=\"\",0,Y23>0,(2025-Y23))","v":0},{"$f":"_xlfn.IFS(Z23=\"Non-Deficient\",\"Non-Deficient\",Z23=\"Deficient\",\"Deficient\",AB23=\"Deficient\",\"Deficient\",Z23=\"Non-Deficient\",\"Non-Deficient\",AB23=\"Non-Deficient\",\"Non-Deficient\",P23=\"\",\"None\",AL23<0,\"Deficient\",AL23>10,\"Non-Deficient\")","v":"None"},{"$f":"_xlfn.IFS(H23=\"LOW WATER CROSSING\",\"Non-Functional\",G23=\"Natural\",\"Functional\",AA23=\"Functional\",\"Functional\",AC23=\"Functional\",\"Functional\",AA23=\"Non-Functional\",\"Non-Functional\",AC23=\"Non-Functional\",\"Non-Functional\",AA23=\"Unknown\",\"Unknown\",AC23=\"Unknown\",\"Unknown\",AA23=\"\",\"None\")","v":"None"},{"$f":"_xlfn.IFS(X23=\"Functionality\",\"Low\",W23=\"No\",\"Low\",Y23>=2015,\"High\",Y23>=1920,\"Low\",W23=\"\",\"None\",W23=\"Unknown\",\"None\")","v":"None"},{"$f":"_xlfn.IFS(H23=\"LOW WATER CROSSING\",\"Unknown\",G23=\"Natural\",\"None\",AM23<AN23,\"High\",AC23=\"Functional\",\"Low\",AC23=\"Non-Functional\",\"Low\",W23=\"No\",\"Low\",W23=\"Unknown\",\"None\",X23=\"Deficiency\",\"None\",W23=\"Yes\",\"High\",W23=\"\",\"None\")","v":"None"},0,0,0,0,{"$f":"_xlfn.CONCAT(LEFT(H23,3),\"-\")&IF(H23=\"-\",0,COUNTIF($H$4:H23,H23))","v":"-0"},{"$f":"_xlfn.IFS($H23<=0,\"-\",AS23=1,_xlfn.CONCAT(\"FUN_NONDEF\",\"-DCON_\",LEFT(AQ23,1),\"-FCON_\",LEFT(AR23,1)),AT23=1,_xlfn.CONCAT(\"FUN_DEF\",\"-DCON_\",LEFT(AQ23,1),\"-FCON_\",LEFT(AR23,1)),AU23=1,_xlfn.CONCAT(\"NONFUN_NONDEF\",\"-DCON_\",LEFT(AQ23,1),\"-FCON_\",LEFT(AR23,1)),AV23=1,_xlfn.CONCAT(\"NONFUN_DEF\",\"-DCON_\",LEFT(AQ23,1),\"-FCON_\",LEFT(AR23,1)),AS23+AT23+AU23+AV23<1,_xlfn.CONCAT(\"-\"))","v":"-"}]
[null,"Is Report for Condition, Functionality, or Both?",null,null,null,null,null,null,null,null,null,null,null,null,null,null,null,null,null,null,null,0,null,null,null,null,null,null,null,null,null,0,0,0,0,"Unknown",{"$f":"_xlfn.IFS(G24=\"Natural\",0,H24=\"\",0,H24=\"COASTAL-CONSTRUCTED\",0,G24=\"Constructed\",_xlfn.XLOOKUP($H24,'Data Categories'!$U$4:$U$25,'Data Categories'!$V$4:V$25))","v":0},{"$f":"_xlfn.IFS(AK24=\"\",0,AJ24=\"Unknown\",0,AK24>1,AK24-AJ24,AK24=0,0)","v":0},{"$f":"_xlfn.IFS(Y24=\"\",0,Y24>1920,_xlfn.XLOOKUP($H24,'Data Categories'!$AE$20:$AE$42,'Data Categories'!$AG$20:$AG$42,0))","v":0},{"$f":"_xlfn.IFS(Y24=\"\",0,Y24>0,(2025-Y24))","v":0},{"$f":"_xlfn.IFS(Z24=\"Non-Deficient\",\"Non-Deficient\",Z24=\"Deficient\",\"Deficient\",AB24=\"Deficient\",\"Deficient\",Z24=\"Non-Deficient\",\"Non-Deficient\",AB24=\"Non-Deficient\",\"Non-Deficient\",P24=\"\",\"None\",AL24<0,\"Deficient\",AL24>10,\"Non-Deficient\")","v":"None"},{"$f":"_xlfn.IFS(H24=\"LOW WATER CROSSING\",\"Non-Functional\",G24=\"Natural\",\"Functional\",AA24=\"Functional\",\"Functional\",AC24=\"Functional\",\"Functional\",AA24=\"Non-Functional\",\"Non-Functional\",AC24=\"Non-Functional\",\"Non-Functional\",AA24=\"Unknown\",\"Unknown\",AC24=\"Unknown\",\"Unknown\",AA24=\"\",\"None\")","v":"None"},{"$f":"_xlfn.IFS(X24=\"Functionality\",\"Low\",W24=\"No\",\"Low\",Y24>=2015,\"High\",Y24>=1920,\"Low\",W24=\"\",\"None\",W24=\"Unknown\",\"None\")","v":"None"},{"$f":"_xlfn.IFS(H24=\"LOW WATER CROSSING\",\"Unknown\",G24=\"Natural\",\"None\",AM24<AN24,\"High\",AC24=\"Functional\",\"Low\",AC24=\"Non-Functional\",\"Low\",W24=\"No\",\"Low\",W24=\"Unknown\",\"None\",X24=\"Deficiency\",\"None\",W24=\"Yes\",\"High\",W24=\"\",\"None\")","v":"None"},0,0,0,0,{"$f":"_xlfn.CONCAT(LEFT(H24,3),\"-\")&IF(H24=\"-\",0,COUNTIF($H$4:H24,H24))","v":"-0"},{"$f":"_xlfn.IFS($H24<=0,\"-\",AS24=1,_xlfn.CONCAT(\"FUN_NONDEF\",\"-DCON_\",LEFT(AQ24,1),\"-FCON_\",LEFT(AR24,1)),AT24=1,_xlfn.CONCAT(\"FUN_DEF\",\"-DCON_\",LEFT(AQ24,1),\"-FCON_\",LEFT(AR24,1)),AU24=1,_xlfn.CONCAT(\"NONFUN_NONDEF\",\"-DCON_\",LEFT(AQ24,1),\"-FCON_\",LEFT(AR24,1)),AV24=1,_xlfn.CONCAT(\"NONFUN_DEF\",\"-DCON_\",LEFT(AQ24,1),\"-FCON_\",LEFT(AR24,1)),AS24+AT24+AU24+AV24<1,_xlfn.CONCAT(\"-\"))","v":"-"}]
[null,"Year Report/Study was Conducted?",null,null,null,null,null,null,null,null,null,null,null,null,null,null,null,null,null,null,null,0,null,null,null,null,null,null,null,null,null,0,0,0,0,"Unknown",{"$f":"_xlfn.IFS(G25=\"Natural\",0,H25=\"\",0,H25=\"COASTAL-CONSTRUCTED\",0,G25=\"Constructed\",_xlfn.XLOOKUP($H25,'Data Categories'!$U$4:$U$25,'Data Categories'!$V$4:V$25))","v":0},{"$f":"_xlfn.IFS(AK25=\"\",0,AJ25=\"Unknown\",0,AK25>1,AK25-AJ25,AK25=0,0)","v":0},{"$f":"_xlfn.IFS(Y25=\"\",0,Y25>1920,_xlfn.XLOOKUP($H25,'Data Categories'!$AE$20:$AE$42,'Data Categories'!$AG$20:$AG$42,0))","v":0},{"$f":"_xlfn.IFS(Y25=\"\",0,Y25>0,(2025-Y25))","v":0},{"$f":"_xlfn.IFS(Z25=\"Non-Deficient\",\"Non-Deficient\",Z25=\"Deficient\",\"Deficient\",AB25=\"Deficient\",\"Deficient\",Z25=\"Non-Deficient\",\"Non-Deficient\",AB25=\"Non-Deficient\",\"Non-Deficient\",P25=\"\",\"None\",AL25<0,\"Deficient\",AL25>10,\"Non-Deficient\")","v":"None"},{"$f":"_xlfn.IFS(H25=\"LOW WATER CROSSING\",\"Non-Functional\",G25=\"Natural\",\"Functional\",AA25=\"Functional\",\"Functional\",AC25=\"Functional\",\"Functional\",AA25=\"Non-Functional\",\"Non-Functional\",AC25=\"Non-Functional\",\"Non-Functional\",AA25=\"Unknown\",\"Unknown\",AC25=\"Unknown\",\"Unknown\",AA25=\"\",\"None\")","v":"None"},{"$f":"_xlfn.IFS(X25=\"Functionality\",\"Low\",W25=\"No\",\"Low\",Y25>=2015,\"High\",Y25>=1920,\"Low\",W25=\"\",\"None\",W25=\"Unknown\",\"None\")","v":"None"},{"$f":"_xlfn.IFS(H25=\"LOW WATER CROSSING\",\"Unknown\",G25=\"Natural\",\"None\",AM25<AN25,\"High\",AC25=\"Functional\",\"Low\",AC25=\"Non-Functional\",\"Low\",W25=\"No\",\"Low\",W25=\"Unknown\",\"None\",X25=\"Deficiency\",\"None\",W25=\"Yes\",\"High\",W25=\"\",\"None\")","v":"None"},0,0,0,0,{"$f":"_xlfn.CONCAT(LEFT(H25,3),\"-\")&IF(H25=\"-\",0,COUNTIF($H$4:H25,H25))","v":"-0"},{"$f":"_xlfn.IFS($H25<=0,\"-\",AS25=1,_xlfn.CONCAT(\"FUN_NONDEF\",\"-DCON_\",LEFT(AQ25,1),\"-FCON_\",LEFT(AR25,1)),AT25=1,_xlfn.CONCAT(\"FUN_DEF\",\"-DCON_\",LEFT(AQ25,1),\"-FCON_\",LEFT(AR25,1)),AU25=1,_xlfn.CONCAT(\"NONFUN_NONDEF\",\"-DCON_\",LEFT(AQ25,1),\"-FCON_\",LEFT(AR25,1)),AV25=1,_xlfn.CONCAT(\"NONFUN_DEF\",\"-DCON_\",LEFT(AQ25,1),\"-FCON_\",LEFT(AR25,1)),AS25+AT25+AU25+AV25<1,_xlfn.CONCAT(\"-\"))","v":"-"}]
[null,"Report/Study Condition Rating:",null,null,null,null,null,null,null,null,null,null,null,null,null,null,null,null,null,null,null,0,null,null,null,null,null,null,null,null,null,0,0,0,0,"Unknown",{"$f":"_xlfn.IFS(G26=\"Natural\",0,H26=\"\",0,H26=\"COASTAL-CONSTRUCTED\",0,G26=\"Constructed\",_xlfn.XLOOKUP($H26,'Data Categories'!$U$4:$U$25,'Data Categories'!$V$4:V$25))","v":0},{"$f":"_xlfn.IFS(AK26=\"\",0,AJ26=\"Unknown\",0,AK26>1,AK26-AJ26,AK26=0,0)","v":0},{"$f":"_xlfn.IFS(Y26=\"\",0,Y26>1920,_xlfn.XLOOKUP($H26,'Data Categories'!$AE$20:$AE$42,'Data Categories'!$AG$20:$AG$42,0))","v":0},{"$f":"_xlfn.IFS(Y26=\"\",0,Y26>0,(2025-Y26))","v":0},{"$f":"_xlfn.IFS(Z26=\"Non-Deficient\",\"Non-Deficient\",Z26=\"Deficient\",\"Deficient\",AB26=\"Deficient\",\"Deficient\",Z26=\"Non-Deficient\",\"Non-Deficient\",AB26=\"Non-Deficient\",\"Non-Deficient\",P26=\"\",\"None\",AL26<0,\"Deficient\",AL26>10,\"Non-Deficient\")","v":"None"},{"$f":"_xlfn.IFS(H26=\"LOW WATER CROSSING\",\"Non-Functional\",G26=\"Natural\",\"Functional\",AA26=\"Functional\",\"Functional\",AC26=\"Functional\",\"Functional\",AA26=\"Non-Functional\",\"Non-Functional\",AC26=\"Non-Functional\",\"Non-Functional\",AA26=\"Unknown\",\"Unknown\",AC26=\"Unknown\",\"Unknown\",AA26=\"\",\"None\")","v":"None"},{"$f":"_xlfn.IFS(X26=\"Functionality\",\"Low\",W26=\"No\",\"Low\",Y26>=2015,\"High\",Y26>=1920,\"Low\",W26=\"\",\"None\",W26=\"Unknown\",\"None\")","v":"None"},{"$f":"_xlfn.IFS(H26=\"LOW WATER CROSSING\",\"Unknown\",G26=\"Natural\",\"None\",AM26<AN26,\"High\",AC26=\"Functional\",\"Low\",AC26=\"Non-Functional\",\"Low\",W26=\"No\",\"Low\",W26=\"Unknown\",\"None\",X26=\"Deficiency\",\"None\",W26=\"Yes\",\"High\",W26=\"\",\"None\")","v":"None"},0,0,0,0,{"$f":"_xlfn.CONCAT(LEFT(H26,3),\"-\")&IF(H26=\"-\",0,COUNTIF($H$4:H26,H26))","v":"-0"},{"$f":"_xlfn.IFS($H26<=0,\"-\",AS26=1,_xlfn.CONCAT(\"FUN_NONDEF\",\"-DCON_\",LEFT(AQ26,1),\"-FCON_\",LEFT(AR26,1)),AT26=1,_xlfn.CONCAT(\"FUN_DEF\",\"-DCON_\",LEFT(AQ26,1),\"-FCON_\",LEFT(AR26,1)),AU26=1,_xlfn.CONCAT(\"NONFUN_NONDEF\",\"-DCON_\",LEFT(AQ26,1),\"-FCON_\",LEFT(AR26,1)),AV26=1,_xlfn.CONCAT(\"NONFUN_DEF\",\"-DCON_\",LEFT(AQ26,1),\"-FCON_\",LEFT(AR26,1)),AS26+AT26+AU26+AV26<1,_xlfn.CONCAT(\"-\"))","v":"-"}]
[null,"Report/Study Functionality Rating:",null,null,null,null,null,null,null,null,null,null,null,null,null,null,null,null,null,null,null,0,null,null,null,null,null,null,null,null,null,0,0,0,0,"Unknown",{"$f":"_xlfn.IFS(G27=\"Natural\",0,H27=\"\",0,H27=\"COASTAL-CONSTRUCTED\",0,G27=\"Constructed\",_xlfn.XLOOKUP($H27,'Data Categories'!$U$4:$U$25,'Data Categories'!$V$4:V$25))","v":0},{"$f":"_xlfn.IFS(AK27=\"\",0,AJ27=\"Unknown\",0,AK27>1,AK27-AJ27,AK27=0,0)","v":0},{"$f":"_xlfn.IFS(Y27=\"\",0,Y27>1920,_xlfn.XLOOKUP($H27,'Data Categories'!$AE$20:$AE$42,'Data Categories'!$AG$20:$AG$42,0))","v":0},{"$f":"_xlfn.IFS(Y27=\"\",0,Y27>0,(2025-Y27))","v":0},{"$f":"_xlfn.IFS(Z27=\"Non-Deficient\",\"Non-Deficient\",Z27=\"Deficient\",\"Deficient\",AB27=\"Deficient\",\"Deficient\",Z27=\"Non-Deficient\",\"Non-Deficient\",AB27=\"Non-Deficient\",\"Non-Deficient\",P27=\"\",\"None\",AL27<0,\"Deficient\",AL27>10,\"Non-Deficient\")","v":"None"},{"$f":"_xlfn.IFS(H27=\"LOW WATER CROSSING\",\"Non-Functional\",G27=\"Natural\",\"Functional\",AA27=\"Functional\",\"Functional\",AC27=\"Functional\",\"Functional\",AA27=\"Non-Functional\",\"Non-Functional\",AC27=\"Non-Functional\",\"Non-Functional\",AA27=\"Unknown\",\"Unknown\",AC27=\"Unknown\",\"Unknown\",AA27=\"\",\"None\")","v":"None"},{"$f":"_xlfn.IFS(X27=\"Functionality\",\"Low\",W27=\"No\",\"Low\",Y27>=2015,\"High\",Y27>=1920,\"Low\",W27=\"\",\"None\",W27=\"Unknown\",\"None\")","v":"None"},{"$f":"_xlfn.IFS(H27=\"LOW WATER CROSSING\",\"Unknown\",G27=\"Natural\",\"None\",AM27<AN27,\"High\",AC27=\"Functional\",\"Low\",AC27=\"Non-Functional\",\"Low\",W27=\"No\",\"Low\",W27=\"Unknown\",\"None\",X27=\"Deficiency\",\"None\",W27=\"Yes\",\"High\",W27=\"\",\"None\")","v":"None"},0,0,0,0,{"$f":"_xlfn.CONCAT(LEFT(H27,3),\"-\")&IF(H27=\"-\",0,COUNTIF($H$4:H27,H27))","v":"-0"},{"$f":"_xlfn.IFS($H27<=0,\"-\",AS27=1,_xlfn.CONCAT(\"FUN_NONDEF\",\"-DCON_\",LEFT(AQ27,1),\"-FCON_\",LEFT(AR27,1)),AT27=1,_xlfn.CONCAT(\"FUN_DEF\",\"-DCON_\",LEFT(AQ27,1),\"-FCON_\",LEFT(AR27,1)),AU27=1,_xlfn.CONCAT(\"NONFUN_NONDEF\",\"-DCON_\",LEFT(AQ27,1),\"-FCON_\",LEFT(AR27,1)),AV27=1,_xlfn.CONCAT(\"NONFUN_DEF\",\"-DCON_\",LEFT(AQ27,1),\"-FCON_\",LEFT(AR27,1)),AS27+AT27+AU27+AV27<1,_xlfn.CONCAT(\"-\"))","v":"-"}]
[null,"Guidance Condition Rating:",null,"b",null,null,null,null,null,null,null,null,null,null,null,null,null,null,null,null,null,0,null,null,null,null,null,null,null,null,null,0,0,0,0,"Unknown",{"$f":"_xlfn.IFS(G28=\"Natural\",0,H28=\"\",0,H28=\"COASTAL-CONSTRUCTED\",0,G28=\"Constructed\",_xlfn.XLOOKUP($H28,'Data Categories'!$U$4:$U$25,'Data Categories'!$V$4:V$25))","v":0},{"$f":"_xlfn.IFS(AK28=\"\",0,AJ28=\"Unknown\",0,AK28>1,AK28-AJ28,AK28=0,0)","v":0},{"$f":"_xlfn.IFS(Y28=\"\",0,Y28>1920,_xlfn.XLOOKUP($H28,'Data Categories'!$AE$20:$AE$42,'Data Categories'!$AG$20:$AG$42,0))","v":0},{"$f":"_xlfn.IFS(Y28=\"\",0,Y28>0,(2025-Y28))","v":0},{"$f":"_xlfn.IFS(Z28=\"Non-Deficient\",\"Non-Deficient\",Z28=\"Deficient\",\"Deficient\",AB28=\"Deficient\",\"Deficient\",Z28=\"Non-Deficient\",\"Non-Deficient\",AB28=\"Non-Deficient\",\"Non-Deficient\",P28=\"\",\"None\",AL28<0,\"Deficient\",AL28>10,\"Non-Deficient\")","v":"None"},{"$f":"_xlfn.IFS(H28=\"LOW WATER CROSSING\",\"Non-Functional\",G28=\"Natural\",\"Functional\",AA28=\"Functional\",\"Functional\",AC28=\"Functional\",\"Functional\",AA28=\"Non-Functional\",\"Non-Functional\",AC28=\"Non-Functional\",\"Non-Functional\",AA28=\"Unknown\",\"Unknown\",AC28=\"Unknown\",\"Unknown\",AA28=\"\",\"None\")","v":"None"},{"$f":"_xlfn.IFS(X28=\"Functionality\",\"Low\",W28=\"No\",\"Low\",Y28>=2015,\"High\",Y28>=1920,\"Low\",W28=\"\",\"None\",W28=\"Unknown\",\"None\")","v":"None"},{"$f":"_xlfn.IFS(H28=\"LOW WATER CROSSING\",\"Unknown\",G28=\"Natural\",\"None\",AM28<AN28,\"High\",AC28=\"Functional\",\"Low\",AC28=\"Non-Functional\",\"Low\",W28=\"No\",\"Low\",W28=\"Unknown\",\"None\",X28=\"Deficiency\",\"None\",W28=\"Yes\",\"High\",W28=\"\",\"None\")","v":"None"},0,0,0,0,{"$f":"_xlfn.CONCAT(LEFT(H28,3),\"-\")&IF(H28=\"-\",0,COUNTIF($H$4:H28,H28))","v":"-0"},{"$f":"_xlfn.IFS($H28<=0,\"-\",AS28=1,_xlfn.CONCAT(\"FUN_NONDEF\",\"-DCON_\",LEFT(AQ28,1),\"-FCON_\",LEFT(AR28,1)),AT28=1,_xlfn.CONCAT(\"FUN_DEF\",\"-DCON_\",LEFT(AQ28,1),\"-FCON_\",LEFT(AR28,1)),AU28=1,_xlfn.CONCAT(\"NONFUN_NONDEF\",\"-DCON_\",LEFT(AQ28,1),\"-FCON_\",LEFT(AR28,1)),AV28=1,_xlfn.CONCAT(\"NONFUN_DEF\",\"-DCON_\",LEFT(AQ28,1),\"-FCON_\",LEFT(AR28,1)),AS28+AT28+AU28+AV28<1,_xlfn.CONCAT(\"-\"))","v":"-"}]
[null,"Guidance Functionality Rating:",null,null,null,null,null,null,null,null,null,null,null,null,null,null,null,null,null,null,null,0,null,null,null,null,null,null,null,null,null,0,0,0,0,"Unknown",{"$f":"_xlfn.IFS(G29=\"Natural\",0,H29=\"\",0,H29=\"COASTAL-CONSTRUCTED\",0,G29=\"Constructed\",_xlfn.XLOOKUP($H29,'Data Categories'!$U$4:$U$25,'Data Categories'!$V$4:V$25))","v":0},{"$f":"_xlfn.IFS(AK29=\"\",0,AJ29=\"Unknown\",0,AK29>1,AK29-AJ29,AK29=0,0)","v":0},{"$f":"_xlfn.IFS(Y29=\"\",0,Y29>1920,_xlfn.XLOOKUP($H29,'Data Categories'!$AE$20:$AE$42,'Data Categories'!$AG$20:$AG$42,0))","v":0},{"$f":"_xlfn.IFS(Y29=\"\",0,Y29>0,(2025-Y29))","v":0},{"$f":"_xlfn.IFS(Z29=\"Non-Deficient\",\"Non-Deficient\",Z29=\"Deficient\",\"Deficient\",AB29=\"Deficient\",\"Deficient\",Z29=\"Non-Deficient\",\"Non-Deficient\",AB29=\"Non-Deficient\",\"Non-Deficient\",P29=\"\",\"None\",AL29<0,\"Deficient\",AL29>10,\"Non-Deficient\")","v":"None"},{"$f":"_xlfn.IFS(H29=\"LOW WATER CROSSING\",\"Non-Functional\",G29=\"Natural\",\"Functional\",AA29=\"Functional\",\"Functional\",AC29=\"Functional\",\"Functional\",AA29=\"Non-Functional\",\"Non-Functional\",AC29=\"Non-Functional\",\"Non-Functional\",AA29=\"Unknown\",\"Unknown\",AC29=\"Unknown\",\"Unknown\",AA29=\"\",\"None\")","v":"None"},{"$f":"_xlfn.IFS(X29=\"Functionality\",\"Low\",W29=\"No\",\"Low\",Y29>=2015,\"High\",Y29>=1920,\"Low\",W29=\"\",\"None\",W29=\"Unknown\",\"None\")","v":"None"},{"$f":"_xlfn.IFS(H29=\"LOW WATER CROSSING\",\"Unknown\",G29=\"Natural\",\"None\",AM29<AN29,\"High\",AC29=\"Functional\",\"Low\",AC29=\"Non-Functional\",\"Low\",W29=\"No\",\"Low\",W29=\"Unknown\",\"None\",X29=\"Deficiency\",\"None\",W29=\"Yes\",\"High\",W29=\"\",\"None\")","v":"None"},0,0,0,0,{"$f":"_xlfn.CONCAT(LEFT(H29,3),\"-\")&IF(H29=\"-\",0,COUNTIF($H$4:H29,H29))","v":"-0"},{"$f":"_xlfn.IFS($H29<=0,\"-\",AS29=1,_xlfn.CONCAT(\"FUN_NONDEF\",\"-DCON_\",LEFT(AQ29,1),\"-FCON_\",LEFT(AR29,1)),AT29=1,_xlfn.CONCAT(\"FUN_DEF\",\"-DCON_\",LEFT(AQ29,1),\"-FCON_\",LEFT(AR29,1)),AU29=1,_xlfn.CONCAT(\"NONFUN_NONDEF\",\"-DCON_\",LEFT(AQ29,1),\"-FCON_\",LEFT(AR29,1)),AV29=1,_xlfn.CONCAT(\"NONFUN_DEF\",\"-DCON_\",LEFT(AQ29,1),\"-FCON_\",LEFT(AR29,1)),AS29+AT29+AU29+AV29<1,_xlfn.CONCAT(\"-\"))","v":"-"}]
[null,"Condition Description:",null,null,null,null,null,null,null,null,null,null,null,null,null,null,null,null,null,null,null,0,null,null,null,null,null,null,null,null,null,0,0,0,0,"Unknown",{"$f":"_xlfn.IFS(G30=\"Natural\",0,H30=\"\",0,H30=\"COASTAL-CONSTRUCTED\",0,G30=\"Constructed\",_xlfn.XLOOKUP($H30,'Data Categories'!$U$4:$U$25,'Data Categories'!$V$4:V$25))","v":0},{"$f":"_xlfn.IFS(AK30=\"\",0,AJ30=\"Unknown\",0,AK30>1,AK30-AJ30,AK30=0,0)","v":0},{"$f":"_xlfn.IFS(Y30=\"\",0,Y30>1920,_xlfn.XLOOKUP($H30,'Data Categories'!$AE$20:$AE$42,'Data Categories'!$AG$20:$AG$42,0))","v":0},{"$f":"_xlfn.IFS(Y30=\"\",0,Y30>0,(2025-Y30))","v":0},{"$f":"_xlfn.IFS(Z30=\"Non-Deficient\",\"Non-Deficient\",Z30=\"Deficient\",\"Deficient\",AB30=\"Deficient\",\"Deficient\",Z30=\"Non-Deficient\",\"Non-Deficient\",AB30=\"Non-Deficient\",\"Non-Deficient\",P30=\"\",\"None\",AL30<0,\"Deficient\",AL30>10,\"Non-Deficient\")","v":"None"},{"$f":"_xlfn.IFS(H30=\"LOW WATER CROSSING\",\"Non-Functional\",G30=\"Natural\",\"Functional\",AA30=\"Functional\",\"Functional\",AC30=\"Functional\",\"Functional\",AA30=\"Non-Functional\",\"Non-Functional\",AC30=\"Non-Functional\",\"Non-Functional\",AA30=\"Unknown\",\"Unknown\",AC30=\"Unknown\",\"Unknown\",AA30=\"\",\"None\")","v":"None"},{"$f":"_xlfn.IFS(X30=\"Functionality\",\"Low\",W30=\"No\",\"Low\",Y30>=2015,\"High\",Y30>=1920,\"Low\",W30=\"\",\"None\",W30=\"Unknown\",\"None\")","v":"None"},{"$f":"_xlfn.IFS(H30=\"LOW WATER CROSSING\",\"Unknown\",G30=\"Natural\",\"None\",AM30<AN30,\"High\",AC30=\"Functional\",\"Low\",AC30=\"Non-Functional\",\"Low\",W30=\"No\",\"Low\",W30=\"Unknown\",\"None\",X30=\"Deficiency\",\"None\",W30=\"Yes\",\"High\",W30=\"\",\"None\")","v":"None"},0,0,0,0,{"$f":"_xlfn.CONCAT(LEFT(H30,3),\"-\")&IF(H30=\"-\",0,COUNTIF($H$4:H30,H30))","v":"-0"},{"$f":"_xlfn.IFS($H30<=0,\"-\",AS30=1,_xlfn.CONCAT(\"FUN_NONDEF\",\"-DCON_\",LEFT(AQ30,1),\"-FCON_\",LEFT(AR30,1)),AT30=1,_xlfn.CONCAT(\"FUN_DEF\",\"-DCON_\",LEFT(AQ30,1),\"-FCON_\",LEFT(AR30,1)),AU30=1,_xlfn.CONCAT(\"NONFUN_NONDEF\",\"-DCON_\",LEFT(AQ30,1),\"-FCON_\",LEFT(AR30,1)),AV30=1,_xlfn.CONCAT(\"NONFUN_DEF\",\"-DCON_\",LEFT(AQ30,1),\"-FCON_\",LEFT(AR30,1)),AS30+AT30+AU30+AV30<1,_xlfn.CONCAT(\"-\"))","v":"-"}]
[null,"Functionality Description:",null,null,null,null,null,null,null,null,null,null,null,null,null,null,null,null,null,null,null,0,null,null,null,null,null,null,null,null,null,0,0,0,0,"Unknown",{"$f":"_xlfn.IFS(G31=\"Natural\",0,H31=\"\",0,H31=\"COASTAL-CONSTRUCTED\",0,G31=\"Constructed\",_xlfn.XLOOKUP($H31,'Data Categories'!$U$4:$U$25,'Data Categories'!$V$4:V$25))","v":0},{"$f":"_xlfn.IFS(AK31=\"\",0,AJ31=\"Unknown\",0,AK31>1,AK31-AJ31,AK31=0,0)","v":0},{"$f":"_xlfn.IFS(Y31=\"\",0,Y31>1920,_xlfn.XLOOKUP($H31,'Data Categories'!$AE$20:$AE$42,'Data Categories'!$AG$20:$AG$42,0))","v":0},{"$f":"_xlfn.IFS(Y31=\"\",0,Y31>0,(2025-Y31))","v":0},{"$f":"_xlfn.IFS(Z31=\"Non-Deficient\",\"Non-Deficient\",Z31=\"Deficient\",\"Deficient\",AB31=\"Deficient\",\"Deficient\",Z31=\"Non-Deficient\",\"Non-Deficient\",AB31=\"Non-Deficient\",\"Non-Deficient\",P31=\"\",\"None\",AL31<0,\"Deficient\",AL31>10,\"Non-Deficient\")","v":"None"},{"$f":"_xlfn.IFS(H31=\"LOW WATER CROSSING\",\"Non-Functional\",G31=\"Natural\",\"Functional\",AA31=\"Functional\",\"Functional\",AC31=\"Functional\",\"Functional\",AA31=\"Non-Functional\",\"Non-Functional\",AC31=\"Non-Functional\",\"Non-Functional\",AA31=\"Unknown\",\"Unknown\",AC31=\"Unknown\",\"Unknown\",AA31=\"\",\"None\")","v":"None"},{"$f":"_xlfn.IFS(X31=\"Functionality\",\"Low\",W31=\"No\",\"Low\",Y31>=2015,\"High\",Y31>=1920,\"Low\",W31=\"\",\"None\",W31=\"Unknown\",\"None\")","v":"None"},{"$f":"_xlfn.IFS(H31=\"LOW WATER CROSSING\",\"Unknown\",G31=\"Natural\",\"None\",AM31<AN31,\"High\",AC31=\"Functional\",\"Low\",AC31=\"Non-Functional\",\"Low\",W31=\"No\",\"Low\",W31=\"Unknown\",\"None\",X31=\"Deficiency\",\"None\",W31=\"Yes\",\"High\",W31=\"\",\"None\")","v":"None"},0,0,0,0,{"$f":"_xlfn.CONCAT(LEFT(H31,3),\"-\")&IF(H31=\"-\",0,COUNTIF($H$4:H31,H31))","v":"-0"},{"$f":"_xlfn.IFS($H31<=0,\"-\",AS31=1,_xlfn.CONCAT(\"FUN_NONDEF\",\"-DCON_\",LEFT(AQ31,1),\"-FCON_\",LEFT(AR31,1)),AT31=1,_xlfn.CONCAT(\"FUN_DEF\",\"-DCON_\",LEFT(AQ31,1),\"-FCON_\",LEFT(AR31,1)),AU31=1,_xlfn.CONCAT(\"NONFUN_NONDEF\",\"-DCON_\",LEFT(AQ31,1),\"-FCON_\",LEFT(AR31,1)),AV31=1,_xlfn.CONCAT(\"NONFUN_DEF\",\"-DCON_\",LEFT(AQ31,1),\"-FCON_\",LEFT(AR31,1)),AS31+AT31+AU31+AV31<1,_xlfn.CONCAT(\"-\"))","v":"-"}]
[null,null,null,null,null,null,null,null,null,null,null,null,null,null,null,null,null,null,null,null,null,0,null,null,null,null,null,null,null,null,null,0,0,0,0,"Unknown",{"$f":"_xlfn.IFS(G32=\"Natural\",0,H32=\"\",0,H32=\"COASTAL-CONSTRUCTED\",0,G32=\"Constructed\",_xlfn.XLOOKUP($H32,'Data Categories'!$U$4:$U$25,'Data Categories'!$V$4:V$25))","v":0},{"$f":"_xlfn.IFS(AK32=\"\",0,AJ32=\"Unknown\",0,AK32>1,AK32-AJ32,AK32=0,0)","v":0},{"$f":"_xlfn.IFS(Y32=\"\",0,Y32>1920,_xlfn.XLOOKUP($H32,'Data Categories'!$AE$20:$AE$42,'Data Categories'!$AG$20:$AG$42,0))","v":0},{"$f":"_xlfn.IFS(Y32=\"\",0,Y32>0,(2025-Y32))","v":0},{"$f":"_xlfn.IFS(Z32=\"Non-Deficient\",\"Non-Deficient\",Z32=\"Deficient\",\"Deficient\",AB32=\"Deficient\",\"Deficient\",Z32=\"Non-Deficient\",\"Non-Deficient\",AB32=\"Non-Deficient\",\"Non-Deficient\",P32=\"\",\"None\",AL32<0,\"Deficient\",AL32>10,\"Non-Deficient\")","v":"None"},{"$f":"_xlfn.IFS(H32=\"LOW WATER CROSSING\",\"Non-Functional\",G32=\"Natural\",\"Functional\",AA32=\"Functional\",\"Functional\",AC32=\"Functional\",\"Functional\",AA32=\"Non-Functional\",\"Non-Functional\",AC32=\"Non-Functional\",\"Non-Functional\",AA32=\"Unknown\",\"Unknown\",AC32=\"Unknown\",\"Unknown\",AA32=\"\",\"None\")","v":"None"},{"$f":"_xlfn.IFS(X32=\"Functionality\",\"Low\",W32=\"No\",\"Low\",Y32>=2015,\"High\",Y32>=1920,\"Low\",W32=\"\",\"None\",W32=\"Unknown\",\"None\")","v":"None"},{"$f":"_xlfn.IFS(H32=\"LOW WATER CROSSING\",\"Unknown\",G32=\"Natural\",\"None\",AM32<AN32,\"High\",AC32=\"Functional\",\"Low\",AC32=\"Non-Functional\",\"Low\",W32=\"No\",\"Low\",W32=\"Unknown\",\"None\",X32=\"Deficiency\",\"None\",W32=\"Yes\",\"High\",W32=\"\",\"None\")","v":"None"},0,0,0,0,{"$f":"_xlfn.CONCAT(LEFT(H32,3),\"-\")&IF(H32=\"-\",0,COUNTIF($H$4:H32,H32))","v":"-0"},{"$f":"_xlfn.IFS($H32<=0,\"-\",AS32=1,_xlfn.CONCAT(\"FUN_NONDEF\",\"-DCON_\",LEFT(AQ32,1),\"-FCON_\",LEFT(AR32,1)),AT32=1,_xlfn.CONCAT(\"FUN_DEF\",\"-DCON_\",LEFT(AQ32,1),\"-FCON_\",LEFT(AR32,1)),AU32=1,_xlfn.CONCAT(\"NONFUN_NONDEF\",\"-DCON_\",LEFT(AQ32,1),\"-FCON_\",LEFT(AR32,1)),AV32=1,_xlfn.CONCAT(\"NONFUN_DEF\",\"-DCON_\",LEFT(AQ32,1),\"-FCON_\",LEFT(AR32,1)),AS32+AT32+AU32+AV32<1,_xlfn.CONCAT(\"-\"))","v":"-"}]
[null,null,null,null,null,null,null,null,null,null,null,null,null,null,null,null,null,null,null,null,null,0,null,null,null,null,null,null,null,null,null,0,0,0,0,"Unknown",{"$f":"_xlfn.IFS(G33=\"Natural\",0,H33=\"\",0,H33=\"COASTAL-CONSTRUCTED\",0,G33=\"Constructed\",_xlfn.XLOOKUP($H33,'Data Categories'!$U$4:$U$25,'Data Categories'!$V$4:V$25))","v":0},{"$f":"_xlfn.IFS(AK33=\"\",0,AJ33=\"Unknown\",0,AK33>1,AK33-AJ33,AK33=0,0)","v":0},{"$f":"_xlfn.IFS(Y33=\"\",0,Y33>1920,_xlfn.XLOOKUP($H33,'Data Categories'!$AE$20:$AE$42,'Data Categories'!$AG$20:$AG$42,0))","v":0},{"$f":"_xlfn.IFS(Y33=\"\",0,Y33>0,(2025-Y33))","v":0},{"$f":"_xlfn.IFS(Z33=\"Non-Deficient\",\"Non-Deficient\",Z33=\"Deficient\",\"Deficient\",AB33=\"Deficient\",\"Deficient\",Z33=\"Non-Deficient\",\"Non-Deficient\",AB33=\"Non-Deficient\",\"Non-Deficient\",P33=\"\",\"None\",AL33<0,\"Deficient\",AL33>10,\"Non-Deficient\")","v":"None"},{"$f":"_xlfn.IFS(H33=\"LOW WATER CROSSING\",\"Non-Functional\",G33=\"Natural\",\"Functional\",AA33=\"Functional\",\"Functional\",AC33=\"Functional\",\"Functional\",AA33=\"Non-Functional\",\"Non-Functional\",AC33=\"Non-Functional\",\"Non-Functional\",AA33=\"Unknown\",\"Unknown\",AC33=\"Unknown\",\"Unknown\",AA33=\"\",\"None\")","v":"None"},{"$f":"_xlfn.IFS(X33=\"Functionality\",\"Low\",W33=\"No\",\"Low\",Y33>=2015,\"High\",Y33>=1920,\"Low\",W33=\"\",\"None\",W33=\"Unknown\",\"None\")","v":"None"},{"$f":"_xlfn.IFS(H33=\"LOW WATER CROSSING\",\"Unknown\",G33=\"Natural\",\"None\",AM33<AN33,\"High\",AC33=\"Functional\",\"Low\",AC33=\"Non-Functional\",\"Low\",W33=\"No\",\"Low\",W33=\"Unknown\",\"None\",X33=\"Deficiency\",\"None\",W33=\"Yes\",\"High\",W33=\"\",\"None\")","v":"None"},0,0,0,0,{"$f":"_xlfn.CONCAT(LEFT(H33,3),\"-\")&IF(H33=\"-\",0,COUNTIF($H$4:H33,H33))","v":"-0"},{"$f":"_xlfn.IFS($H33<=0,\"-\",AS33=1,_xlfn.CONCAT(\"FUN_NONDEF\",\"-DCON_\",LEFT(AQ33,1),\"-FCON_\",LEFT(AR33,1)),AT33=1,_xlfn.CONCAT(\"FUN_DEF\",\"-DCON_\",LEFT(AQ33,1),\"-FCON_\",LEFT(AR33,1)),AU33=1,_xlfn.CONCAT(\"NONFUN_NONDEF\",\"-DCON_\",LEFT(AQ33,1),\"-FCON_\",LEFT(AR33,1)),AV33=1,_xlfn.CONCAT(\"NONFUN_DEF\",\"-DCON_\",LEFT(AQ33,1),\"-FCON_\",LEFT(AR33,1)),AS33+AT33+AU33+AV33<1,_xlfn.CONCAT(\"-\"))","v":"-"}]
[null,null,null,null,null,null,null,null,null,null,null,null,null,null,null,null,null,null,null,null,null,0,null,null,null,null,null,null,null,null,null,0,0,0,0,"Unknown",{"$f":"_xlfn.IFS(G34=\"Natural\",0,H34=\"\",0,H34=\"COASTAL-CONSTRUCTED\",0,G34=\"Constructed\",_xlfn.XLOOKUP($H34,'Data Categories'!$U$4:$U$25,'Data Categories'!$V$4:V$25))","v":0},{"$f":"_xlfn.IFS(AK34=\"\",0,AJ34=\"Unknown\",0,AK34>1,AK34-AJ34,AK34=0,0)","v":0},{"$f":"_xlfn.IFS(Y34=\"\",0,Y34>1920,_xlfn.XLOOKUP($H34,'Data Categories'!$AE$20:$AE$42,'Data Categories'!$AG$20:$AG$42,0))","v":0},{"$f":"_xlfn.IFS(Y34=\"\",0,Y34>0,(2025-Y34))","v":0},{"$f":"_xlfn.IFS(Z34=\"Non-Deficient\",\"Non-Deficient\",Z34=\"Deficient\",\"Deficient\",AB34=\"Deficient\",\"Deficient\",Z34=\"Non-Deficient\",\"Non-Deficient\",AB34=\"Non-Deficient\",\"Non-Deficient\",P34=\"\",\"None\",AL34<0,\"Deficient\",AL34>10,\"Non-Deficient\")","v":"None"},{"$f":"_xlfn.IFS(H34=\"LOW WATER CROSSING\",\"Non-Functional\",G34=\"Natural\",\"Functional\",AA34=\"Functional\",\"Functional\",AC34=\"Functional\",\"Functional\",AA34=\"Non-Functional\",\"Non-Functional\",AC34=\"Non-Functional\",\"Non-Functional\",AA34=\"Unknown\",\"Unknown\",AC34=\"Unknown\",\"Unknown\",AA34=\"\",\"None\")","v":"None"},{"$f":"_xlfn.IFS(X34=\"Functionality\",\"Low\",W34=\"No\",\"Low\",Y34>=2015,\"High\",Y34>=1920,\"Low\",W34=\"\",\"None\",W34=\"Unknown\",\"None\")","v":"None"},{"$f":"_xlfn.IFS(H34=\"LOW WATER CROSSING\",\"Unknown\",G34=\"Natural\",\"None\",AM34<AN34,\"High\",AC34=\"Functional\",\"Low\",AC34=\"Non-Functional\",\"Low\",W34=\"No\",\"Low\",W34=\"Unknown\",\"None\",X34=\"Deficiency\",\"None\",W34=\"Yes\",\"High\",W34=\"\",\"None\")","v":"None"},0,0,0,0,{"$f":"_xlfn.CONCAT(LEFT(H34,3),\"-\")&IF(H34=\"-\",0,COUNTIF($H$4:H34,H34))","v":"-0"},{"$f":"_xlfn.IFS($H34<=0,\"-\",AS34=1,_xlfn.CONCAT(\"FUN_NONDEF\",\"-DCON_\",LEFT(AQ34,1),\"-FCON_\",LEFT(AR34,1)),AT34=1,_xlfn.CONCAT(\"FUN_DEF\",\"-DCON_\",LEFT(AQ34,1),\"-FCON_\",LEFT(AR34,1)),AU34=1,_xlfn.CONCAT(\"NONFUN_NONDEF\",\"-DCON_\",LEFT(AQ34,1),\"-FCON_\",LEFT(AR34,1)),AV34=1,_xlfn.CONCAT(\"NONFUN_DEF\",\"-DCON_\",LEFT(AQ34,1),\"-FCON_\",LEFT(AR34,1)),AS34+AT34+AU34+AV34<1,_xlfn.CONCAT(\"-\"))","v":"-"}]
[null,null,null,null,null,null,null,null,null,null,null,null,null,null,null,null,null,null,null,null,null,0,null,null,null,null,null,null,null,null,null,0,0,0,0,"Unknown",{"$f":"_xlfn.IFS(G35=\"Natural\",0,H35=\"\",0,H35=\"COASTAL-CONSTRUCTED\",0,G35=\"Constructed\",_xlfn.XLOOKUP($H35,'Data Categories'!$U$4:$U$25,'Data Categories'!$V$4:V$25))","v":0},{"$f":"_xlfn.IFS(AK35=\"\",0,AJ35=\"Unknown\",0,AK35>1,AK35-AJ35,AK35=0,0)","v":0},{"$f":"_xlfn.IFS(Y35=\"\",0,Y35>1920,_xlfn.XLOOKUP($H35,'Data Categories'!$AE$20:$AE$42,'Data Categories'!$AG$20:$AG$42,0))","v":0},{"$f":"_xlfn.IFS(Y35=\"\",0,Y35>0,(2025-Y35))","v":0},{"$f":"_xlfn.IFS(Z35=\"Non-Deficient\",\"Non-Deficient\",Z35=\"Deficient\",\"Deficient\",AB35=\"Deficient\",\"Deficient\",Z35=\"Non-Deficient\",\"Non-Deficient\",AB35=\"Non-Deficient\",\"Non-Deficient\",P35=\"\",\"None\",AL35<0,\"Deficient\",AL35>10,\"Non-Deficient\")","v":"None"},{"$f":"_xlfn.IFS(H35=\"LOW WATER CROSSING\",\"Non-Functional\",G35=\"Natural\",\"Functional\",AA35=\"Functional\",\"Functional\",AC35=\"Functional\",\"Functional\",AA35=\"Non-Functional\",\"Non-Functional\",AC35=\"Non-Functional\",\"Non-Functional\",AA35=\"Unknown\",\"Unknown\",AC35=\"Unknown\",\"Unknown\",AA35=\"\",\"None\")","v":"None"},{"$f":"_xlfn.IFS(X35=\"Functionality\",\"Low\",W35=\"No\",\"Low\",Y35>=2015,\"High\",Y35>=1920,\"Low\",W35=\"\",\"None\",W35=\"Unknown\",\"None\")","v":"None"},{"$f":"_xlfn.IFS(H35=\"LOW WATER CROSSING\",\"Unknown\",G35=\"Natural\",\"None\",AM35<AN35,\"High\",AC35=\"Functional\",\"Low\",AC35=\"Non-Functional\",\"Low\",W35=\"No\",\"Low\",W35=\"Unknown\",\"None\",X35=\"Deficiency\",\"None\",W35=\"Yes\",\"High\",W35=\"\",\"None\")","v":"None"},0,0,0,0,{"$f":"_xlfn.CONCAT(LEFT(H35,3),\"-\")&IF(H35=\"-\",0,COUNTIF($H$4:H35,H35))","v":"-0"},{"$f":"_xlfn.IFS($H35<=0,\"-\",AS35=1,_xlfn.CONCAT(\"FUN_NONDEF\",\"-DCON_\",LEFT(AQ35,1),\"-FCON_\",LEFT(AR35,1)),AT35=1,_xlfn.CONCAT(\"FUN_DEF\",\"-DCON_\",LEFT(AQ35,1),\"-FCON_\",LEFT(AR35,1)),AU35=1,_xlfn.CONCAT(\"NONFUN_NONDEF\",\"-DCON_\",LEFT(AQ35,1),\"-FCON_\",LEFT(AR35,1)),AV35=1,_xlfn.CONCAT(\"NONFUN_DEF\",\"-DCON_\",LEFT(AQ35,1),\"-FCON_\",LEFT(AR35,1)),AS35+AT35+AU35+AV35<1,_xlfn.CONCAT(\"-\"))","v":"-"}]
[null,null,null,null,null,null,null,null,null,null,null,null,null,null,null,null,null,null,null,null,null,0,null,null,null,null,null,null,null,null,null,0,0,0,0,"Unknown",{"$f":"_xlfn.IFS(G36=\"Natural\",0,H36=\"\",0,H36=\"COASTAL-CONSTRUCTED\",0,G36=\"Constructed\",_xlfn.XLOOKUP($H36,'Data Categories'!$U$4:$U$25,'Data Categories'!$V$4:V$25))","v":0},{"$f":"_xlfn.IFS(AK36=\"\",0,AJ36=\"Unknown\",0,AK36>1,AK36-AJ36,AK36=0,0)","v":0},{"$f":"_xlfn.IFS(Y36=\"\",0,Y36>1920,_xlfn.XLOOKUP($H36,'Data Categories'!$AE$20:$AE$42,'Data Categories'!$AG$20:$AG$42,0))","v":0},{"$f":"_xlfn.IFS(Y36=\"\",0,Y36>0,(2025-Y36))","v":0},{"$f":"_xlfn.IFS(Z36=\"Non-Deficient\",\"Non-Deficient\",Z36=\"Deficient\",\"Deficient\",AB36=\"Deficient\",\"Deficient\",Z36=\"Non-Deficient\",\"Non-Deficient\",AB36=\"Non-Deficient\",\"Non-Deficient\",P36=\"\",\"None\",AL36<0,\"Deficient\",AL36>10,\"Non-Deficient\")","v":"None"},{"$f":"_xlfn.IFS(H36=\"LOW WATER CROSSING\",\"Non-Functional\",G36=\"Natural\",\"Functional\",AA36=\"Functional\",\"Functional\",AC36=\"Functional\",\"Functional\",AA36=\"Non-Functional\",\"Non-Functional\",AC36=\"Non-Functional\",\"Non-Functional\",AA36=\"Unknown\",\"Unknown\",AC36=\"Unknown\",\"Unknown\",AA36=\"\",\"None\")","v":"None"},{"$f":"_xlfn.IFS(X36=\"Functionality\",\"Low\",W36=\"No\",\"Low\",Y36>=2015,\"High\",Y36>=1920,\"Low\",W36=\"\",\"None\",W36=\"Unknown\",\"None\")","v":"None"},{"$f":"_xlfn.IFS(H36=\"LOW WATER CROSSING\",\"Unknown\",G36=\"Natural\",\"None\",AM36<AN36,\"High\",AC36=\"Functional\",\"Low\",AC36=\"Non-Functional\",\"Low\",W36=\"No\",\"Low\",W36=\"Unknown\",\"None\",X36=\"Deficiency\",\"None\",W36=\"Yes\",\"High\",W36=\"\",\"None\")","v":"None"},0,0,0,0,{"$f":"_xlfn.CONCAT(LEFT(H36,3),\"-\")&IF(H36=\"-\",0,COUNTIF($H$4:H36,H36))","v":"-0"},{"$f":"_xlfn.IFS($H36<=0,\"-\",AS36=1,_xlfn.CONCAT(\"FUN_NONDEF\",\"-DCON_\",LEFT(AQ36,1),\"-FCON_\",LEFT(AR36,1)),AT36=1,_xlfn.CONCAT(\"FUN_DEF\",\"-DCON_\",LEFT(AQ36,1),\"-FCON_\",LEFT(AR36,1)),AU36=1,_xlfn.CONCAT(\"NONFUN_NONDEF\",\"-DCON_\",LEFT(AQ36,1),\"-FCON_\",LEFT(AR36,1)),AV36=1,_xlfn.CONCAT(\"NONFUN_DEF\",\"-DCON_\",LEFT(AQ36,1),\"-FCON_\",LEFT(AR36,1)),AS36+AT36+AU36+AV36<1,_xlfn.CONCAT(\"-\"))","v":"-"}]
[null,null,null,null,null,null,null,null,null,null,null,null,null,null,null,null,null,null,null,null,null,0,null,null,null,null,null,null,null,null,null,0,0,0,0,"Unknown",{"$f":"_xlfn.IFS(G37=\"Natural\",0,H37=\"\",0,H37=\"COASTAL-CONSTRUCTED\",0,G37=\"Constructed\",_xlfn.XLOOKUP($H37,'Data Categories'!$U$4:$U$25,'Data Categories'!$V$4:V$25))","v":0},{"$f":"_xlfn.IFS(AK37=\"\",0,AJ37=\"Unknown\",0,AK37>1,AK37-AJ37,AK37=0,0)","v":0},{"$f":"_xlfn.IFS(Y37=\"\",0,Y37>1920,_xlfn.XLOOKUP($H37,'Data Categories'!$AE$20:$AE$42,'Data Categories'!$AG$20:$AG$42,0))","v":0},{"$f":"_xlfn.IFS(Y37=\"\",0,Y37>0,(2025-Y37))","v":0},{"$f":"_xlfn.IFS(Z37=\"Non-Deficient\",\"Non-Deficient\",Z37=\"Deficient\",\"Deficient\",AB37=\"Deficient\",\"Deficient\",Z37=\"Non-Deficient\",\"Non-Deficient\",AB37=\"Non-Deficient\",\"Non-Deficient\",P37=\"\",\"None\",AL37<0,\"Deficient\",AL37>10,\"Non-Deficient\")","v":"None"},{"$f":"_xlfn.IFS(H37=\"LOW WATER CROSSING\",\"Non-Functional\",G37=\"Natural\",\"Functional\",AA37=\"Functional\",\"Functional\",AC37=\"Functional\",\"Functional\",AA37=\"Non-Functional\",\"Non-Functional\",AC37=\"Non-Functional\",\"Non-Functional\",AA37=\"Unknown\",\"Unknown\",AC37=\"Unknown\",\"Unknown\",AA37=\"\",\"None\")","v":"None"},{"$f":"_xlfn.IFS(X37=\"Functionality\",\"Low\",W37=\"No\",\"Low\",Y37>=2015,\"High\",Y37>=1920,\"Low\",W37=\"\",\"None\",W37=\"Unknown\",\"None\")","v":"None"},{"$f":"_xlfn.IFS(H37=\"LOW WATER CROSSING\",\"Unknown\",G37=\"Natural\",\"None\",AM37<AN37,\"High\",AC37=\"Functional\",\"Low\",AC37=\"Non-Functional\",\"Low\",W37=\"No\",\"Low\",W37=\"Unknown\",\"None\",X37=\"Deficiency\",\"None\",W37=\"Yes\",\"High\",W37=\"\",\"None\")","v":"None"},0,0,0,0,{"$f":"_xlfn.CONCAT(LEFT(H37,3),\"-\")&IF(H37=\"-\",0,COUNTIF($H$4:H37,H37))","v":"-0"},{"$f":"_xlfn.IFS($H37<=0,\"-\",AS37=1,_xlfn.CONCAT(\"FUN_NONDEF\",\"-DCON_\",LEFT(AQ37,1),\"-FCON_\",LEFT(AR37,1)),AT37=1,_xlfn.CONCAT(\"FUN_DEF\",\"-DCON_\",LEFT(AQ37,1),\"-FCON_\",LEFT(AR37,1)),AU37=1,_xlfn.CONCAT(\"NONFUN_NONDEF\",\"-DCON_\",LEFT(AQ37,1),\"-FCON_\",LEFT(AR37,1)),AV37=1,_xlfn.CONCAT(\"NONFUN_DEF\",\"-DCON_\",LEFT(AQ37,1),\"-FCON_\",LEFT(AR37,1)),AS37+AT37+AU37+AV37<1,_xlfn.CONCAT(\"-\"))","v":"-"}]
[null,null,null,null,null,null,null,null,null,null,null,null,null,null,null,null,null,null,null,null,null,0,null,null,null,null,null,null,null,null,null,0,0,0,0,"Unknown",{"$f":"_xlfn.IFS(G38=\"Natural\",0,H38=\"\",0,H38=\"COASTAL-CONSTRUCTED\",0,G38=\"Constructed\",_xlfn.XLOOKUP($H38,'Data Categories'!$U$4:$U$25,'Data Categories'!$V$4:V$25))","v":0},{"$f":"_xlfn.IFS(AK38=\"\",0,AJ38=\"Unknown\",0,AK38>1,AK38-AJ38,AK38=0,0)","v":0},{"$f":"_xlfn.IFS(Y38=\"\",0,Y38>1920,_xlfn.XLOOKUP($H38,'Data Categories'!$AE$20:$AE$42,'Data Categories'!$AG$20:$AG$42,0))","v":0},{"$f":"_xlfn.IFS(Y38=\"\",0,Y38>0,(2025-Y38))","v":0},{"$f":"_xlfn.IFS(Z38=\"Non-Deficient\",\"Non-Deficient\",Z38=\"Deficient\",\"Deficient\",AB38=\"Deficient\",\"Deficient\",Z38=\"Non-Deficient\",\"Non-Deficient\",AB38=\"Non-Deficient\",\"Non-Deficient\",P38=\"\",\"None\",AL38<0,\"Deficient\",AL38>10,\"Non-Deficient\")","v":"None"},{"$f":"_xlfn.IFS(H38=\"LOW WATER CROSSING\",\"Non-Functional\",G38=\"Natural\",\"Functional\",AA38=\"Functional\",\"Functional\",AC38=\"Functional\",\"Functional\",AA38=\"Non-Functional\",\"Non-Functional\",AC38=\"Non-Functional\",\"Non-Functional\",AA38=\"Unknown\",\"Unknown\",AC38=\"Unknown\",\"Unknown\",AA38=\"\",\"None\")","v":"None"},{"$f":"_xlfn.IFS(X38=\"Functionality\",\"Low\",W38=\"No\",\"Low\",Y38>=2015,\"High\",Y38>=1920,\"Low\",W38=\"\",\"None\",W38=\"Unknown\",\"None\")","v":"None"},{"$f":"_xlfn.IFS(H38=\"LOW WATER CROSSING\",\"Unknown\",G38=\"Natural\",\"None\",AM38<AN38,\"High\",AC38=\"Functional\",\"Low\",AC38=\"Non-Functional\",\"Low\",W38=\"No\",\"Low\",W38=\"Unknown\",\"None\",X38=\"Deficiency\",\"None\",W38=\"Yes\",\"High\",W38=\"\",\"None\")","v":"None"},0,0,0,0,{"$f":"_xlfn.CONCAT(LEFT(H38,3),\"-\")&IF(H38=\"-\",0,COUNTIF($H$4:H38,H38))","v":"-0"},{"$f":"_xlfn.IFS($H38<=0,\"-\",AS38=1,_xlfn.CONCAT(\"FUN_NONDEF\",\"-DCON_\",LEFT(AQ38,1),\"-FCON_\",LEFT(AR38,1)),AT38=1,_xlfn.CONCAT(\"FUN_DEF\",\"-DCON_\",LEFT(AQ38,1),\"-FCON_\",LEFT(AR38,1)),AU38=1,_xlfn.CONCAT(\"NONFUN_NONDEF\",\"-DCON_\",LEFT(AQ38,1),\"-FCON_\",LEFT(AR38,1)),AV38=1,_xlfn.CONCAT(\"NONFUN_DEF\",\"-DCON_\",LEFT(AQ38,1),\"-FCON_\",LEFT(AR38,1)),AS38+AT38+AU38+AV38<1,_xlfn.CONCAT(\"-\"))","v":"-"}]
[null,null,null,null,null,null,null,null,null,null,null,null,null,null,null,null,null,null,null,null,null,0,null,null,null,null,null,null,null,null,null,0,0,0,0,"Unknown",{"$f":"_xlfn.IFS(G39=\"Natural\",0,H39=\"\",0,H39=\"COASTAL-CONSTRUCTED\",0,G39=\"Constructed\",_xlfn.XLOOKUP($H39,'Data Categories'!$U$4:$U$25,'Data Categories'!$V$4:V$25))","v":0},{"$f":"_xlfn.IFS(AK39=\"\",0,AJ39=\"Unknown\",0,AK39>1,AK39-AJ39,AK39=0,0)","v":0},{"$f":"_xlfn.IFS(Y39=\"\",0,Y39>1920,_xlfn.XLOOKUP($H39,'Data Categories'!$AE$20:$AE$42,'Data Categories'!$AG$20:$AG$42,0))","v":0},{"$f":"_xlfn.IFS(Y39=\"\",0,Y39>0,(2025-Y39))","v":0},{"$f":"_xlfn.IFS(Z39=\"Non-Deficient\",\"Non-Deficient\",Z39=\"Deficient\",\"Deficient\",AB39=\"Deficient\",\"Deficient\",Z39=\"Non-Deficient\",\"Non-Deficient\",AB39=\"Non-Deficient\",\"Non-Deficient\",P39=\"\",\"None\",AL39<0,\"Deficient\",AL39>10,\"Non-Deficient\")","v":"None"},{"$f":"_xlfn.IFS(H39=\"LOW WATER CROSSING\",\"Non-Functional\",G39=\"Natural\",\"Functional\",AA39=\"Functional\",\"Functional\",AC39=\"Functional\",\"Functional\",AA39=\"Non-Functional\",\"Non-Functional\",AC39=\"Non-Functional\",\"Non-Functional\",AA39=\"Unknown\",\"Unknown\",AC39=\"Unknown\",\"Unknown\",AA39=\"\",\"None\")","v":"None"},{"$f":"_xlfn.IFS(X39=\"Functionality\",\"Low\",W39=\"No\",\"Low\",Y39>=2015,\"High\",Y39>=1920,\"Low\",W39=\"\",\"None\",W39=\"Unknown\",\"None\")","v":"None"},{"$f":"_xlfn.IFS(H39=\"LOW WATER CROSSING\",\"Unknown\",G39=\"Natural\",\"None\",AM39<AN39,\"High\",AC39=\"Functional\",\"Low\",AC39=\"Non-Functional\",\"Low\",W39=\"No\",\"Low\",W39=\"Unknown\",\"None\",X39=\"Deficiency\",\"None\",W39=\"Yes\",\"High\",W39=\"\",\"None\")","v":"None"},0,0,0,0,{"$f":"_xlfn.CONCAT(LEFT(H39,3),\"-\")&IF(H39=\"-\",0,COUNTIF($H$4:H39,H39))","v":"-0"},{"$f":"_xlfn.IFS($H39<=0,\"-\",AS39=1,_xlfn.CONCAT(\"FUN_NONDEF\",\"-DCON_\",LEFT(AQ39,1),\"-FCON_\",LEFT(AR39,1)),AT39=1,_xlfn.CONCAT(\"FUN_DEF\",\"-DCON_\",LEFT(AQ39,1),\"-FCON_\",LEFT(AR39,1)),AU39=1,_xlfn.CONCAT(\"NONFUN_NONDEF\",\"-DCON_\",LEFT(AQ39,1),\"-FCON_\",LEFT(AR39,1)),AV39=1,_xlfn.CONCAT(\"NONFUN_DEF\",\"-DCON_\",LEFT(AQ39,1),\"-FCON_\",LEFT(AR39,1)),AS39+AT39+AU39+AV39<1,_xlfn.CONCAT(\"-\"))","v":"-"}]
[null,null,null,null,null,null,null,null,null,null,null,null,null,null,null,null,null,null,null,null,null,0,null,null,null,null,null,null,null,null,null,0,0,0,0,"Unknown",{"$f":"_xlfn.IFS(G40=\"Natural\",0,H40=\"\",0,H40=\"COASTAL-CONSTRUCTED\",0,G40=\"Constructed\",_xlfn.XLOOKUP($H40,'Data Categories'!$U$4:$U$25,'Data Categories'!$V$4:V$25))","v":0},{"$f":"_xlfn.IFS(AK40=\"\",0,AJ40=\"Unknown\",0,AK40>1,AK40-AJ40,AK40=0,0)","v":0},{"$f":"_xlfn.IFS(Y40=\"\",0,Y40>1920,_xlfn.XLOOKUP($H40,'Data Categories'!$AE$20:$AE$42,'Data Categories'!$AG$20:$AG$42,0))","v":0},{"$f":"_xlfn.IFS(Y40=\"\",0,Y40>0,(2025-Y40))","v":0},{"$f":"_xlfn.IFS(Z40=\"Non-Deficient\",\"Non-Deficient\",Z40=\"Deficient\",\"Deficient\",AB40=\"Deficient\",\"Deficient\",Z40=\"Non-Deficient\",\"Non-Deficient\",AB40=\"Non-Deficient\",\"Non-Deficient\",P40=\"\",\"None\",AL40<0,\"Deficient\",AL40>10,\"Non-Deficient\")","v":"None"},{"$f":"_xlfn.IFS(H40=\"LOW WATER CROSSING\",\"Non-Functional\",G40=\"Natural\",\"Functional\",AA40=\"Functional\",\"Functional\",AC40=\"Functional\",\"Functional\",AA40=\"Non-Functional\",\"Non-Functional\",AC40=\"Non-Functional\",\"Non-Functional\",AA40=\"Unknown\",\"Unknown\",AC40=\"Unknown\",\"Unknown\",AA40=\"\",\"None\")","v":"None"},{"$f":"_xlfn.IFS(X40=\"Functionality\",\"Low\",W40=\"No\",\"Low\",Y40>=2015,\"High\",Y40>=1920,\"Low\",W40=\"\",\"None\",W40=\"Unknown\",\"None\")","v":"None"},{"$f":"_xlfn.IFS(H40=\"LOW WATER CROSSING\",\"Unknown\",G40=\"Natural\",\"None\",AM40<AN40,\"High\",AC40=\"Functional\",\"Low\",AC40=\"Non-Functional\",\"Low\",W40=\"No\",\"Low\",W40=\"Unknown\",\"None\",X40=\"Deficiency\",\"None\",W40=\"Yes\",\"High\",W40=\"\",\"None\")","v":"None"},0,0,0,0,{"$f":"_xlfn.CONCAT(LEFT(H40,3),\"-\")&IF(H40=\"-\",0,COUNTIF($H$4:H40,H40))","v":"-0"},{"$f":"_xlfn.IFS($H40<=0,\"-\",AS40=1,_xlfn.CONCAT(\"FUN_NONDEF\",\"-DCON_\",LEFT(AQ40,1),\"-FCON_\",LEFT(AR40,1)),AT40=1,_xlfn.CONCAT(\"FUN_DEF\",\"-DCON_\",LEFT(AQ40,1),\"-FCON_\",LEFT(AR40,1)),AU40=1,_xlfn.CONCAT(\"NONFUN_NONDEF\",\"-DCON_\",LEFT(AQ40,1),\"-FCON_\",LEFT(AR40,1)),AV40=1,_xlfn.CONCAT(\"NONFUN_DEF\",\"-DCON_\",LEFT(AQ40,1),\"-FCON_\",LEFT(AR40,1)),AS40+AT40+AU40+AV40<1,_xlfn.CONCAT(\"-\"))","v":"-"}]
[null,null,null,null,null,null,null,null,null,null,null,null,null,null,null,null,null,null,null,null,null,0,null,null,null,null,null,null,null,null,null,0,0,0,0,"Unknown",{"$f":"_xlfn.IFS(G41=\"Natural\",0,H41=\"\",0,H41=\"COASTAL-CONSTRUCTED\",0,G41=\"Constructed\",_xlfn.XLOOKUP($H41,'Data Categories'!$U$4:$U$25,'Data Categories'!$V$4:V$25))","v":0},{"$f":"_xlfn.IFS(AK41=\"\",0,AJ41=\"Unknown\",0,AK41>1,AK41-AJ41,AK41=0,0)","v":0},{"$f":"_xlfn.IFS(Y41=\"\",0,Y41>1920,_xlfn.XLOOKUP($H41,'Data Categories'!$AE$20:$AE$42,'Data Categories'!$AG$20:$AG$42,0))","v":0},{"$f":"_xlfn.IFS(Y41=\"\",0,Y41>0,(2025-Y41))","v":0},{"$f":"_xlfn.IFS(Z41=\"Non-Deficient\",\"Non-Deficient\",Z41=\"Deficient\",\"Deficient\",AB41=\"Deficient\",\"Deficient\",Z41=\"Non-Deficient\",\"Non-Deficient\",AB41=\"Non-Deficient\",\"Non-Deficient\",P41=\"\",\"None\",AL41<0,\"Deficient\",AL41>10,\"Non-Deficient\")","v":"None"},{"$f":"_xlfn.IFS(H41=\"LOW WATER CROSSING\",\"Non-Functional\",G41=\"Natural\",\"Functional\",AA41=\"Functional\",\"Functional\",AC41=\"Functional\",\"Functional\",AA41=\"Non-Functional\",\"Non-Functional\",AC41=\"Non-Functional\",\"Non-Functional\",AA41=\"Unknown\",\"Unknown\",AC41=\"Unknown\",\"Unknown\",AA41=\"\",\"None\")","v":"None"},{"$f":"_xlfn.IFS(X41=\"Functionality\",\"Low\",W41=\"No\",\"Low\",Y41>=2015,\"High\",Y41>=1920,\"Low\",W41=\"\",\"None\",W41=\"Unknown\",\"None\")","v":"None"},{"$f":"_xlfn.IFS(H41=\"LOW WATER CROSSING\",\"Unknown\",G41=\"Natural\",\"None\",AM41<AN41,\"High\",AC41=\"Functional\",\"Low\",AC41=\"Non-Functional\",\"Low\",W41=\"No\",\"Low\",W41=\"Unknown\",\"None\",X41=\"Deficiency\",\"None\",W41=\"Yes\",\"High\",W41=\"\",\"None\")","v":"None"},0,0,0,0,{"$f":"_xlfn.CONCAT(LEFT(H41,3),\"-\")&IF(H41=\"-\",0,COUNTIF($H$4:H41,H41))","v":"-0"},{"$f":"_xlfn.IFS($H41<=0,\"-\",AS41=1,_xlfn.CONCAT(\"FUN_NONDEF\",\"-DCON_\",LEFT(AQ41,1),\"-FCON_\",LEFT(AR41,1)),AT41=1,_xlfn.CONCAT(\"FUN_DEF\",\"-DCON_\",LEFT(AQ41,1),\"-FCON_\",LEFT(AR41,1)),AU41=1,_xlfn.CONCAT(\"NONFUN_NONDEF\",\"-DCON_\",LEFT(AQ41,1),\"-FCON_\",LEFT(AR41,1)),AV41=1,_xlfn.CONCAT(\"NONFUN_DEF\",\"-DCON_\",LEFT(AQ41,1),\"-FCON_\",LEFT(AR41,1)),AS41+AT41+AU41+AV41<1,_xlfn.CONCAT(\"-\"))","v":"-"}]
[null,null,null,null,null,null,null,null,null,null,null,null,null,null,null,null,null,null,null,null,null,0,null,null,null,null,null,null,null,null,null,0,0,0,0,"Unknown",{"$f":"_xlfn.IFS(G42=\"Natural\",0,H42=\"\",0,H42=\"COASTAL-CONSTRUCTED\",0,G42=\"Constructed\",_xlfn.XLOOKUP($H42,'Data Categories'!$U$4:$U$25,'Data Categories'!$V$4:V$25))","v":0},{"$f":"_xlfn.IFS(AK42=\"\",0,AJ42=\"Unknown\",0,AK42>1,AK42-AJ42,AK42=0,0)","v":0},{"$f":"_xlfn.IFS(Y42=\"\",0,Y42>1920,_xlfn.XLOOKUP($H42,'Data Categories'!$AE$20:$AE$42,'Data Categories'!$AG$20:$AG$42,0))","v":0},{"$f":"_xlfn.IFS(Y42=\"\",0,Y42>0,(2025-Y42))","v":0},{"$f":"_xlfn.IFS(Z42=\"Non-Deficient\",\"Non-Deficient\",Z42=\"Deficient\",\"Deficient\",AB42=\"Deficient\",\"Deficient\",Z42=\"Non-Deficient\",\"Non-Deficient\",AB42=\"Non-Deficient\",\"Non-Deficient\",P42=\"\",\"None\",AL42<0,\"Deficient\",AL42>10,\"Non-Deficient\")","v":"None"},{"$f":"_xlfn.IFS(H42=\"LOW WATER CROSSING\",\"Non-Functional\",G42=\"Natural\",\"Functional\",AA42=\"Functional\",\"Functional\",AC42=\"Functional\",\"Functional\",AA42=\"Non-Functional\",\"Non-Functional\",AC42=\"Non-Functional\",\"Non-Functional\",AA42=\"Unknown\",\"Unknown\",AC42=\"Unknown\",\"Unknown\",AA42=\"\",\"None\")","v":"None"},{"$f":"_xlfn.IFS(X42=\"Functionality\",\"Low\",W42=\"No\",\"Low\",Y42>=2015,\"High\",Y42>=1920,\"Low\",W42=\"\",\"None\",W42=\"Unknown\",\"None\")","v":"None"},{"$f":"_xlfn.IFS(H42=\"LOW WATER CROSSING\",\"Unknown\",G42=\"Natural\",\"None\",AM42<AN42,\"High\",AC42=\"Functional\",\"Low\",AC42=\"Non-Functional\",\"Low\",W42=\"No\",\"Low\",W42=\"Unknown\",\"None\",X42=\"Deficiency\",\"None\",W42=\"Yes\",\"High\",W42=\"\",\"None\")","v":"None"},0,0,0,0,{"$f":"_xlfn.CONCAT(LEFT(H42,3),\"-\")&IF(H42=\"-\",0,COUNTIF($H$4:H42,H42))","v":"-0"},{"$f":"_xlfn.IFS($H42<=0,\"-\",AS42=1,_xlfn.CONCAT(\"FUN_NONDEF\",\"-DCON_\",LEFT(AQ42,1),\"-FCON_\",LEFT(AR42,1)),AT42=1,_xlfn.CONCAT(\"FUN_DEF\",\"-DCON_\",LEFT(AQ42,1),\"-FCON_\",LEFT(AR42,1)),AU42=1,_xlfn.CONCAT(\"NONFUN_NONDEF\",\"-DCON_\",LEFT(AQ42,1),\"-FCON_\",LEFT(AR42,1)),AV42=1,_xlfn.CONCAT(\"NONFUN_DEF\",\"-DCON_\",LEFT(AQ42,1),\"-FCON_\",LEFT(AR42,1)),AS42+AT42+AU42+AV42<1,_xlfn.CONCAT(\"-\"))","v":"-"}]
[null,null,null,null,null,null,null,null,null,null,null,null,null,null,null,null,null,null,null,null,null,0,null,null,null,null,null,null,null,null,null,0,0,0,0,"Unknown",{"$f":"_xlfn.IFS(G43=\"Natural\",0,H43=\"\",0,H43=\"COASTAL-CONSTRUCTED\",0,G43=\"Constructed\",_xlfn.XLOOKUP($H43,'Data Categories'!$U$4:$U$25,'Data Categories'!$V$4:V$25))","v":0},{"$f":"_xlfn.IFS(AK43=\"\",0,AJ43=\"Unknown\",0,AK43>1,AK43-AJ43,AK43=0,0)","v":0},{"$f":"_xlfn.IFS(Y43=\"\",0,Y43>1920,_xlfn.XLOOKUP($H43,'Data Categories'!$AE$20:$AE$42,'Data Categories'!$AG$20:$AG$42,0))","v":0},{"$f":"_xlfn.IFS(Y43=\"\",0,Y43>0,(2025-Y43))","v":0},{"$f":"_xlfn.IFS(Z43=\"Non-Deficient\",\"Non-Deficient\",Z43=\"Deficient\",\"Deficient\",AB43=\"Deficient\",\"Deficient\",Z43=\"Non-Deficient\",\"Non-Deficient\",AB43=\"Non-Deficient\",\"Non-Deficient\",P43=\"\",\"None\",AL43<0,\"Deficient\",AL43>10,\"Non-Deficient\")","v":"None"},{"$f":"_xlfn.IFS(H43=\"LOW WATER CROSSING\",\"Non-Functional\",G43=\"Natural\",\"Functional\",AA43=\"Functional\",\"Functional\",AC43=\"Functional\",\"Functional\",AA43=\"Non-Functional\",\"Non-Functional\",AC43=\"Non-Functional\",\"Non-Functional\",AA43=\"Unknown\",\"Unknown\",AC43=\"Unknown\",\"Unknown\",AA43=\"\",\"None\")","v":"None"},{"$f":"_xlfn.IFS(X43=\"Functionality\",\"Low\",W43=\"No\",\"Low\",Y43>=2015,\"High\",Y43>=1920,\"Low\",W43=\"\",\"None\",W43=\"Unknown\",\"None\")","v":"None"},{"$f":"_xlfn.IFS(H43=\"LOW WATER CROSSING\",\"Unknown\",G43=\"Natural\",\"None\",AM43<AN43,\"High\",AC43=\"Functional\",\"Low\",AC43=\"Non-Functional\",\"Low\",W43=\"No\",\"Low\",W43=\"Unknown\",\"None\",X43=\"Deficiency\",\"None\",W43=\"Yes\",\"High\",W43=\"\",\"None\")","v":"None"},0,0,0,0,{"$f":"_xlfn.CONCAT(LEFT(H43,3),\"-\")&IF(H43=\"-\",0,COUNTIF($H$4:H43,H43))","v":"-0"},{"$f":"_xlfn.IFS($H43<=0,\"-\",AS43=1,_xlfn.CONCAT(\"FUN_NONDEF\",\"-DCON_\",LEFT(AQ43,1),\"-FCON_\",LEFT(AR43,1)),AT43=1,_xlfn.CONCAT(\"FUN_DEF\",\"-DCON_\",LEFT(AQ43,1),\"-FCON_\",LEFT(AR43,1)),AU43=1,_xlfn.CONCAT(\"NONFUN_NONDEF\",\"-DCON_\",LEFT(AQ43,1),\"-FCON_\",LEFT(AR43,1)),AV43=1,_xlfn.CONCAT(\"NONFUN_DEF\",\"-DCON_\",LEFT(AQ43,1),\"-FCON_\",LEFT(AR43,1)),AS43+AT43+AU43+AV43<1,_xlfn.CONCAT(\"-\"))","v":"-"}]
[null,null,null,null,null,null,null,null,null,null,null,null,null,null,null,null,null,null,null,null,null,0,null,null,null,null,null,null,null,null,null,0,0,0,0,"Unknown",{"$f":"_xlfn.IFS(G44=\"Natural\",0,H44=\"\",0,H44=\"COASTAL-CONSTRUCTED\",0,G44=\"Constructed\",_xlfn.XLOOKUP($H44,'Data Categories'!$U$4:$U$25,'Data Categories'!$V$4:V$25))","v":0},{"$f":"_xlfn.IFS(AK44=\"\",0,AJ44=\"Unknown\",0,AK44>1,AK44-AJ44,AK44=0,0)","v":0},{"$f":"_xlfn.IFS(Y44=\"\",0,Y44>1920,_xlfn.XLOOKUP($H44,'Data Categories'!$AE$20:$AE$42,'Data Categories'!$AG$20:$AG$42,0))","v":0},{"$f":"_xlfn.IFS(Y44=\"\",0,Y44>0,(2025-Y44))","v":0},{"$f":"_xlfn.IFS(Z44=\"Non-Deficient\",\"Non-Deficient\",Z44=\"Deficient\",\"Deficient\",AB44=\"Deficient\",\"Deficient\",Z44=\"Non-Deficient\",\"Non-Deficient\",AB44=\"Non-Deficient\",\"Non-Deficient\",P44=\"\",\"None\",AL44<0,\"Deficient\",AL44>10,\"Non-Deficient\")","v":"None"},{"$f":"_xlfn.IFS(H44=\"LOW WATER CROSSING\",\"Non-Functional\",G44=\"Natural\",\"Functional\",AA44=\"Functional\",\"Functional\",AC44=\"Functional\",\"Functional\",AA44=\"Non-Functional\",\"Non-Functional\",AC44=\"Non-Functional\",\"Non-Functional\",AA44=\"Unknown\",\"Unknown\",AC44=\"Unknown\",\"Unknown\",AA44=\"\",\"None\")","v":"None"},{"$f":"_xlfn.IFS(X44=\"Functionality\",\"Low\",W44=\"No\",\"Low\",Y44>=2015,\"High\",Y44>=1920,\"Low\",W44=\"\",\"None\",W44=\"Unknown\",\"None\")","v":"None"},{"$f":"_xlfn.IFS(H44=\"LOW WATER CROSSING\",\"Unknown\",G44=\"Natural\",\"None\",AM44<AN44,\"High\",AC44=\"Functional\",\"Low\",AC44=\"Non-Functional\",\"Low\",W44=\"No\",\"Low\",W44=\"Unknown\",\"None\",X44=\"Deficiency\",\"None\",W44=\"Yes\",\"High\",W44=\"\",\"None\")","v":"None"},0,0,0,0,{"$f":"_xlfn.CONCAT(LEFT(H44,3),\"-\")&IF(H44=\"-\",0,COUNTIF($H$4:H44,H44))","v":"-0"},{"$f":"_xlfn.IFS($H44<=0,\"-\",AS44=1,_xlfn.CONCAT(\"FUN_NONDEF\",\"-DCON_\",LEFT(AQ44,1),\"-FCON_\",LEFT(AR44,1)),AT44=1,_xlfn.CONCAT(\"FUN_DEF\",\"-DCON_\",LEFT(AQ44,1),\"-FCON_\",LEFT(AR44,1)),AU44=1,_xlfn.CONCAT(\"NONFUN_NONDEF\",\"-DCON_\",LEFT(AQ44,1),\"-FCON_\",LEFT(AR44,1)),AV44=1,_xlfn.CONCAT(\"NONFUN_DEF\",\"-DCON_\",LEFT(AQ44,1),\"-FCON_\",LEFT(AR44,1)),AS44+AT44+AU44+AV44<1,_xlfn.CONCAT(\"-\"))","v":"-"}]
[null,null,null,null,null,null,null,null,null,null,null,null,null,null,null,null,null,null,null,null,null,0,null,null,null,null,null,null,null,null,null,0,0,0,0,"Unknown",{"$f":"_xlfn.IFS(G45=\"Natural\",0,H45=\"\",0,H45=\"COASTAL-CONSTRUCTED\",0,G45=\"Constructed\",_xlfn.XLOOKUP($H45,'Data Categories'!$U$4:$U$25,'Data Categories'!$V$4:V$25))","v":0},{"$f":"_xlfn.IFS(AK45=\"\",0,AJ45=\"Unknown\",0,AK45>1,AK45-AJ45,AK45=0,0)","v":0},{"$f":"_xlfn.IFS(Y45=\"\",0,Y45>1920,_xlfn.XLOOKUP($H45,'Data Categories'!$AE$20:$AE$42,'Data Categories'!$AG$20:$AG$42,0))","v":0},{"$f":"_xlfn.IFS(Y45=\"\",0,Y45>0,(2025-Y45))","v":0},{"$f":"_xlfn.IFS(Z45=\"Non-Deficient\",\"Non-Deficient\",Z45=\"Deficient\",\"Deficient\",AB45=\"Deficient\",\"Deficient\",Z45=\"Non-Deficient\",\"Non-Deficient\",AB45=\"Non-Deficient\",\"Non-Deficient\",P45=\"\",\"None\",AL45<0,\"Deficient\",AL45>10,\"Non-Deficient\")","v":"None"},{"$f":"_xlfn.IFS(H45=\"LOW WATER CROSSING\",\"Non-Functional\",G45=\"Natural\",\"Functional\",AA45=\"Functional\",\"Functional\",AC45=\"Functional\",\"Functional\",AA45=\"Non-Functional\",\"Non-Functional\",AC45=\"Non-Functional\",\"Non-Functional\",AA45=\"Unknown\",\"Unknown\",AC45=\"Unknown\",\"Unknown\",AA45=\"\",\"None\")","v":"None"},{"$f":"_xlfn.IFS(X45=\"Functionality\",\"Low\",W45=\"No\",\"Low\",Y45>=2015,\"High\",Y45>=1920,\"Low\",W45=\"\",\"None\",W45=\"Unknown\",\"None\")","v":"None"},{"$f":"_xlfn.IFS(H45=\"LOW WATER CROSSING\",\"Unknown\",G45=\"Natural\",\"None\",AM45<AN45,\"High\",AC45=\"Functional\",\"Low\",AC45=\"Non-Functional\",\"Low\",W45=\"No\",\"Low\",W45=\"Unknown\",\"None\",X45=\"Deficiency\",\"None\",W45=\"Yes\",\"High\",W45=\"\",\"None\")","v":"None"},0,0,0,0,{"$f":"_xlfn.CONCAT(LEFT(H45,3),\"-\")&IF(H45=\"-\",0,COUNTIF($H$4:H45,H45))","v":"-0"},{"$f":"_xlfn.IFS($H45<=0,\"-\",AS45=1,_xlfn.CONCAT(\"FUN_NONDEF\",\"-DCON_\",LEFT(AQ45,1),\"-FCON_\",LEFT(AR45,1)),AT45=1,_xlfn.CONCAT(\"FUN_DEF\",\"-DCON_\",LEFT(AQ45,1),\"-FCON_\",LEFT(AR45,1)),AU45=1,_xlfn.CONCAT(\"NONFUN_NONDEF\",\"-DCON_\",LEFT(AQ45,1),\"-FCON_\",LEFT(AR45,1)),AV45=1,_xlfn.CONCAT(\"NONFUN_DEF\",\"-DCON_\",LEFT(AQ45,1),\"-FCON_\",LEFT(AR45,1)),AS45+AT45+AU45+AV45<1,_xlfn.CONCAT(\"-\"))","v":"-"}]
[null,null,null,null,null,null,null,null,null,null,null,null,null,null,null,null,null,null,null,null,null,0,null,null,null,null,null,null,null,null,null,0,0,0,0,"Unknown",{"$f":"_xlfn.IFS(G46=\"Natural\",0,H46=\"\",0,H46=\"COASTAL-CONSTRUCTED\",0,G46=\"Constructed\",_xlfn.XLOOKUP($H46,'Data Categories'!$U$4:$U$25,'Data Categories'!$V$4:V$25))","v":0},{"$f":"_xlfn.IFS(AK46=\"\",0,AJ46=\"Unknown\",0,AK46>1,AK46-AJ46,AK46=0,0)","v":0},{"$f":"_xlfn.IFS(Y46=\"\",0,Y46>1920,_xlfn.XLOOKUP($H46,'Data Categories'!$AE$20:$AE$42,'Data Categories'!$AG$20:$AG$42,0))","v":0},{"$f":"_xlfn.IFS(Y46=\"\",0,Y46>0,(2025-Y46))","v":0},{"$f":"_xlfn.IFS(Z46=\"Non-Deficient\",\"Non-Deficient\",Z46=\"Deficient\",\"Deficient\",AB46=\"Deficient\",\"Deficient\",Z46=\"Non-Deficient\",\"Non-Deficient\",AB46=\"Non-Deficient\",\"Non-Deficient\",P46=\"\",\"None\",AL46<0,\"Deficient\",AL46>10,\"Non-Deficient\")","v":"None"},{"$f":"_xlfn.IFS(H46=\"LOW WATER CROSSING\",\"Non-Functional\",G46=\"Natural\",\"Functional\",AA46=\"Functional\",\"Functional\",AC46=\"Functional\",\"Functional\",AA46=\"Non-Functional\",\"Non-Functional\",AC46=\"Non-Functional\",\"Non-Functional\",AA46=\"Unknown\",\"Unknown\",AC46=\"Unknown\",\"Unknown\",AA46=\"\",\"None\")","v":"None"},{"$f":"_xlfn.IFS(X46=\"Functionality\",\"Low\",W46=\"No\",\"Low\",Y46>=2015,\"High\",Y46>=1920,\"Low\",W46=\"\",\"None\",W46=\"Unknown\",\"None\")","v":"None"},{"$f":"_xlfn.IFS(H46=\"LOW WATER CROSSING\",\"Unknown\",G46=\"Natural\",\"None\",AM46<AN46,\"High\",AC46=\"Functional\",\"Low\",AC46=\"Non-Functional\",\"Low\",W46=\"No\",\"Low\",W46=\"Unknown\",\"None\",X46=\"Deficiency\",\"None\",W46=\"Yes\",\"High\",W46=\"\",\"None\")","v":"None"},0,0,0,0,{"$f":"_xlfn.CONCAT(LEFT(H46,3),\"-\")&IF(H46=\"-\",0,COUNTIF($H$4:H46,H46))","v":"-0"},{"$f":"_xlfn.IFS($H46<=0,\"-\",AS46=1,_xlfn.CONCAT(\"FUN_NONDEF\",\"-DCON_\",LEFT(AQ46,1),\"-FCON_\",LEFT(AR46,1)),AT46=1,_xlfn.CONCAT(\"FUN_DEF\",\"-DCON_\",LEFT(AQ46,1),\"-FCON_\",LEFT(AR46,1)),AU46=1,_xlfn.CONCAT(\"NONFUN_NONDEF\",\"-DCON_\",LEFT(AQ46,1),\"-FCON_\",LEFT(AR46,1)),AV46=1,_xlfn.CONCAT(\"NONFUN_DEF\",\"-DCON_\",LEFT(AQ46,1),\"-FCON_\",LEFT(AR46,1)),AS46+AT46+AU46+AV46<1,_xlfn.CONCAT(\"-\"))","v":"-"}]
[null,null,null,null,null,null,null,null,null,null,null,null,null,null,null,null,null,null,null,null,null,0,null,null,null,null,null,null,null,null,null,0,0,0,0,"Unknown",{"$f":"_xlfn.IFS(G47=\"Natural\",0,H47=\"\",0,H47=\"COASTAL-CONSTRUCTED\",0,G47=\"Constructed\",_xlfn.XLOOKUP($H47,'Data Categories'!$U$4:$U$25,'Data Categories'!$V$4:V$25))","v":0},{"$f":"_xlfn.IFS(AK47=\"\",0,AJ47=\"Unknown\",0,AK47>1,AK47-AJ47,AK47=0,0)","v":0},{"$f":"_xlfn.IFS(Y47=\"\",0,Y47>1920,_xlfn.XLOOKUP($H47,'Data Categories'!$AE$20:$AE$42,'Data Categories'!$AG$20:$AG$42,0))","v":0},{"$f":"_xlfn.IFS(Y47=\"\",0,Y47>0,(2025-Y47))","v":0},{"$f":"_xlfn.IFS(Z47=\"Non-Deficient\",\"Non-Deficient\",Z47=\"Deficient\",\"Deficient\",AB47=\"Deficient\",\"Deficient\",Z47=\"Non-Deficient\",\"Non-Deficient\",AB47=\"Non-Deficient\",\"Non-Deficient\",P47=\"\",\"None\",AL47<0,\"Deficient\",AL47>10,\"Non-Deficient\")","v":"None"},{"$f":"_xlfn.IFS(H47=\"LOW WATER CROSSING\",\"Non-Functional\",G47=\"Natural\",\"Functional\",AA47=\"Functional\",\"Functional\",AC47=\"Functional\",\"Functional\",AA47=\"Non-Functional\",\"Non-Functional\",AC47=\"Non-Functional\",\"Non-Functional\",AA47=\"Unknown\",\"Unknown\",AC47=\"Unknown\",\"Unknown\",AA47=\"\",\"None\")","v":"None"},{"$f":"_xlfn.IFS(X47=\"Functionality\",\"Low\",W47=\"No\",\"Low\",Y47>=2015,\"High\",Y47>=1920,\"Low\",W47=\"\",\"None\",W47=\"Unknown\",\"None\")","v":"None"},{"$f":"_xlfn.IFS(H47=\"LOW WATER CROSSING\",\"Unknown\",G47=\"Natural\",\"None\",AM47<AN47,\"High\",AC47=\"Functional\",\"Low\",AC47=\"Non-Functional\",\"Low\",W47=\"No\",\"Low\",W47=\"Unknown\",\"None\",X47=\"Deficiency\",\"None\",W47=\"Yes\",\"High\",W47=\"\",\"None\")","v":"None"},0,0,0,0,{"$f":"_xlfn.CONCAT(LEFT(H47,3),\"-\")&IF(H47=\"-\",0,COUNTIF($H$4:H47,H47))","v":"-0"},{"$f":"_xlfn.IFS($H47<=0,\"-\",AS47=1,_xlfn.CONCAT(\"FUN_NONDEF\",\"-DCON_\",LEFT(AQ47,1),\"-FCON_\",LEFT(AR47,1)),AT47=1,_xlfn.CONCAT(\"FUN_DEF\",\"-DCON_\",LEFT(AQ47,1),\"-FCON_\",LEFT(AR47,1)),AU47=1,_xlfn.CONCAT(\"NONFUN_NONDEF\",\"-DCON_\",LEFT(AQ47,1),\"-FCON_\",LEFT(AR47,1)),AV47=1,_xlfn.CONCAT(\"NONFUN_DEF\",\"-DCON_\",LEFT(AQ47,1),\"-FCON_\",LEFT(AR47,1)),AS47+AT47+AU47+AV47<1,_xlfn.CONCAT(\"-\"))","v":"-"}]
[null,null,null,null,null,null,null,null,null,null,null,null,null,null,null,null,null,null,null,null,null,0,null,null,null,null,null,null,null,null,null,0,0,0,0,"Unknown",{"$f":"_xlfn.IFS(G48=\"Natural\",0,H48=\"\",0,H48=\"COASTAL-CONSTRUCTED\",0,G48=\"Constructed\",_xlfn.XLOOKUP($H48,'Data Categories'!$U$4:$U$25,'Data Categories'!$V$4:V$25))","v":0},{"$f":"_xlfn.IFS(AK48=\"\",0,AJ48=\"Unknown\",0,AK48>1,AK48-AJ48,AK48=0,0)","v":0},{"$f":"_xlfn.IFS(Y48=\"\",0,Y48>1920,_xlfn.XLOOKUP($H48,'Data Categories'!$AE$20:$AE$42,'Data Categories'!$AG$20:$AG$42,0))","v":0},{"$f":"_xlfn.IFS(Y48=\"\",0,Y48>0,(2025-Y48))","v":0},{"$f":"_xlfn.IFS(Z48=\"Non-Deficient\",\"Non-Deficient\",Z48=\"Deficient\",\"Deficient\",AB48=\"Deficient\",\"Deficient\",Z48=\"Non-Deficient\",\"Non-Deficient\",AB48=\"Non-Deficient\",\"Non-Deficient\",P48=\"\",\"None\",AL48<0,\"Deficient\",AL48>10,\"Non-Deficient\")","v":"None"},{"$f":"_xlfn.IFS(H48=\"LOW WATER CROSSING\",\"Non-Functional\",G48=\"Natural\",\"Functional\",AA48=\"Functional\",\"Functional\",AC48=\"Functional\",\"Functional\",AA48=\"Non-Functional\",\"Non-Functional\",AC48=\"Non-Functional\",\"Non-Functional\",AA48=\"Unknown\",\"Unknown\",AC48=\"Unknown\",\"Unknown\",AA48=\"\",\"None\")","v":"None"},{"$f":"_xlfn.IFS(X48=\"Functionality\",\"Low\",W48=\"No\",\"Low\",Y48>=2015,\"High\",Y48>=1920,\"Low\",W48=\"\",\"None\",W48=\"Unknown\",\"None\")","v":"None"},{"$f":"_xlfn.IFS(H48=\"LOW WATER CROSSING\",\"Unknown\",G48=\"Natural\",\"None\",AM48<AN48,\"High\",AC48=\"Functional\",\"Low\",AC48=\"Non-Functional\",\"Low\",W48=\"No\",\"Low\",W48=\"Unknown\",\"None\",X48=\"Deficiency\",\"None\",W48=\"Yes\",\"High\",W48=\"\",\"None\")","v":"None"},0,0,0,0,{"$f":"_xlfn.CONCAT(LEFT(H48,3),\"-\")&IF(H48=\"-\",0,COUNTIF($H$4:H48,H48))","v":"-0"},{"$f":"_xlfn.IFS($H48<=0,\"-\",AS48=1,_xlfn.CONCAT(\"FUN_NONDEF\",\"-DCON_\",LEFT(AQ48,1),\"-FCON_\",LEFT(AR48,1)),AT48=1,_xlfn.CONCAT(\"FUN_DEF\",\"-DCON_\",LEFT(AQ48,1),\"-FCON_\",LEFT(AR48,1)),AU48=1,_xlfn.CONCAT(\"NONFUN_NONDEF\",\"-DCON_\",LEFT(AQ48,1),\"-FCON_\",LEFT(AR48,1)),AV48=1,_xlfn.CONCAT(\"NONFUN_DEF\",\"-DCON_\",LEFT(AQ48,1),\"-FCON_\",LEFT(AR48,1)),AS48+AT48+AU48+AV48<1,_xlfn.CONCAT(\"-\"))","v":"-"}]
[null,null,null,null,null,null,null,null,null,null,null,null,null,null,null,null,null,null,null,null,null,0,null,null,null,null,null,null,null,null,null,0,0,0,0,"Unknown",{"$f":"_xlfn.IFS(G49=\"Natural\",0,H49=\"\",0,H49=\"COASTAL-CONSTRUCTED\",0,G49=\"Constructed\",_xlfn.XLOOKUP($H49,'Data Categories'!$U$4:$U$25,'Data Categories'!$V$4:V$25))","v":0},{"$f":"_xlfn.IFS(AK49=\"\",0,AJ49=\"Unknown\",0,AK49>1,AK49-AJ49,AK49=0,0)","v":0},{"$f":"_xlfn.IFS(Y49=\"\",0,Y49>1920,_xlfn.XLOOKUP($H49,'Data Categories'!$AE$20:$AE$42,'Data Categories'!$AG$20:$AG$42,0))","v":0},{"$f":"_xlfn.IFS(Y49=\"\",0,Y49>0,(2025-Y49))","v":0},{"$f":"_xlfn.IFS(Z49=\"Non-Deficient\",\"Non-Deficient\",Z49=\"Deficient\",\"Deficient\",AB49=\"Deficient\",\"Deficient\",Z49=\"Non-Deficient\",\"Non-Deficient\",AB49=\"Non-Deficient\",\"Non-Deficient\",P49=\"\",\"None\",AL49<0,\"Deficient\",AL49>10,\"Non-Deficient\")","v":"None"},{"$f":"_xlfn.IFS(H49=\"LOW WATER CROSSING\",\"Non-Functional\",G49=\"Natural\",\"Functional\",AA49=\"Functional\",\"Functional\",AC49=\"Functional\",\"Functional\",AA49=\"Non-Functional\",\"Non-Functional\",AC49=\"Non-Functional\",\"Non-Functional\",AA49=\"Unknown\",\"Unknown\",AC49=\"Unknown\",\"Unknown\",AA49=\"\",\"None\")","v":"None"},{"$f":"_xlfn.IFS(X49=\"Functionality\",\"Low\",W49=\"No\",\"Low\",Y49>=2015,\"High\",Y49>=1920,\"Low\",W49=\"\",\"None\",W49=\"Unknown\",\"None\")","v":"None"},{"$f":"_xlfn.IFS(H49=\"LOW WATER CROSSING\",\"Unknown\",G49=\"Natural\",\"None\",AM49<AN49,\"High\",AC49=\"Functional\",\"Low\",AC49=\"Non-Functional\",\"Low\",W49=\"No\",\"Low\",W49=\"Unknown\",\"None\",X49=\"Deficiency\",\"None\",W49=\"Yes\",\"High\",W49=\"\",\"None\")","v":"None"},0,0,0,0,{"$f":"_xlfn.CONCAT(LEFT(H49,3),\"-\")&IF(H49=\"-\",0,COUNTIF($H$4:H49,H49))","v":"-0"},{"$f":"_xlfn.IFS($H49<=0,\"-\",AS49=1,_xlfn.CONCAT(\"FUN_NONDEF\",\"-DCON_\",LEFT(AQ49,1),\"-FCON_\",LEFT(AR49,1)),AT49=1,_xlfn.CONCAT(\"FUN_DEF\",\"-DCON_\",LEFT(AQ49,1),\"-FCON_\",LEFT(AR49,1)),AU49=1,_xlfn.CONCAT(\"NONFUN_NONDEF\",\"-DCON_\",LEFT(AQ49,1),\"-FCON_\",LEFT(AR49,1)),AV49=1,_xlfn.CONCAT(\"NONFUN_DEF\",\"-DCON_\",LEFT(AQ49,1),\"-FCON_\",LEFT(AR49,1)),AS49+AT49+AU49+AV49<1,_xlfn.CONCAT(\"-\"))","v":"-"}]
[null,null,null,null,null,null,null,null,null,null,null,null,null,null,null,null,null,null,null,null,null,0,null,null,null,null,null,null,null,null,null,0,0,0,0,"Unknown",{"$f":"_xlfn.IFS(G50=\"Natural\",0,H50=\"\",0,H50=\"COASTAL-CONSTRUCTED\",0,G50=\"Constructed\",_xlfn.XLOOKUP($H50,'Data Categories'!$U$4:$U$25,'Data Categories'!$V$4:V$25))","v":0},{"$f":"_xlfn.IFS(AK50=\"\",0,AJ50=\"Unknown\",0,AK50>1,AK50-AJ50,AK50=0,0)","v":0},{"$f":"_xlfn.IFS(Y50=\"\",0,Y50>1920,_xlfn.XLOOKUP($H50,'Data Categories'!$AE$20:$AE$42,'Data Categories'!$AG$20:$AG$42,0))","v":0},{"$f":"_xlfn.IFS(Y50=\"\",0,Y50>0,(2025-Y50))","v":0},{"$f":"_xlfn.IFS(Z50=\"Non-Deficient\",\"Non-Deficient\",Z50=\"Deficient\",\"Deficient\",AB50=\"Deficient\",\"Deficient\",Z50=\"Non-Deficient\",\"Non-Deficient\",AB50=\"Non-Deficient\",\"Non-Deficient\",P50=\"\",\"None\",AL50<0,\"Deficient\",AL50>10,\"Non-Deficient\")","v":"None"},{"$f":"_xlfn.IFS(H50=\"LOW WATER CROSSING\",\"Non-Functional\",G50=\"Natural\",\"Functional\",AA50=\"Functional\",\"Functional\",AC50=\"Functional\",\"Functional\",AA50=\"Non-Functional\",\"Non-Functional\",AC50=\"Non-Functional\",\"Non-Functional\",AA50=\"Unknown\",\"Unknown\",AC50=\"Unknown\",\"Unknown\",AA50=\"\",\"None\")","v":"None"},{"$f":"_xlfn.IFS(X50=\"Functionality\",\"Low\",W50=\"No\",\"Low\",Y50>=2015,\"High\",Y50>=1920,\"Low\",W50=\"\",\"None\",W50=\"Unknown\",\"None\")","v":"None"},{"$f":"_xlfn.IFS(H50=\"LOW WATER CROSSING\",\"Unknown\",G50=\"Natural\",\"None\",AM50<AN50,\"High\",AC50=\"Functional\",\"Low\",AC50=\"Non-Functional\",\"Low\",W50=\"No\",\"Low\",W50=\"Unknown\",\"None\",X50=\"Deficiency\",\"None\",W50=\"Yes\",\"High\",W50=\"\",\"None\")","v":"None"},0,0,0,0,{"$f":"_xlfn.CONCAT(LEFT(H50,3),\"-\")&IF(H50=\"-\",0,COUNTIF($H$4:H50,H50))","v":"-0"},{"$f":"_xlfn.IFS($H50<=0,\"-\",AS50=1,_xlfn.CONCAT(\"FUN_NONDEF\",\"-DCON_\",LEFT(AQ50,1),\"-FCON_\",LEFT(AR50,1)),AT50=1,_xlfn.CONCAT(\"FUN_DEF\",\"-DCON_\",LEFT(AQ50,1),\"-FCON_\",LEFT(AR50,1)),AU50=1,_xlfn.CONCAT(\"NONFUN_NONDEF\",\"-DCON_\",LEFT(AQ50,1),\"-FCON_\",LEFT(AR50,1)),AV50=1,_xlfn.CONCAT(\"NONFUN_DEF\",\"-DCON_\",LEFT(AQ50,1),\"-FCON_\",LEFT(AR50,1)),AS50+AT50+AU50+AV50<1,_xlfn.CONCAT(\"-\"))","v":"-"}]
[null,null,null,null,null,null,null,null,null,null,null,null,null,null,null,null,null,null,null,null,null,0,null,null,null,null,null,null,null,null,null,0,0,0,0,"Unknown",{"$f":"_xlfn.IFS(G51=\"Natural\",0,H51=\"\",0,H51=\"COASTAL-CONSTRUCTED\",0,G51=\"Constructed\",_xlfn.XLOOKUP($H51,'Data Categories'!$U$4:$U$25,'Data Categories'!$V$4:V$25))","v":0},{"$f":"_xlfn.IFS(AK51=\"\",0,AJ51=\"Unknown\",0,AK51>1,AK51-AJ51,AK51=0,0)","v":0},{"$f":"_xlfn.IFS(Y51=\"\",0,Y51>1920,_xlfn.XLOOKUP($H51,'Data Categories'!$AE$20:$AE$42,'Data Categories'!$AG$20:$AG$42,0))","v":0},{"$f":"_xlfn.IFS(Y51=\"\",0,Y51>0,(2025-Y51))","v":0},{"$f":"_xlfn.IFS(Z51=\"Non-Deficient\",\"Non-Deficient\",Z51=\"Deficient\",\"Deficient\",AB51=\"Deficient\",\"Deficient\",Z51=\"Non-Deficient\",\"Non-Deficient\",AB51=\"Non-Deficient\",\"Non-Deficient\",P51=\"\",\"None\",AL51<0,\"Deficient\",AL51>10,\"Non-Deficient\")","v":"None"},{"$f":"_xlfn.IFS(H51=\"LOW WATER CROSSING\",\"Non-Functional\",G51=\"Natural\",\"Functional\",AA51=\"Functional\",\"Functional\",AC51=\"Functional\",\"Functional\",AA51=\"Non-Functional\",\"Non-Functional\",AC51=\"Non-Functional\",\"Non-Functional\",AA51=\"Unknown\",\"Unknown\",AC51=\"Unknown\",\"Unknown\",AA51=\"\",\"None\")","v":"None"},{"$f":"_xlfn.IFS(X51=\"Functionality\",\"Low\",W51=\"No\",\"Low\",Y51>=2015,\"High\",Y51>=1920,\"Low\",W51=\"\",\"None\",W51=\"Unknown\",\"None\")","v":"None"},{"$f":"_xlfn.IFS(H51=\"LOW WATER CROSSING\",\"Unknown\",G51=\"Natural\",\"None\",AM51<AN51,\"High\",AC51=\"Functional\",\"Low\",AC51=\"Non-Functional\",\"Low\",W51=\"No\",\"Low\",W51=\"Unknown\",\"None\",X51=\"Deficiency\",\"None\",W51=\"Yes\",\"High\",W51=\"\",\"None\")","v":"None"},0,0,0,0,{"$f":"_xlfn.CONCAT(LEFT(H51,3),\"-\")&IF(H51=\"-\",0,COUNTIF($H$4:H51,H51))","v":"-0"},{"$f":"_xlfn.IFS($H51<=0,\"-\",AS51=1,_xlfn.CONCAT(\"FUN_NONDEF\",\"-DCON_\",LEFT(AQ51,1),\"-FCON_\",LEFT(AR51,1)),AT51=1,_xlfn.CONCAT(\"FUN_DEF\",\"-DCON_\",LEFT(AQ51,1),\"-FCON_\",LEFT(AR51,1)),AU51=1,_xlfn.CONCAT(\"NONFUN_NONDEF\",\"-DCON_\",LEFT(AQ51,1),\"-FCON_\",LEFT(AR51,1)),AV51=1,_xlfn.CONCAT(\"NONFUN_DEF\",\"-DCON_\",LEFT(AQ51,1),\"-FCON_\",LEFT(AR51,1)),AS51+AT51+AU51+AV51<1,_xlfn.CONCAT(\"-\"))","v":"-"}]
[null,null,null,null,null,null,null,null,null,null,null,null,null,null,null,null,null,null,null,null,null,0,null,null,null,null,null,null,null,null,null,0,0,0,0,"Unknown",{"$f":"_xlfn.IFS(G52=\"Natural\",0,H52=\"\",0,H52=\"COASTAL-CONSTRUCTED\",0,G52=\"Constructed\",_xlfn.XLOOKUP($H52,'Data Categories'!$U$4:$U$25,'Data Categories'!$V$4:V$25))","v":0},{"$f":"_xlfn.IFS(AK52=\"\",0,AJ52=\"Unknown\",0,AK52>1,AK52-AJ52,AK52=0,0)","v":0},{"$f":"_xlfn.IFS(Y52=\"\",0,Y52>1920,_xlfn.XLOOKUP($H52,'Data Categories'!$AE$20:$AE$42,'Data Categories'!$AG$20:$AG$42,0))","v":0},{"$f":"_xlfn.IFS(Y52=\"\",0,Y52>0,(2025-Y52))","v":0},{"$f":"_xlfn.IFS(Z52=\"Non-Deficient\",\"Non-Deficient\",Z52=\"Deficient\",\"Deficient\",AB52=\"Deficient\",\"Deficient\",Z52=\"Non-Deficient\",\"Non-Deficient\",AB52=\"Non-Deficient\",\"Non-Deficient\",P52=\"\",\"None\",AL52<0,\"Deficient\",AL52>10,\"Non-Deficient\")","v":"None"},{"$f":"_xlfn.IFS(H52=\"LOW WATER CROSSING\",\"Non-Functional\",G52=\"Natural\",\"Functional\",AA52=\"Functional\",\"Functional\",AC52=\"Functional\",\"Functional\",AA52=\"Non-Functional\",\"Non-Functional\",AC52=\"Non-Functional\",\"Non-Functional\",AA52=\"Unknown\",\"Unknown\",AC52=\"Unknown\",\"Unknown\",AA52=\"\",\"None\")","v":"None"},{"$f":"_xlfn.IFS(X52=\"Functionality\",\"Low\",W52=\"No\",\"Low\",Y52>=2015,\"High\",Y52>=1920,\"Low\",W52=\"\",\"None\",W52=\"Unknown\",\"None\")","v":"None"},{"$f":"_xlfn.IFS(H52=\"LOW WATER CROSSING\",\"Unknown\",G52=\"Natural\",\"None\",AM52<AN52,\"High\",AC52=\"Functional\",\"Low\",AC52=\"Non-Functional\",\"Low\",W52=\"No\",\"Low\",W52=\"Unknown\",\"None\",X52=\"Deficiency\",\"None\",W52=\"Yes\",\"High\",W52=\"\",\"None\")","v":"None"},0,0,0,0,{"$f":"_xlfn.CONCAT(LEFT(H52,3),\"-\")&IF(H52=\"-\",0,COUNTIF($H$4:H52,H52))","v":"-0"},{"$f":"_xlfn.IFS($H52<=0,\"-\",AS52=1,_xlfn.CONCAT(\"FUN_NONDEF\",\"-DCON_\",LEFT(AQ52,1),\"-FCON_\",LEFT(AR52,1)),AT52=1,_xlfn.CONCAT(\"FUN_DEF\",\"-DCON_\",LEFT(AQ52,1),\"-FCON_\",LEFT(AR52,1)),AU52=1,_xlfn.CONCAT(\"NONFUN_NONDEF\",\"-DCON_\",LEFT(AQ52,1),\"-FCON_\",LEFT(AR52,1)),AV52=1,_xlfn.CONCAT(\"NONFUN_DEF\",\"-DCON_\",LEFT(AQ52,1),\"-FCON_\",LEFT(AR52,1)),AS52+AT52+AU52+AV52<1,_xlfn.CONCAT(\"-\"))","v":"-"}]
[null,null,null,null,null,null,null,null,null,null,null,null,null,null,null,null,null,null,null,null,null,0,null,null,null,null,null,null,null,null,null,0,0,0,0,"Unknown",{"$f":"_xlfn.IFS(G53=\"Natural\",0,H53=\"\",0,H53=\"COASTAL-CONSTRUCTED\",0,G53=\"Constructed\",_xlfn.XLOOKUP($H53,'Data Categories'!$U$4:$U$25,'Data Categories'!$V$4:V$25))","v":0},{"$f":"_xlfn.IFS(AK53=\"\",0,AJ53=\"Unknown\",0,AK53>1,AK53-AJ53,AK53=0,0)","v":0},{"$f":"_xlfn.IFS(Y53=\"\",0,Y53>1920,_xlfn.XLOOKUP($H53,'Data Categories'!$AE$20:$AE$42,'Data Categories'!$AG$20:$AG$42,0))","v":0},{"$f":"_xlfn.IFS(Y53=\"\",0,Y53>0,(2025-Y53))","v":0},{"$f":"_xlfn.IFS(Z53=\"Non-Deficient\",\"Non-Deficient\",Z53=\"Deficient\",\"Deficient\",AB53=\"Deficient\",\"Deficient\",Z53=\"Non-Deficient\",\"Non-Deficient\",AB53=\"Non-Deficient\",\"Non-Deficient\",P53=\"\",\"None\",AL53<0,\"Deficient\",AL53>10,\"Non-Deficient\")","v":"None"},{"$f":"_xlfn.IFS(H53=\"LOW WATER CROSSING\",\"Non-Functional\",G53=\"Natural\",\"Functional\",AA53=\"Functional\",\"Functional\",AC53=\"Functional\",\"Functional\",AA53=\"Non-Functional\",\"Non-Functional\",AC53=\"Non-Functional\",\"Non-Functional\",AA53=\"Unknown\",\"Unknown\",AC53=\"Unknown\",\"Unknown\",AA53=\"\",\"None\")","v":"None"},{"$f":"_xlfn.IFS(X53=\"Functionality\",\"Low\",W53=\"No\",\"Low\",Y53>=2015,\"High\",Y53>=1920,\"Low\",W53=\"\",\"None\",W53=\"Unknown\",\"None\")","v":"None"},{"$f":"_xlfn.IFS(H53=\"LOW WATER CROSSING\",\"Unknown\",G53=\"Natural\",\"None\",AM53<AN53,\"High\",AC53=\"Functional\",\"Low\",AC53=\"Non-Functional\",\"Low\",W53=\"No\",\"Low\",W53=\"Unknown\",\"None\",X53=\"Deficiency\",\"None\",W53=\"Yes\",\"High\",W53=\"\",\"None\")","v":"None"},0,0,0,0,{"$f":"_xlfn.CONCAT(LEFT(H53,3),\"-\")&IF(H53=\"-\",0,COUNTIF($H$4:H53,H53))","v":"-0"},{"$f":"_xlfn.IFS($H53<=0,\"-\",AS53=1,_xlfn.CONCAT(\"FUN_NONDEF\",\"-DCON_\",LEFT(AQ53,1),\"-FCON_\",LEFT(AR53,1)),AT53=1,_xlfn.CONCAT(\"FUN_DEF\",\"-DCON_\",LEFT(AQ53,1),\"-FCON_\",LEFT(AR53,1)),AU53=1,_xlfn.CONCAT(\"NONFUN_NONDEF\",\"-DCON_\",LEFT(AQ53,1),\"-FCON_\",LEFT(AR53,1)),AV53=1,_xlfn.CONCAT(\"NONFUN_DEF\",\"-DCON_\",LEFT(AQ53,1),\"-FCON_\",LEFT(AR53,1)),AS53+AT53+AU53+AV53<1,_xlfn.CONCAT(\"-\"))","v":"-"}]
[null,null,null,null,null,null,null,null,null,null,null,null,null,null,null,null,null,null,null,null,null,0,null,null,null,null,null,null,null,null,null,0,0,0,0,"Unknown",{"$f":"_xlfn.IFS(G54=\"Natural\",0,H54=\"\",0,H54=\"COASTAL-CONSTRUCTED\",0,G54=\"Constructed\",_xlfn.XLOOKUP($H54,'Data Categories'!$U$4:$U$25,'Data Categories'!$V$4:V$25))","v":0},{"$f":"_xlfn.IFS(AK54=\"\",0,AJ54=\"Unknown\",0,AK54>1,AK54-AJ54,AK54=0,0)","v":0},{"$f":"_xlfn.IFS(Y54=\"\",0,Y54>1920,_xlfn.XLOOKUP($H54,'Data Categories'!$AE$20:$AE$42,'Data Categories'!$AG$20:$AG$42,0))","v":0},{"$f":"_xlfn.IFS(Y54=\"\",0,Y54>0,(2025-Y54))","v":0},{"$f":"_xlfn.IFS(Z54=\"Non-Deficient\",\"Non-Deficient\",Z54=\"Deficient\",\"Deficient\",AB54=\"Deficient\",\"Deficient\",Z54=\"Non-Deficient\",\"Non-Deficient\",AB54=\"Non-Deficient\",\"Non-Deficient\",P54=\"\",\"None\",AL54<0,\"Deficient\",AL54>10,\"Non-Deficient\")","v":"None"},{"$f":"_xlfn.IFS(H54=\"LOW WATER CROSSING\",\"Non-Functional\",G54=\"Natural\",\"Functional\",AA54=\"Functional\",\"Functional\",AC54=\"Functional\",\"Functional\",AA54=\"Non-Functional\",\"Non-Functional\",AC54=\"Non-Functional\",\"Non-Functional\",AA54=\"Unknown\",\"Unknown\",AC54=\"Unknown\",\"Unknown\",AA54=\"\",\"None\")","v":"None"},{"$f":"_xlfn.IFS(X54=\"Functionality\",\"Low\",W54=\"No\",\"Low\",Y54>=2015,\"High\",Y54>=1920,\"Low\",W54=\"\",\"None\",W54=\"Unknown\",\"None\")","v":"None"},{"$f":"_xlfn.IFS(H54=\"LOW WATER CROSSING\",\"Unknown\",G54=\"Natural\",\"None\",AM54<AN54,\"High\",AC54=\"Functional\",\"Low\",AC54=\"Non-Functional\",\"Low\",W54=\"No\",\"Low\",W54=\"Unknown\",\"None\",X54=\"Deficiency\",\"None\",W54=\"Yes\",\"High\",W54=\"\",\"None\")","v":"None"},0,0,0,0,{"$f":"_xlfn.CONCAT(LEFT(H54,3),\"-\")&IF(H54=\"-\",0,COUNTIF($H$4:H54,H54))","v":"-0"},{"$f":"_xlfn.IFS($H54<=0,\"-\",AS54=1,_xlfn.CONCAT(\"FUN_NONDEF\",\"-DCON_\",LEFT(AQ54,1),\"-FCON_\",LEFT(AR54,1)),AT54=1,_xlfn.CONCAT(\"FUN_DEF\",\"-DCON_\",LEFT(AQ54,1),\"-FCON_\",LEFT(AR54,1)),AU54=1,_xlfn.CONCAT(\"NONFUN_NONDEF\",\"-DCON_\",LEFT(AQ54,1),\"-FCON_\",LEFT(AR54,1)),AV54=1,_xlfn.CONCAT(\"NONFUN_DEF\",\"-DCON_\",LEFT(AQ54,1),\"-FCON_\",LEFT(AR54,1)),AS54+AT54+AU54+AV54<1,_xlfn.CONCAT(\"-\"))","v":"-"}]
[null,null,null,null,null,null,null,null,null,null,null,null,null,null,null,null,null,null,null,null,null,0,null,null,null,null,null,null,null,null,null,0,0,0,0,"Unknown",{"$f":"_xlfn.IFS(G55=\"Natural\",0,H55=\"\",0,H55=\"COASTAL-CONSTRUCTED\",0,G55=\"Constructed\",_xlfn.XLOOKUP($H55,'Data Categories'!$U$4:$U$25,'Data Categories'!$V$4:V$25))","v":0},{"$f":"_xlfn.IFS(AK55=\"\",0,AJ55=\"Unknown\",0,AK55>1,AK55-AJ55,AK55=0,0)","v":0},{"$f":"_xlfn.IFS(Y55=\"\",0,Y55>1920,_xlfn.XLOOKUP($H55,'Data Categories'!$AE$20:$AE$42,'Data Categories'!$AG$20:$AG$42,0))","v":0},{"$f":"_xlfn.IFS(Y55=\"\",0,Y55>0,(2025-Y55))","v":0},{"$f":"_xlfn.IFS(Z55=\"Non-Deficient\",\"Non-Deficient\",Z55=\"Deficient\",\"Deficient\",AB55=\"Deficient\",\"Deficient\",Z55=\"Non-Deficient\",\"Non-Deficient\",AB55=\"Non-Deficient\",\"Non-Deficient\",P55=\"\",\"None\",AL55<0,\"Deficient\",AL55>10,\"Non-Deficient\")","v":"None"},{"$f":"_xlfn.IFS(H55=\"LOW WATER CROSSING\",\"Non-Functional\",G55=\"Natural\",\"Functional\",AA55=\"Functional\",\"Functional\",AC55=\"Functional\",\"Functional\",AA55=\"Non-Functional\",\"Non-Functional\",AC55=\"Non-Functional\",\"Non-Functional\",AA55=\"Unknown\",\"Unknown\",AC55=\"Unknown\",\"Unknown\",AA55=\"\",\"None\")","v":"None"},{"$f":"_xlfn.IFS(X55=\"Functionality\",\"Low\",W55=\"No\",\"Low\",Y55>=2015,\"High\",Y55>=1920,\"Low\",W55=\"\",\"None\",W55=\"Unknown\",\"None\")","v":"None"},{"$f":"_xlfn.IFS(H55=\"LOW WATER CROSSING\",\"Unknown\",G55=\"Natural\",\"None\",AM55<AN55,\"High\",AC55=\"Functional\",\"Low\",AC55=\"Non-Functional\",\"Low\",W55=\"No\",\"Low\",W55=\"Unknown\",\"None\",X55=\"Deficiency\",\"None\",W55=\"Yes\",\"High\",W55=\"\",\"None\")","v":"None"},0,0,0,0,{"$f":"_xlfn.CONCAT(LEFT(H55,3),\"-\")&IF(H55=\"-\",0,COUNTIF($H$4:H55,H55))","v":"-0"},{"$f":"_xlfn.IFS($H55<=0,\"-\",AS55=1,_xlfn.CONCAT(\"FUN_NONDEF\",\"-DCON_\",LEFT(AQ55,1),\"-FCON_\",LEFT(AR55,1)),AT55=1,_xlfn.CONCAT(\"FUN_DEF\",\"-DCON_\",LEFT(AQ55,1),\"-FCON_\",LEFT(AR55,1)),AU55=1,_xlfn.CONCAT(\"NONFUN_NONDEF\",\"-DCON_\",LEFT(AQ55,1),\"-FCON_\",LEFT(AR55,1)),AV55=1,_xlfn.CONCAT(\"NONFUN_DEF\",\"-DCON_\",LEFT(AQ55,1),\"-FCON_\",LEFT(AR55,1)),AS55+AT55+AU55+AV55<1,_xlfn.CONCAT(\"-\"))","v":"-"}]
[null,null,null,null,null,null,null,null,null,null,null,null,null,null,null,null,null,null,null,null,null,0,null,null,null,null,null,null,null,null,null,0,0,0,0,"Unknown",{"$f":"_xlfn.IFS(G56=\"Natural\",0,H56=\"\",0,H56=\"COASTAL-CONSTRUCTED\",0,G56=\"Constructed\",_xlfn.XLOOKUP($H56,'Data Categories'!$U$4:$U$25,'Data Categories'!$V$4:V$25))","v":0},{"$f":"_xlfn.IFS(AK56=\"\",0,AJ56=\"Unknown\",0,AK56>1,AK56-AJ56,AK56=0,0)","v":0},{"$f":"_xlfn.IFS(Y56=\"\",0,Y56>1920,_xlfn.XLOOKUP($H56,'Data Categories'!$AE$20:$AE$42,'Data Categories'!$AG$20:$AG$42,0))","v":0},{"$f":"_xlfn.IFS(Y56=\"\",0,Y56>0,(2025-Y56))","v":0},{"$f":"_xlfn.IFS(Z56=\"Non-Deficient\",\"Non-Deficient\",Z56=\"Deficient\",\"Deficient\",AB56=\"Deficient\",\"Deficient\",Z56=\"Non-Deficient\",\"Non-Deficient\",AB56=\"Non-Deficient\",\"Non-Deficient\",P56=\"\",\"None\",AL56<0,\"Deficient\",AL56>10,\"Non-Deficient\")","v":"None"},{"$f":"_xlfn.IFS(H56=\"LOW WATER CROSSING\",\"Non-Functional\",G56=\"Natural\",\"Functional\",AA56=\"Functional\",\"Functional\",AC56=\"Functional\",\"Functional\",AA56=\"Non-Functional\",\"Non-Functional\",AC56=\"Non-Functional\",\"Non-Functional\",AA56=\"Unknown\",\"Unknown\",AC56=\"Unknown\",\"Unknown\",AA56=\"\",\"None\")","v":"None"},{"$f":"_xlfn.IFS(X56=\"Functionality\",\"Low\",W56=\"No\",\"Low\",Y56>=2015,\"High\",Y56>=1920,\"Low\",W56=\"\",\"None\",W56=\"Unknown\",\"None\")","v":"None"},{"$f":"_xlfn.IFS(H56=\"LOW WATER CROSSING\",\"Unknown\",G56=\"Natural\",\"None\",AM56<AN56,\"High\",AC56=\"Functional\",\"Low\",AC56=\"Non-Functional\",\"Low\",W56=\"No\",\"Low\",W56=\"Unknown\",\"None\",X56=\"Deficiency\",\"None\",W56=\"Yes\",\"High\",W56=\"\",\"None\")","v":"None"},0,0,0,0,{"$f":"_xlfn.CONCAT(LEFT(H56,3),\"-\")&IF(H56=\"-\",0,COUNTIF($H$4:H56,H56))","v":"-0"},{"$f":"_xlfn.IFS($H56<=0,\"-\",AS56=1,_xlfn.CONCAT(\"FUN_NONDEF\",\"-DCON_\",LEFT(AQ56,1),\"-FCON_\",LEFT(AR56,1)),AT56=1,_xlfn.CONCAT(\"FUN_DEF\",\"-DCON_\",LEFT(AQ56,1),\"-FCON_\",LEFT(AR56,1)),AU56=1,_xlfn.CONCAT(\"NONFUN_NONDEF\",\"-DCON_\",LEFT(AQ56,1),\"-FCON_\",LEFT(AR56,1)),AV56=1,_xlfn.CONCAT(\"NONFUN_DEF\",\"-DCON_\",LEFT(AQ56,1),\"-FCON_\",LEFT(AR56,1)),AS56+AT56+AU56+AV56<1,_xlfn.CONCAT(\"-\"))","v":"-"}]
[null,null,null,null,null,null,null,null,null,null,null,null,null,null,null,null,null,null,null,null,null,0,null,null,null,null,null,null,null,null,null,0,0,0,0,"Unknown",{"$f":"_xlfn.IFS(G57=\"Natural\",0,H57=\"\",0,H57=\"COASTAL-CONSTRUCTED\",0,G57=\"Constructed\",_xlfn.XLOOKUP($H57,'Data Categories'!$U$4:$U$25,'Data Categories'!$V$4:V$25))","v":0},{"$f":"_xlfn.IFS(AK57=\"\",0,AJ57=\"Unknown\",0,AK57>1,AK57-AJ57,AK57=0,0)","v":0},{"$f":"_xlfn.IFS(Y57=\"\",0,Y57>1920,_xlfn.XLOOKUP($H57,'Data Categories'!$AE$20:$AE$42,'Data Categories'!$AG$20:$AG$42,0))","v":0},{"$f":"_xlfn.IFS(Y57=\"\",0,Y57>0,(2025-Y57))","v":0},{"$f":"_xlfn.IFS(Z57=\"Non-Deficient\",\"Non-Deficient\",Z57=\"Deficient\",\"Deficient\",AB57=\"Deficient\",\"Deficient\",Z57=\"Non-Deficient\",\"Non-Deficient\",AB57=\"Non-Deficient\",\"Non-Deficient\",P57=\"\",\"None\",AL57<0,\"Deficient\",AL57>10,\"Non-Deficient\")","v":"None"},{"$f":"_xlfn.IFS(H57=\"LOW WATER CROSSING\",\"Non-Functional\",G57=\"Natural\",\"Functional\",AA57=\"Functional\",\"Functional\",AC57=\"Functional\",\"Functional\",AA57=\"Non-Functional\",\"Non-Functional\",AC57=\"Non-Functional\",\"Non-Functional\",AA57=\"Unknown\",\"Unknown\",AC57=\"Unknown\",\"Unknown\",AA57=\"\",\"None\")","v":"None"},{"$f":"_xlfn.IFS(X57=\"Functionality\",\"Low\",W57=\"No\",\"Low\",Y57>=2015,\"High\",Y57>=1920,\"Low\",W57=\"\",\"None\",W57=\"Unknown\",\"None\")","v":"None"},{"$f":"_xlfn.IFS(H57=\"LOW WATER CROSSING\",\"Unknown\",G57=\"Natural\",\"None\",AM57<AN57,\"High\",AC57=\"Functional\",\"Low\",AC57=\"Non-Functional\",\"Low\",W57=\"No\",\"Low\",W57=\"Unknown\",\"None\",X57=\"Deficiency\",\"None\",W57=\"Yes\",\"High\",W57=\"\",\"None\")","v":"None"},0,0,0,0,{"$f":"_xlfn.CONCAT(LEFT(H57,3),\"-\")&IF(H57=\"-\",0,COUNTIF($H$4:H57,H57))","v":"-0"},{"$f":"_xlfn.IFS($H57<=0,\"-\",AS57=1,_xlfn.CONCAT(\"FUN_NONDEF\",\"-DCON_\",LEFT(AQ57,1),\"-FCON_\",LEFT(AR57,1)),AT57=1,_xlfn.CONCAT(\"FUN_DEF\",\"-DCON_\",LEFT(AQ57,1),\"-FCON_\",LEFT(AR57,1)),AU57=1,_xlfn.CONCAT(\"NONFUN_NONDEF\",\"-DCON_\",LEFT(AQ57,1),\"-FCON_\",LEFT(AR57,1)),AV57=1,_xlfn.CONCAT(\"NONFUN_DEF\",\"-DCON_\",LEFT(AQ57,1),\"-FCON_\",LEFT(AR57,1)),AS57+AT57+AU57+AV57<1,_xlfn.CONCAT(\"-\"))","v":"-"}]
[null,null,null,null,null,null,null,null,null,null,null,null,null,null,null,null,null,null,null,null,null,0,null,null,null,null,null,null,null,null,null,0,0,0,0,"Unknown",{"$f":"_xlfn.IFS(G58=\"Natural\",0,H58=\"\",0,H58=\"COASTAL-CONSTRUCTED\",0,G58=\"Constructed\",_xlfn.XLOOKUP($H58,'Data Categories'!$U$4:$U$25,'Data Categories'!$V$4:V$25))","v":0},{"$f":"_xlfn.IFS(AK58=\"\",0,AJ58=\"Unknown\",0,AK58>1,AK58-AJ58,AK58=0,0)","v":0},{"$f":"_xlfn.IFS(Y58=\"\",0,Y58>1920,_xlfn.XLOOKUP($H58,'Data Categories'!$AE$20:$AE$42,'Data Categories'!$AG$20:$AG$42,0))","v":0},{"$f":"_xlfn.IFS(Y58=\"\",0,Y58>0,(2025-Y58))","v":0},{"$f":"_xlfn.IFS(Z58=\"Non-Deficient\",\"Non-Deficient\",Z58=\"Deficient\",\"Deficient\",AB58=\"Deficient\",\"Deficient\",Z58=\"Non-Deficient\",\"Non-Deficient\",AB58=\"Non-Deficient\",\"Non-Deficient\",P58=\"\",\"None\",AL58<0,\"Deficient\",AL58>10,\"Non-Deficient\")","v":"None"},{"$f":"_xlfn.IFS(H58=\"LOW WATER CROSSING\",\"Non-Functional\",G58=\"Natural\",\"Functional\",AA58=\"Functional\",\"Functional\",AC58=\"Functional\",\"Functional\",AA58=\"Non-Functional\",\"Non-Functional\",AC58=\"Non-Functional\",\"Non-Functional\",AA58=\"Unknown\",\"Unknown\",AC58=\"Unknown\",\"Unknown\",AA58=\"\",\"None\")","v":"None"},{"$f":"_xlfn.IFS(X58=\"Functionality\",\"Low\",W58=\"No\",\"Low\",Y58>=2015,\"High\",Y58>=1920,\"Low\",W58=\"\",\"None\",W58=\"Unknown\",\"None\")","v":"None"},{"$f":"_xlfn.IFS(H58=\"LOW WATER CROSSING\",\"Unknown\",G58=\"Natural\",\"None\",AM58<AN58,\"High\",AC58=\"Functional\",\"Low\",AC58=\"Non-Functional\",\"Low\",W58=\"No\",\"Low\",W58=\"Unknown\",\"None\",X58=\"Deficiency\",\"None\",W58=\"Yes\",\"High\",W58=\"\",\"None\")","v":"None"},0,0,0,0,{"$f":"_xlfn.CONCAT(LEFT(H58,3),\"-\")&IF(H58=\"-\",0,COUNTIF($H$4:H58,H58))","v":"-0"},{"$f":"_xlfn.IFS($H58<=0,\"-\",AS58=1,_xlfn.CONCAT(\"FUN_NONDEF\",\"-DCON_\",LEFT(AQ58,1),\"-FCON_\",LEFT(AR58,1)),AT58=1,_xlfn.CONCAT(\"FUN_DEF\",\"-DCON_\",LEFT(AQ58,1),\"-FCON_\",LEFT(AR58,1)),AU58=1,_xlfn.CONCAT(\"NONFUN_NONDEF\",\"-DCON_\",LEFT(AQ58,1),\"-FCON_\",LEFT(AR58,1)),AV58=1,_xlfn.CONCAT(\"NONFUN_DEF\",\"-DCON_\",LEFT(AQ58,1),\"-FCON_\",LEFT(AR58,1)),AS58+AT58+AU58+AV58<1,_xlfn.CONCAT(\"-\"))","v":"-"}]
[null,null,null,null,null,null,null,null,null,null,null,null,null,null,null,null,null,null,null,null,null,0,null,null,null,null,null,null,null,null,null,0,0,0,0,"Unknown",{"$f":"_xlfn.IFS(G59=\"Natural\",0,H59=\"\",0,H59=\"COASTAL-CONSTRUCTED\",0,G59=\"Constructed\",_xlfn.XLOOKUP($H59,'Data Categories'!$U$4:$U$25,'Data Categories'!$V$4:V$25))","v":0},{"$f":"_xlfn.IFS(AK59=\"\",0,AJ59=\"Unknown\",0,AK59>1,AK59-AJ59,AK59=0,0)","v":0},{"$f":"_xlfn.IFS(Y59=\"\",0,Y59>1920,_xlfn.XLOOKUP($H59,'Data Categories'!$AE$20:$AE$42,'Data Categories'!$AG$20:$AG$42,0))","v":0},{"$f":"_xlfn.IFS(Y59=\"\",0,Y59>0,(2025-Y59))","v":0},{"$f":"_xlfn.IFS(Z59=\"Non-Deficient\",\"Non-Deficient\",Z59=\"Deficient\",\"Deficient\",AB59=\"Deficient\",\"Deficient\",Z59=\"Non-Deficient\",\"Non-Deficient\",AB59=\"Non-Deficient\",\"Non-Deficient\",P59=\"\",\"None\",AL59<0,\"Deficient\",AL59>10,\"Non-Deficient\")","v":"None"},{"$f":"_xlfn.IFS(H59=\"LOW WATER CROSSING\",\"Non-Functional\",G59=\"Natural\",\"Functional\",AA59=\"Functional\",\"Functional\",AC59=\"Functional\",\"Functional\",AA59=\"Non-Functional\",\"Non-Functional\",AC59=\"Non-Functional\",\"Non-Functional\",AA59=\"Unknown\",\"Unknown\",AC59=\"Unknown\",\"Unknown\",AA59=\"\",\"None\")","v":"None"},{"$f":"_xlfn.IFS(X59=\"Functionality\",\"Low\",W59=\"No\",\"Low\",Y59>=2015,\"High\",Y59>=1920,\"Low\",W59=\"\",\"None\",W59=\"Unknown\",\"None\")","v":"None"},{"$f":"_xlfn.IFS(H59=\"LOW WATER CROSSING\",\"Unknown\",G59=\"Natural\",\"None\",AM59<AN59,\"High\",AC59=\"Functional\",\"Low\",AC59=\"Non-Functional\",\"Low\",W59=\"No\",\"Low\",W59=\"Unknown\",\"None\",X59=\"Deficiency\",\"None\",W59=\"Yes\",\"High\",W59=\"\",\"None\")","v":"None"},0,0,0,0,{"$f":"_xlfn.CONCAT(LEFT(H59,3),\"-\")&IF(H59=\"-\",0,COUNTIF($H$4:H59,H59))","v":"-0"},{"$f":"_xlfn.IFS($H59<=0,\"-\",AS59=1,_xlfn.CONCAT(\"FUN_NONDEF\",\"-DCON_\",LEFT(AQ59,1),\"-FCON_\",LEFT(AR59,1)),AT59=1,_xlfn.CONCAT(\"FUN_DEF\",\"-DCON_\",LEFT(AQ59,1),\"-FCON_\",LEFT(AR59,1)),AU59=1,_xlfn.CONCAT(\"NONFUN_NONDEF\",\"-DCON_\",LEFT(AQ59,1),\"-FCON_\",LEFT(AR59,1)),AV59=1,_xlfn.CONCAT(\"NONFUN_DEF\",\"-DCON_\",LEFT(AQ59,1),\"-FCON_\",LEFT(AR59,1)),AS59+AT59+AU59+AV59<1,_xlfn.CONCAT(\"-\"))","v":"-"}]
[null,null,null,null,null,null,null,null,null,null,null,null,null,null,null,null,null,null,null,null,null,0,null,null,null,null,null,null,null,null,null,0,0,0,0,"Unknown",{"$f":"_xlfn.IFS(G60=\"Natural\",0,H60=\"\",0,H60=\"COASTAL-CONSTRUCTED\",0,G60=\"Constructed\",_xlfn.XLOOKUP($H60,'Data Categories'!$U$4:$U$25,'Data Categories'!$V$4:V$25))","v":0},{"$f":"_xlfn.IFS(AK60=\"\",0,AJ60=\"Unknown\",0,AK60>1,AK60-AJ60,AK60=0,0)","v":0},{"$f":"_xlfn.IFS(Y60=\"\",0,Y60>1920,_xlfn.XLOOKUP($H60,'Data Categories'!$AE$20:$AE$42,'Data Categories'!$AG$20:$AG$42,0))","v":0},{"$f":"_xlfn.IFS(Y60=\"\",0,Y60>0,(2025-Y60))","v":0},{"$f":"_xlfn.IFS(Z60=\"Non-Deficient\",\"Non-Deficient\",Z60=\"Deficient\",\"Deficient\",AB60=\"Deficient\",\"Deficient\",Z60=\"Non-Deficient\",\"Non-Deficient\",AB60=\"Non-Deficient\",\"Non-Deficient\",P60=\"\",\"None\",AL60<0,\"Deficient\",AL60>10,\"Non-Deficient\")","v":"None"},{"$f":"_xlfn.IFS(H60=\"LOW WATER CROSSING\",\"Non-Functional\",G60=\"Natural\",\"Functional\",AA60=\"Functional\",\"Functional\",AC60=\"Functional\",\"Functional\",AA60=\"Non-Functional\",\"Non-Functional\",AC60=\"Non-Functional\",\"Non-Functional\",AA60=\"Unknown\",\"Unknown\",AC60=\"Unknown\",\"Unknown\",AA60=\"\",\"None\")","v":"None"},{"$f":"_xlfn.IFS(X60=\"Functionality\",\"Low\",W60=\"No\",\"Low\",Y60>=2015,\"High\",Y60>=1920,\"Low\",W60=\"\",\"None\",W60=\"Unknown\",\"None\")","v":"None"},{"$f":"_xlfn.IFS(H60=\"LOW WATER CROSSING\",\"Unknown\",G60=\"Natural\",\"None\",AM60<AN60,\"High\",AC60=\"Functional\",\"Low\",AC60=\"Non-Functional\",\"Low\",W60=\"No\",\"Low\",W60=\"Unknown\",\"None\",X60=\"Deficiency\",\"None\",W60=\"Yes\",\"High\",W60=\"\",\"None\")","v":"None"},0,0,0,0,{"$f":"_xlfn.CONCAT(LEFT(H60,3),\"-\")&IF(H60=\"-\",0,COUNTIF($H$4:H60,H60))","v":"-0"},{"$f":"_xlfn.IFS($H60<=0,\"-\",AS60=1,_xlfn.CONCAT(\"FUN_NONDEF\",\"-DCON_\",LEFT(AQ60,1),\"-FCON_\",LEFT(AR60,1)),AT60=1,_xlfn.CONCAT(\"FUN_DEF\",\"-DCON_\",LEFT(AQ60,1),\"-FCON_\",LEFT(AR60,1)),AU60=1,_xlfn.CONCAT(\"NONFUN_NONDEF\",\"-DCON_\",LEFT(AQ60,1),\"-FCON_\",LEFT(AR60,1)),AV60=1,_xlfn.CONCAT(\"NONFUN_DEF\",\"-DCON_\",LEFT(AQ60,1),\"-FCON_\",LEFT(AR60,1)),AS60+AT60+AU60+AV60<1,_xlfn.CONCAT(\"-\"))","v":"-"}]
[null,null,null,null,null,null,null,null,null,null,null,null,null,null,null,null,null,null,null,null,null,0,null,null,null,null,null,null,null,null,null,0,0,0,0,"Unknown",{"$f":"_xlfn.IFS(G61=\"Natural\",0,H61=\"\",0,H61=\"COASTAL-CONSTRUCTED\",0,G61=\"Constructed\",_xlfn.XLOOKUP($H61,'Data Categories'!$U$4:$U$25,'Data Categories'!$V$4:V$25))","v":0},{"$f":"_xlfn.IFS(AK61=\"\",0,AJ61=\"Unknown\",0,AK61>1,AK61-AJ61,AK61=0,0)","v":0},{"$f":"_xlfn.IFS(Y61=\"\",0,Y61>1920,_xlfn.XLOOKUP($H61,'Data Categories'!$AE$20:$AE$42,'Data Categories'!$AG$20:$AG$42,0))","v":0},{"$f":"_xlfn.IFS(Y61=\"\",0,Y61>0,(2025-Y61))","v":0},{"$f":"_xlfn.IFS(Z61=\"Non-Deficient\",\"Non-Deficient\",Z61=\"Deficient\",\"Deficient\",AB61=\"Deficient\",\"Deficient\",Z61=\"Non-Deficient\",\"Non-Deficient\",AB61=\"Non-Deficient\",\"Non-Deficient\",P61=\"\",\"None\",AL61<0,\"Deficient\",AL61>10,\"Non-Deficient\")","v":"None"},{"$f":"_xlfn.IFS(H61=\"LOW WATER CROSSING\",\"Non-Functional\",G61=\"Natural\",\"Functional\",AA61=\"Functional\",\"Functional\",AC61=\"Functional\",\"Functional\",AA61=\"Non-Functional\",\"Non-Functional\",AC61=\"Non-Functional\",\"Non-Functional\",AA61=\"Unknown\",\"Unknown\",AC61=\"Unknown\",\"Unknown\",AA61=\"\",\"None\")","v":"None"},{"$f":"_xlfn.IFS(X61=\"Functionality\",\"Low\",W61=\"No\",\"Low\",Y61>=2015,\"High\",Y61>=1920,\"Low\",W61=\"\",\"None\",W61=\"Unknown\",\"None\")","v":"None"},{"$f":"_xlfn.IFS(H61=\"LOW WATER CROSSING\",\"Unknown\",G61=\"Natural\",\"None\",AM61<AN61,\"High\",AC61=\"Functional\",\"Low\",AC61=\"Non-Functional\",\"Low\",W61=\"No\",\"Low\",W61=\"Unknown\",\"None\",X61=\"Deficiency\",\"None\",W61=\"Yes\",\"High\",W61=\"\",\"None\")","v":"None"},0,0,0,0,{"$f":"_xlfn.CONCAT(LEFT(H61,3),\"-\")&IF(H61=\"-\",0,COUNTIF($H$4:H61,H61))","v":"-0"},{"$f":"_xlfn.IFS($H61<=0,\"-\",AS61=1,_xlfn.CONCAT(\"FUN_NONDEF\",\"-DCON_\",LEFT(AQ61,1),\"-FCON_\",LEFT(AR61,1)),AT61=1,_xlfn.CONCAT(\"FUN_DEF\",\"-DCON_\",LEFT(AQ61,1),\"-FCON_\",LEFT(AR61,1)),AU61=1,_xlfn.CONCAT(\"NONFUN_NONDEF\",\"-DCON_\",LEFT(AQ61,1),\"-FCON_\",LEFT(AR61,1)),AV61=1,_xlfn.CONCAT(\"NONFUN_DEF\",\"-DCON_\",LEFT(AQ61,1),\"-FCON_\",LEFT(AR61,1)),AS61+AT61+AU61+AV61<1,_xlfn.CONCAT(\"-\"))","v":"-"}]
[null,null,null,null,null,null,null,null,null,null,null,null,null,null,null,null,null,null,null,null,null,0,null,null,null,null,null,null,null,null,null,0,0,0,0,"Unknown",{"$f":"_xlfn.IFS(G62=\"Natural\",0,H62=\"\",0,H62=\"COASTAL-CONSTRUCTED\",0,G62=\"Constructed\",_xlfn.XLOOKUP($H62,'Data Categories'!$U$4:$U$25,'Data Categories'!$V$4:V$25))","v":0},{"$f":"_xlfn.IFS(AK62=\"\",0,AJ62=\"Unknown\",0,AK62>1,AK62-AJ62,AK62=0,0)","v":0},{"$f":"_xlfn.IFS(Y62=\"\",0,Y62>1920,_xlfn.XLOOKUP($H62,'Data Categories'!$AE$20:$AE$42,'Data Categories'!$AG$20:$AG$42,0))","v":0},{"$f":"_xlfn.IFS(Y62=\"\",0,Y62>0,(2025-Y62))","v":0},{"$f":"_xlfn.IFS(Z62=\"Non-Deficient\",\"Non-Deficient\",Z62=\"Deficient\",\"Deficient\",AB62=\"Deficient\",\"Deficient\",Z62=\"Non-Deficient\",\"Non-Deficient\",AB62=\"Non-Deficient\",\"Non-Deficient\",P62=\"\",\"None\",AL62<0,\"Deficient\",AL62>10,\"Non-Deficient\")","v":"None"},{"$f":"_xlfn.IFS(H62=\"LOW WATER CROSSING\",\"Non-Functional\",G62=\"Natural\",\"Functional\",AA62=\"Functional\",\"Functional\",AC62=\"Functional\",\"Functional\",AA62=\"Non-Functional\",\"Non-Functional\",AC62=\"Non-Functional\",\"Non-Functional\",AA62=\"Unknown\",\"Unknown\",AC62=\"Unknown\",\"Unknown\",AA62=\"\",\"None\")","v":"None"},{"$f":"_xlfn.IFS(X62=\"Functionality\",\"Low\",W62=\"No\",\"Low\",Y62>=2015,\"High\",Y62>=1920,\"Low\",W62=\"\",\"None\",W62=\"Unknown\",\"None\")","v":"None"},{"$f":"_xlfn.IFS(H62=\"LOW WATER CROSSING\",\"Unknown\",G62=\"Natural\",\"None\",AM62<AN62,\"High\",AC62=\"Functional\",\"Low\",AC62=\"Non-Functional\",\"Low\",W62=\"No\",\"Low\",W62=\"Unknown\",\"None\",X62=\"Deficiency\",\"None\",W62=\"Yes\",\"High\",W62=\"\",\"None\")","v":"None"},0,0,0,0,{"$f":"_xlfn.CONCAT(LEFT(H62,3),\"-\")&IF(H62=\"-\",0,COUNTIF($H$4:H62,H62))","v":"-0"},{"$f":"_xlfn.IFS($H62<=0,\"-\",AS62=1,_xlfn.CONCAT(\"FUN_NONDEF\",\"-DCON_\",LEFT(AQ62,1),\"-FCON_\",LEFT(AR62,1)),AT62=1,_xlfn.CONCAT(\"FUN_DEF\",\"-DCON_\",LEFT(AQ62,1),\"-FCON_\",LEFT(AR62,1)),AU62=1,_xlfn.CONCAT(\"NONFUN_NONDEF\",\"-DCON_\",LEFT(AQ62,1),\"-FCON_\",LEFT(AR62,1)),AV62=1,_xlfn.CONCAT(\"NONFUN_DEF\",\"-DCON_\",LEFT(AQ62,1),\"-FCON_\",LEFT(AR62,1)),AS62+AT62+AU62+AV62<1,_xlfn.CONCAT(\"-\"))","v":"-"}]
[null,null,null,null,null,null,null,null,null,null,null,null,null,null,null,null,null,null,null,null,null,0,null,null,null,null,null,null,null,null,null,0,0,0,0,"Unknown",{"$f":"_xlfn.IFS(G63=\"Natural\",0,H63=\"\",0,H63=\"COASTAL-CONSTRUCTED\",0,G63=\"Constructed\",_xlfn.XLOOKUP($H63,'Data Categories'!$U$4:$U$25,'Data Categories'!$V$4:V$25))","v":0},{"$f":"_xlfn.IFS(AK63=\"\",0,AJ63=\"Unknown\",0,AK63>1,AK63-AJ63,AK63=0,0)","v":0},{"$f":"_xlfn.IFS(Y63=\"\",0,Y63>1920,_xlfn.XLOOKUP($H63,'Data Categories'!$AE$20:$AE$42,'Data Categories'!$AG$20:$AG$42,0))","v":0},{"$f":"_xlfn.IFS(Y63=\"\",0,Y63>0,(2025-Y63))","v":0},{"$f":"_xlfn.IFS(Z63=\"Non-Deficient\",\"Non-Deficient\",Z63=\"Deficient\",\"Deficient\",AB63=\"Deficient\",\"Deficient\",Z63=\"Non-Deficient\",\"Non-Deficient\",AB63=\"Non-Deficient\",\"Non-Deficient\",P63=\"\",\"None\",AL63<0,\"Deficient\",AL63>10,\"Non-Deficient\")","v":"None"},{"$f":"_xlfn.IFS(H63=\"LOW WATER CROSSING\",\"Non-Functional\",G63=\"Natural\",\"Functional\",AA63=\"Functional\",\"Functional\",AC63=\"Functional\",\"Functional\",AA63=\"Non-Functional\",\"Non-Functional\",AC63=\"Non-Functional\",\"Non-Functional\",AA63=\"Unknown\",\"Unknown\",AC63=\"Unknown\",\"Unknown\",AA63=\"\",\"None\")","v":"None"},{"$f":"_xlfn.IFS(X63=\"Functionality\",\"Low\",W63=\"No\",\"Low\",Y63>=2015,\"High\",Y63>=1920,\"Low\",W63=\"\",\"None\",W63=\"Unknown\",\"None\")","v":"None"},{"$f":"_xlfn.IFS(H63=\"LOW WATER CROSSING\",\"Unknown\",G63=\"Natural\",\"None\",AM63<AN63,\"High\",AC63=\"Functional\",\"Low\",AC63=\"Non-Functional\",\"Low\",W63=\"No\",\"Low\",W63=\"Unknown\",\"None\",X63=\"Deficiency\",\"None\",W63=\"Yes\",\"High\",W63=\"\",\"None\")","v":"None"},0,0,0,0,{"$f":"_xlfn.CONCAT(LEFT(H63,3),\"-\")&IF(H63=\"-\",0,COUNTIF($H$4:H63,H63))","v":"-0"},{"$f":"_xlfn.IFS($H63<=0,\"-\",AS63=1,_xlfn.CONCAT(\"FUN_NONDEF\",\"-DCON_\",LEFT(AQ63,1),\"-FCON_\",LEFT(AR63,1)),AT63=1,_xlfn.CONCAT(\"FUN_DEF\",\"-DCON_\",LEFT(AQ63,1),\"-FCON_\",LEFT(AR63,1)),AU63=1,_xlfn.CONCAT(\"NONFUN_NONDEF\",\"-DCON_\",LEFT(AQ63,1),\"-FCON_\",LEFT(AR63,1)),AV63=1,_xlfn.CONCAT(\"NONFUN_DEF\",\"-DCON_\",LEFT(AQ63,1),\"-FCON_\",LEFT(AR63,1)),AS63+AT63+AU63+AV63<1,_xlfn.CONCAT(\"-\"))","v":"-"}]
[null,null,null,null,null,null,null,null,null,null,null,null,null,null,null,null,null,null,null,null,null,0,null,null,null,null,null,null,null,null,null,0,0,0,0,"Unknown",{"$f":"_xlfn.IFS(G64=\"Natural\",0,H64=\"\",0,H64=\"COASTAL-CONSTRUCTED\",0,G64=\"Constructed\",_xlfn.XLOOKUP($H64,'Data Categories'!$U$4:$U$25,'Data Categories'!$V$4:V$25))","v":0},{"$f":"_xlfn.IFS(AK64=\"\",0,AJ64=\"Unknown\",0,AK64>1,AK64-AJ64,AK64=0,0)","v":0},{"$f":"_xlfn.IFS(Y64=\"\",0,Y64>1920,_xlfn.XLOOKUP($H64,'Data Categories'!$AE$20:$AE$42,'Data Categories'!$AG$20:$AG$42,0))","v":0},{"$f":"_xlfn.IFS(Y64=\"\",0,Y64>0,(2025-Y64))","v":0},{"$f":"_xlfn.IFS(Z64=\"Non-Deficient\",\"Non-Deficient\",Z64=\"Deficient\",\"Deficient\",AB64=\"Deficient\",\"Deficient\",Z64=\"Non-Deficient\",\"Non-Deficient\",AB64=\"Non-Deficient\",\"Non-Deficient\",P64=\"\",\"None\",AL64<0,\"Deficient\",AL64>10,\"Non-Deficient\")","v":"None"},{"$f":"_xlfn.IFS(H64=\"LOW WATER CROSSING\",\"Non-Functional\",G64=\"Natural\",\"Functional\",AA64=\"Functional\",\"Functional\",AC64=\"Functional\",\"Functional\",AA64=\"Non-Functional\",\"Non-Functional\",AC64=\"Non-Functional\",\"Non-Functional\",AA64=\"Unknown\",\"Unknown\",AC64=\"Unknown\",\"Unknown\",AA64=\"\",\"None\")","v":"None"},{"$f":"_xlfn.IFS(X64=\"Functionality\",\"Low\",W64=\"No\",\"Low\",Y64>=2015,\"High\",Y64>=1920,\"Low\",W64=\"\",\"None\",W64=\"Unknown\",\"None\")","v":"None"},{"$f":"_xlfn.IFS(H64=\"LOW WATER CROSSING\",\"Unknown\",G64=\"Natural\",\"None\",AM64<AN64,\"High\",AC64=\"Functional\",\"Low\",AC64=\"Non-Functional\",\"Low\",W64=\"No\",\"Low\",W64=\"Unknown\",\"None\",X64=\"Deficiency\",\"None\",W64=\"Yes\",\"High\",W64=\"\",\"None\")","v":"None"},0,0,0,0,{"$f":"_xlfn.CONCAT(LEFT(H64,3),\"-\")&IF(H64=\"-\",0,COUNTIF($H$4:H64,H64))","v":"-0"},{"$f":"_xlfn.IFS($H64<=0,\"-\",AS64=1,_xlfn.CONCAT(\"FUN_NONDEF\",\"-DCON_\",LEFT(AQ64,1),\"-FCON_\",LEFT(AR64,1)),AT64=1,_xlfn.CONCAT(\"FUN_DEF\",\"-DCON_\",LEFT(AQ64,1),\"-FCON_\",LEFT(AR64,1)),AU64=1,_xlfn.CONCAT(\"NONFUN_NONDEF\",\"-DCON_\",LEFT(AQ64,1),\"-FCON_\",LEFT(AR64,1)),AV64=1,_xlfn.CONCAT(\"NONFUN_DEF\",\"-DCON_\",LEFT(AQ64,1),\"-FCON_\",LEFT(AR64,1)),AS64+AT64+AU64+AV64<1,_xlfn.CONCAT(\"-\"))","v":"-"}]
[null,null,null,null,null,null,null,null,null,null,null,null,null,null,null,null,null,null,null,null,null,0,null,null,null,null,null,null,null,null,null,0,0,0,0,"Unknown",{"$f":"_xlfn.IFS(G65=\"Natural\",0,H65=\"\",0,H65=\"COASTAL-CONSTRUCTED\",0,G65=\"Constructed\",_xlfn.XLOOKUP($H65,'Data Categories'!$U$4:$U$25,'Data Categories'!$V$4:V$25))","v":0},{"$f":"_xlfn.IFS(AK65=\"\",0,AJ65=\"Unknown\",0,AK65>1,AK65-AJ65,AK65=0,0)","v":0},{"$f":"_xlfn.IFS(Y65=\"\",0,Y65>1920,_xlfn.XLOOKUP($H65,'Data Categories'!$AE$20:$AE$42,'Data Categories'!$AG$20:$AG$42,0))","v":0},{"$f":"_xlfn.IFS(Y65=\"\",0,Y65>0,(2025-Y65))","v":0},{"$f":"_xlfn.IFS(Z65=\"Non-Deficient\",\"Non-Deficient\",Z65=\"Deficient\",\"Deficient\",AB65=\"Deficient\",\"Deficient\",Z65=\"Non-Deficient\",\"Non-Deficient\",AB65=\"Non-Deficient\",\"Non-Deficient\",P65=\"\",\"None\",AL65<0,\"Deficient\",AL65>10,\"Non-Deficient\")","v":"None"},{"$f":"_xlfn.IFS(H65=\"LOW WATER CROSSING\",\"Non-Functional\",G65=\"Natural\",\"Functional\",AA65=\"Functional\",\"Functional\",AC65=\"Functional\",\"Functional\",AA65=\"Non-Functional\",\"Non-Functional\",AC65=\"Non-Functional\",\"Non-Functional\",AA65=\"Unknown\",\"Unknown\",AC65=\"Unknown\",\"Unknown\",AA65=\"\",\"None\")","v":"None"},{"$f":"_xlfn.IFS(X65=\"Functionality\",\"Low\",W65=\"No\",\"Low\",Y65>=2015,\"High\",Y65>=1920,\"Low\",W65=\"\",\"None\",W65=\"Unknown\",\"None\")","v":"None"},{"$f":"_xlfn.IFS(H65=\"LOW WATER CROSSING\",\"Unknown\",G65=\"Natural\",\"None\",AM65<AN65,\"High\",AC65=\"Functional\",\"Low\",AC65=\"Non-Functional\",\"Low\",W65=\"No\",\"Low\",W65=\"Unknown\",\"None\",X65=\"Deficiency\",\"None\",W65=\"Yes\",\"High\",W65=\"\",\"None\")","v":"None"},0,0,0,0,{"$f":"_xlfn.CONCAT(LEFT(H65,3),\"-\")&IF(H65=\"-\",0,COUNTIF($H$4:H65,H65))","v":"-0"},{"$f":"_xlfn.IFS($H65<=0,\"-\",AS65=1,_xlfn.CONCAT(\"FUN_NONDEF\",\"-DCON_\",LEFT(AQ65,1),\"-FCON_\",LEFT(AR65,1)),AT65=1,_xlfn.CONCAT(\"FUN_DEF\",\"-DCON_\",LEFT(AQ65,1),\"-FCON_\",LEFT(AR65,1)),AU65=1,_xlfn.CONCAT(\"NONFUN_NONDEF\",\"-DCON_\",LEFT(AQ65,1),\"-FCON_\",LEFT(AR65,1)),AV65=1,_xlfn.CONCAT(\"NONFUN_DEF\",\"-DCON_\",LEFT(AQ65,1),\"-FCON_\",LEFT(AR65,1)),AS65+AT65+AU65+AV65<1,_xlfn.CONCAT(\"-\"))","v":"-"}]
[null,null,null,null,null,null,null,null,null,null,null,null,null,null,null,null,null,null,null,null,null,0,null,null,null,null,null,null,null,null,null,0,0,0,0,"Unknown",{"$f":"_xlfn.IFS(G66=\"Natural\",0,H66=\"\",0,H66=\"COASTAL-CONSTRUCTED\",0,G66=\"Constructed\",_xlfn.XLOOKUP($H66,'Data Categories'!$U$4:$U$25,'Data Categories'!$V$4:V$25))","v":0},{"$f":"_xlfn.IFS(AK66=\"\",0,AJ66=\"Unknown\",0,AK66>1,AK66-AJ66,AK66=0,0)","v":0},{"$f":"_xlfn.IFS(Y66=\"\",0,Y66>1920,_xlfn.XLOOKUP($H66,'Data Categories'!$AE$20:$AE$42,'Data Categories'!$AG$20:$AG$42,0))","v":0},{"$f":"_xlfn.IFS(Y66=\"\",0,Y66>0,(2025-Y66))","v":0},{"$f":"_xlfn.IFS(Z66=\"Non-Deficient\",\"Non-Deficient\",Z66=\"Deficient\",\"Deficient\",AB66=\"Deficient\",\"Deficient\",Z66=\"Non-Deficient\",\"Non-Deficient\",AB66=\"Non-Deficient\",\"Non-Deficient\",P66=\"\",\"None\",AL66<0,\"Deficient\",AL66>10,\"Non-Deficient\")","v":"None"},{"$f":"_xlfn.IFS(H66=\"LOW WATER CROSSING\",\"Non-Functional\",G66=\"Natural\",\"Functional\",AA66=\"Functional\",\"Functional\",AC66=\"Functional\",\"Functional\",AA66=\"Non-Functional\",\"Non-Functional\",AC66=\"Non-Functional\",\"Non-Functional\",AA66=\"Unknown\",\"Unknown\",AC66=\"Unknown\",\"Unknown\",AA66=\"\",\"None\")","v":"None"},{"$f":"_xlfn.IFS(X66=\"Functionality\",\"Low\",W66=\"No\",\"Low\",Y66>=2015,\"High\",Y66>=1920,\"Low\",W66=\"\",\"None\",W66=\"Unknown\",\"None\")","v":"None"},{"$f":"_xlfn.IFS(H66=\"LOW WATER CROSSING\",\"Unknown\",G66=\"Natural\",\"None\",AM66<AN66,\"High\",AC66=\"Functional\",\"Low\",AC66=\"Non-Functional\",\"Low\",W66=\"No\",\"Low\",W66=\"Unknown\",\"None\",X66=\"Deficiency\",\"None\",W66=\"Yes\",\"High\",W66=\"\",\"None\")","v":"None"},0,0,0,0,{"$f":"_xlfn.CONCAT(LEFT(H66,3),\"-\")&IF(H66=\"-\",0,COUNTIF($H$4:H66,H66))","v":"-0"},{"$f":"_xlfn.IFS($H66<=0,\"-\",AS66=1,_xlfn.CONCAT(\"FUN_NONDEF\",\"-DCON_\",LEFT(AQ66,1),\"-FCON_\",LEFT(AR66,1)),AT66=1,_xlfn.CONCAT(\"FUN_DEF\",\"-DCON_\",LEFT(AQ66,1),\"-FCON_\",LEFT(AR66,1)),AU66=1,_xlfn.CONCAT(\"NONFUN_NONDEF\",\"-DCON_\",LEFT(AQ66,1),\"-FCON_\",LEFT(AR66,1)),AV66=1,_xlfn.CONCAT(\"NONFUN_DEF\",\"-DCON_\",LEFT(AQ66,1),\"-FCON_\",LEFT(AR66,1)),AS66+AT66+AU66+AV66<1,_xlfn.CONCAT(\"-\"))","v":"-"}]
[null,null,null,null,null,null,null,null,null,null,null,null,null,null,null,null,null,null,null,null,null,0,null,null,null,null,null,null,null,null,null,0,0,0,0,"Unknown",{"$f":"_xlfn.IFS(G67=\"Natural\",0,H67=\"\",0,H67=\"COASTAL-CONSTRUCTED\",0,G67=\"Constructed\",_xlfn.XLOOKUP($H67,'Data Categories'!$U$4:$U$25,'Data Categories'!$V$4:V$25))","v":0},{"$f":"_xlfn.IFS(AK67=\"\",0,AJ67=\"Unknown\",0,AK67>1,AK67-AJ67,AK67=0,0)","v":0},{"$f":"_xlfn.IFS(Y67=\"\",0,Y67>1920,_xlfn.XLOOKUP($H67,'Data Categories'!$AE$20:$AE$42,'Data Categories'!$AG$20:$AG$42,0))","v":0},{"$f":"_xlfn.IFS(Y67=\"\",0,Y67>0,(2025-Y67))","v":0},{"$f":"_xlfn.IFS(Z67=\"Non-Deficient\",\"Non-Deficient\",Z67=\"Deficient\",\"Deficient\",AB67=\"Deficient\",\"Deficient\",Z67=\"Non-Deficient\",\"Non-Deficient\",AB67=\"Non-Deficient\",\"Non-Deficient\",P67=\"\",\"None\",AL67<0,\"Deficient\",AL67>10,\"Non-Deficient\")","v":"None"},{"$f":"_xlfn.IFS(H67=\"LOW WATER CROSSING\",\"Non-Functional\",G67=\"Natural\",\"Functional\",AA67=\"Functional\",\"Functional\",AC67=\"Functional\",\"Functional\",AA67=\"Non-Functional\",\"Non-Functional\",AC67=\"Non-Functional\",\"Non-Functional\",AA67=\"Unknown\",\"Unknown\",AC67=\"Unknown\",\"Unknown\",AA67=\"\",\"None\")","v":"None"},{"$f":"_xlfn.IFS(X67=\"Functionality\",\"Low\",W67=\"No\",\"Low\",Y67>=2015,\"High\",Y67>=1920,\"Low\",W67=\"\",\"None\",W67=\"Unknown\",\"None\")","v":"None"},{"$f":"_xlfn.IFS(H67=\"LOW WATER CROSSING\",\"Unknown\",G67=\"Natural\",\"None\",AM67<AN67,\"High\",AC67=\"Functional\",\"Low\",AC67=\"Non-Functional\",\"Low\",W67=\"No\",\"Low\",W67=\"Unknown\",\"None\",X67=\"Deficiency\",\"None\",W67=\"Yes\",\"High\",W67=\"\",\"None\")","v":"None"},0,0,0,0,{"$f":"_xlfn.CONCAT(LEFT(H67,3),\"-\")&IF(H67=\"-\",0,COUNTIF($H$4:H67,H67))","v":"-0"},{"$f":"_xlfn.IFS($H67<=0,\"-\",AS67=1,_xlfn.CONCAT(\"FUN_NONDEF\",\"-DCON_\",LEFT(AQ67,1),\"-FCON_\",LEFT(AR67,1)),AT67=1,_xlfn.CONCAT(\"FUN_DEF\",\"-DCON_\",LEFT(AQ67,1),\"-FCON_\",LEFT(AR67,1)),AU67=1,_xlfn.CONCAT(\"NONFUN_NONDEF\",\"-DCON_\",LEFT(AQ67,1),\"-FCON_\",LEFT(AR67,1)),AV67=1,_xlfn.CONCAT(\"NONFUN_DEF\",\"-DCON_\",LEFT(AQ67,1),\"-FCON_\",LEFT(AR67,1)),AS67+AT67+AU67+AV67<1,_xlfn.CONCAT(\"-\"))","v":"-"}]
[null,null,null,null,null,null,null,null,null,null,null,null,null,null,null,null,null,null,null,null,null,0,null,null,null,null,null,null,null,null,null,0,{"$f":"IF(S68+T68+U68>0,(S68*T68*U68/43560),0)","v":0},0,0,"Unknown",{"$f":"_xlfn.IFS(G68=\"Natural\",0,H68=\"\",0,H68=\"COASTAL-CONSTRUCTED\",0,G68=\"Constructed\",_xlfn.XLOOKUP($H68,'Data Categories'!$U$4:$U$25,'Data Categories'!$V$4:V$25))","v":0},{"$f":"_xlfn.IFS(AK68=\"\",0,AJ68=\"Unknown\",0,AK68>1,AK68-AJ68,AK68=0,0)","v":0},{"$f":"_xlfn.IFS(Y68=\"\",0,Y68>1920,_xlfn.XLOOKUP($H68,'Data Categories'!$AE$20:$AE$42,'Data Categories'!$AG$20:$AG$42,0))","v":0},{"$f":"_xlfn.IFS(Y68=\"\",0,Y68>0,(2025-Y68))","v":0},{"$f":"_xlfn.IFS(Z68=\"Non-Deficient\",\"Non-Deficient\",Z68=\"Deficient\",\"Deficient\",AB68=\"Deficient\",\"Deficient\",Z68=\"Non-Deficient\",\"Non-Deficient\",AB68=\"Non-Deficient\",\"Non-Deficient\",P68=\"\",\"None\",AL68<0,\"Deficient\",AL68>10,\"Non-Deficient\")","v":"None"},{"$f":"_xlfn.IFS(H68=\"LOW WATER CROSSING\",\"Non-Functional\",G68=\"Natural\",\"Functional\",AA68=\"Functional\",\"Functional\",AC68=\"Functional\",\"Functional\",AA68=\"Non-Functional\",\"Non-Functional\",AC68=\"Non-Functional\",\"Non-Functional\",AA68=\"Unknown\",\"Unknown\",AC68=\"Unknown\",\"Unknown\",AA68=\"\",\"None\")","v":"None"},{"$f":"_xlfn.IFS(X68=\"Functionality\",\"Low\",W68=\"No\",\"Low\",Y68>=2015,\"High\",Y68>=1920,\"Low\",W68=\"\",\"None\",W68=\"Unknown\",\"None\")","v":"None"},{"$f":"_xlfn.IFS(H68=\"LOW WATER CROSSING\",\"Unknown\",G68=\"Natural\",\"None\",AM68<AN68,\"High\",AC68=\"Functional\",\"Low\",AC68=\"Non-Functional\",\"Low\",W68=\"No\",\"Low\",W68=\"Unknown\",\"None\",X68=\"Deficiency\",\"None\",W68=\"Yes\",\"High\",W68=\"\",\"None\")","v":"None"},{"$f":"IF(AND(AO68=\"Non-Deficient\",AP68=\"Functional\"),1,0)","v":0},{"$f":"IF(AND(AO68=\"Deficient\",AP68=\"Functional\"),1,0)","v":0},{"$f":"IF(AND(AO68=\"Non-Deficient\",AP68=\"Non-Functional\"),1,0)","v":0},{"$f":"IF(AND(AO68=\"Deficient\",AP68=\"Non-Functional\"),1,0)","v":0},{"$f":"_xlfn.CONCAT(LEFT(H68,3),\"-\")&IF(H68=\"-\",0,COUNTIF($H$4:H68,H68))","v":"-0"},{"$f":"_xlfn.IFS($H68<=0,\"-\",AS68=1,_xlfn.CONCAT(\"FUN_NONDEF\",\"-DCON_\",LEFT(AQ68,1),\"-FCON_\",LEFT(AR68,1)),AT68=1,_xlfn.CONCAT(\"FUN_DEF\",\"-DCON_\",LEFT(AQ68,1),\"-FCON_\",LEFT(AR68,1)),AU68=1,_xlfn.CONCAT(\"NONFUN_NONDEF\",\"-DCON_\",LEFT(AQ68,1),\"-FCON_\",LEFT(AR68,1)),AV68=1,_xlfn.CONCAT(\"NONFUN_DEF\",\"-DCON_\",LEFT(AQ68,1),\"-FCON_\",LEFT(AR68,1)),AS68+AT68+AU68+AV68<1,_xlfn.CONCAT(\"-\"))","v":"-"}]
[null,null,null,null,null,null,null,null,null,null,null,null,null,null,null,null,null,null,null,null,null,0,null,null,null,null,null,null,null,null,null,0,0,{"$f":"S69","v":0},{"$f":"H69","v":0},"Unknown",{"$f":"_xlfn.IFS(G69=\"Natural\",0,H69=\"\",0,H69=\"COASTAL-CONSTRUCTED\",0,G69=\"Constructed\",_xlfn.XLOOKUP($H69,'Data Categories'!$U$4:$U$25,'Data Categories'!$V$4:V$25))","v":0},{"$f":"_xlfn.IFS(AK69=\"\",0,AJ69=\"Unknown\",0,AK69>1,AK69-AJ69,AK69=0,0)","v":0},{"$f":"_xlfn.IFS(Y69=\"\",0,Y69>1920,_xlfn.XLOOKUP($H69,'Data Categories'!$AE$20:$AE$42,'Data Categories'!$AG$20:$AG$42,0))","v":0},{"$f":"_xlfn.IFS(Y69=\"\",0,Y69>0,(2025-Y69))","v":0},{"$f":"_xlfn.IFS(Z69=\"Non-Deficient\",\"Non-Deficient\",Z69=\"Deficient\",\"Deficient\",AB69=\"Deficient\",\"Deficient\",Z69=\"Non-Deficient\",\"Non-Deficient\",AB69=\"Non-Deficient\",\"Non-Deficient\",P69=\"\",\"None\",AL69<0,\"Deficient\",AL69>10,\"Non-Deficient\")","v":"None"},{"$f":"_xlfn.IFS(H69=\"LOW WATER CROSSING\",\"Non-Functional\",G69=\"Natural\",\"Functional\",AA69=\"Functional\",\"Functional\",AC69=\"Functional\",\"Functional\",AA69=\"Non-Functional\",\"Non-Functional\",AC69=\"Non-Functional\",\"Non-Functional\",AA69=\"Unknown\",\"Unknown\",AC69=\"Unknown\",\"Unknown\",AA69=\"\",\"None\")","v":"None"},{"$f":"_xlfn.IFS(X69=\"Functionality\",\"Low\",W69=\"No\",\"Low\",Y69>=2015,\"High\",Y69>=1920,\"Low\",W69=\"\",\"None\",W69=\"Unknown\",\"None\")","v":"None"},{"$f":"_xlfn.IFS(H69=\"LOW WATER CROSSING\",\"Unknown\",G69=\"Natural\",\"None\",AM69<AN69,\"High\",AC69=\"Functional\",\"Low\",AC69=\"Non-Functional\",\"Low\",W69=\"No\",\"Low\",W69=\"Unknown\",\"None\",X69=\"Deficiency\",\"None\",W69=\"Yes\",\"High\",W69=\"\",\"None\")","v":"None"},0,0,0,0,{"$f":"_xlfn.CONCAT(LEFT(H69,3),\"-\")&IF(H69=\"-\",0,COUNTIF($H$4:H69,H69))","v":"-0"},{"$f":"_xlfn.IFS($H69<=0,\"-\",AS69=1,_xlfn.CONCAT(\"FUN_NONDEF\",\"-DCON_\",LEFT(AQ69,1),\"-FCON_\",LEFT(AR69,1)),AT69=1,_xlfn.CONCAT(\"FUN_DEF\",\"-DCON_\",LEFT(AQ69,1),\"-FCON_\",LEFT(AR69,1)),AU69=1,_xlfn.CONCAT(\"NONFUN_NONDEF\",\"-DCON_\",LEFT(AQ69,1),\"-FCON_\",LEFT(AR69,1)),AV69=1,_xlfn.CONCAT(\"NONFUN_DEF\",\"-DCON_\",LEFT(AQ69,1),\"-FCON_\",LEFT(AR69,1)),AS69+AT69+AU69+AV69<1,_xlfn.CONCAT(\"-\"))","v":"-"}]
[null,null,null,null,null,null,null,null,null,null,null,null,null,null,null,null,null,null,null,null,null,0,null,null,null,null,null,null,null,null,null,0,0,0,0,{"$f":"IF(P70>=1900,2025-P70,\"Unknown\")","v":"Unknown"},{"$f":"_xlfn.IFS(G70=\"Natural\",0,H70=\"\",0,H70=\"COASTAL-CONSTRUCTED\",0,G70=\"Constructed\",_xlfn.XLOOKUP($H70,'Data Categories'!$U$4:$U$25,'Data Categories'!$V$4:V$25))","v":0},{"$f":"_xlfn.IFS(AK70=\"\",0,AJ70=\"Unknown\",0,AK70>1,AK70-AJ70,AK70=0,0)","v":0},{"$f":"_xlfn.IFS(Y70=\"\",0,Y70>1920,_xlfn.XLOOKUP($H70,'Data Categories'!$AE$20:$AE$42,'Data Categories'!$AG$20:$AG$42,0))","v":0},{"$f":"_xlfn.IFS(Y70=\"\",0,Y70>0,(2025-Y70))","v":0},{"$f":"_xlfn.IFS(Z70=\"Non-Deficient\",\"Non-Deficient\",Z70=\"Deficient\",\"Deficient\",AB70=\"Deficient\",\"Deficient\",Z70=\"Non-Deficient\",\"Non-Deficient\",AB70=\"Non-Deficient\",\"Non-Deficient\",P70=\"\",\"None\",AL70<0,\"Deficient\",AL70>10,\"Non-Deficient\")","v":"None"},{"$f":"_xlfn.IFS(H70=\"LOW WATER CROSSING\",\"Non-Functional\",G70=\"Natural\",\"Functional\",AA70=\"Functional\",\"Functional\",AC70=\"Functional\",\"Functional\",AA70=\"Non-Functional\",\"Non-Functional\",AC70=\"Non-Functional\",\"Non-Functional\",AA70=\"Unknown\",\"Unknown\",AC70=\"Unknown\",\"Unknown\",AA70=\"\",\"None\")","v":"None"},{"$f":"_xlfn.IFS(X70=\"Functionality\",\"Low\",W70=\"No\",\"Low\",Y70>=2015,\"High\",Y70>=1920,\"Low\",W70=\"\",\"None\",W70=\"Unknown\",\"None\")","v":"None"},{"$f":"_xlfn.IFS(H70=\"LOW WATER CROSSING\",\"Unknown\",G70=\"Natural\",\"None\",AM70<AN70,\"High\",AC70=\"Functional\",\"Low\",AC70=\"Non-Functional\",\"Low\",W70=\"No\",\"Low\",W70=\"Unknown\",\"None\",X70=\"Deficiency\",\"None\",W70=\"Yes\",\"High\",W70=\"\",\"None\")","v":"None"},0,0,0,0,{"$f":"_xlfn.CONCAT(LEFT(H70,3),\"-\")&IF(H70=\"-\",0,COUNTIF($H$4:H70,H70))","v":"-0"},{"$f":"_xlfn.IFS($H70<=0,\"-\",AS70=1,_xlfn.CONCAT(\"FUN_NONDEF\",\"-DCON_\",LEFT(AQ70,1),\"-FCON_\",LEFT(AR70,1)),AT70=1,_xlfn.CONCAT(\"FUN_DEF\",\"-DCON_\",LEFT(AQ70,1),\"-FCON_\",LEFT(AR70,1)),AU70=1,_xlfn.CONCAT(\"NONFUN_NONDEF\",\"-DCON_\",LEFT(AQ70,1),\"-FCON_\",LEFT(AR70,1)),AV70=1,_xlfn.CONCAT(\"NONFUN_DEF\",\"-DCON_\",LEFT(AQ70,1),\"-FCON_\",LEFT(AR70,1)),AS70+AT70+AU70+AV70<1,_xlfn.CONCAT(\"-\"))","v":"-"}]
[null,null,null,null,null,null,null,null,null,null,null,null,null,null,null,null,null,null,null,null,null,0,null,null,null,null,null,null,null,null,null,0,0,0,0,"Unknown",{"$f":"_xlfn.IFS(G71=\"Natural\",0,H71=\"\",0,H71=\"COASTAL-CONSTRUCTED\",0,G71=\"Constructed\",_xlfn.XLOOKUP($H71,'Data Categories'!$U$4:$U$25,'Data Categories'!$V$4:V$25))","v":0},{"$f":"_xlfn.IFS(AK71=\"\",0,AJ71=\"Unknown\",0,AK71>1,AK71-AJ71,AK71=0,0)","v":0},{"$f":"_xlfn.IFS(Y71=\"\",0,Y71>1920,_xlfn.XLOOKUP($H71,'Data Categories'!$AE$20:$AE$42,'Data Categories'!$AG$20:$AG$42,0))","v":0},{"$f":"_xlfn.IFS(Y71=\"\",0,Y71>0,(2025-Y71))","v":0},{"$f":"_xlfn.IFS(Z71=\"Non-Deficient\",\"Non-Deficient\",Z71=\"Deficient\",\"Deficient\",AB71=\"Deficient\",\"Deficient\",Z71=\"Non-Deficient\",\"Non-Deficient\",AB71=\"Non-Deficient\",\"Non-Deficient\",P71=\"\",\"None\",AL71<0,\"Deficient\",AL71>10,\"Non-Deficient\")","v":"None"},{"$f":"_xlfn.IFS(H71=\"LOW WATER CROSSING\",\"Non-Functional\",G71=\"Natural\",\"Functional\",AA71=\"Functional\",\"Functional\",AC71=\"Functional\",\"Functional\",AA71=\"Non-Functional\",\"Non-Functional\",AC71=\"Non-Functional\",\"Non-Functional\",AA71=\"Unknown\",\"Unknown\",AC71=\"Unknown\",\"Unknown\",AA71=\"\",\"None\")","v":"None"},{"$f":"_xlfn.IFS(X71=\"Functionality\",\"Low\",W71=\"No\",\"Low\",Y71>=2015,\"High\",Y71>=1920,\"Low\",W71=\"\",\"None\",W71=\"Unknown\",\"None\")","v":"None"},{"$f":"_xlfn.IFS(H71=\"LOW WATER CROSSING\",\"Unknown\",G71=\"Natural\",\"None\",AM71<AN71,\"High\",AC71=\"Functional\",\"Low\",AC71=\"Non-Functional\",\"Low\",W71=\"No\",\"Low\",W71=\"Unknown\",\"None\",X71=\"Deficiency\",\"None\",W71=\"Yes\",\"High\",W71=\"\",\"None\")","v":"None"},0,0,0,0,{"$f":"_xlfn.CONCAT(LEFT(H71,3),\"-\")&IF(H71=\"-\",0,COUNTIF($H$4:H71,H71))","v":"-0"},{"$f":"_xlfn.IFS($H71<=0,\"-\",AS71=1,_xlfn.CONCAT(\"FUN_NONDEF\",\"-DCON_\",LEFT(AQ71,1),\"-FCON_\",LEFT(AR71,1)),AT71=1,_xlfn.CONCAT(\"FUN_DEF\",\"-DCON_\",LEFT(AQ71,1),\"-FCON_\",LEFT(AR71,1)),AU71=1,_xlfn.CONCAT(\"NONFUN_NONDEF\",\"-DCON_\",LEFT(AQ71,1),\"-FCON_\",LEFT(AR71,1)),AV71=1,_xlfn.CONCAT(\"NONFUN_DEF\",\"-DCON_\",LEFT(AQ71,1),\"-FCON_\",LEFT(AR71,1)),AS71+AT71+AU71+AV71<1,_xlfn.CONCAT(\"-\"))","v":"-"}]
[null,null,null,null,null,null,null,null,null,null,null,null,null,null,null,null,null,null,null,null,null,0,null,null,null,null,null,null,null,null,null,0,0,0,0,"Unknown",{"$f":"_xlfn.IFS(G72=\"Natural\",0,H72=\"\",0,H72=\"COASTAL-CONSTRUCTED\",0,G72=\"Constructed\",_xlfn.XLOOKUP($H72,'Data Categories'!$U$4:$U$25,'Data Categories'!$V$4:V$25))","v":0},{"$f":"_xlfn.IFS(AK72=\"\",0,AJ72=\"Unknown\",0,AK72>1,AK72-AJ72,AK72=0,0)","v":0},{"$f":"_xlfn.IFS(Y72=\"\",0,Y72>1920,_xlfn.XLOOKUP($H72,'Data Categories'!$AE$20:$AE$42,'Data Categories'!$AG$20:$AG$42,0))","v":0},{"$f":"_xlfn.IFS(Y72=\"\",0,Y72>0,(2025-Y72))","v":0},{"$f":"_xlfn.IFS(Z72=\"Non-Deficient\",\"Non-Deficient\",Z72=\"Deficient\",\"Deficient\",AB72=\"Deficient\",\"Deficient\",Z72=\"Non-Deficient\",\"Non-Deficient\",AB72=\"Non-Deficient\",\"Non-Deficient\",P72=\"\",\"None\",AL72<0,\"Deficient\",AL72>10,\"Non-Deficient\")","v":"None"},{"$f":"_xlfn.IFS(H72=\"LOW WATER CROSSING\",\"Non-Functional\",G72=\"Natural\",\"Functional\",AA72=\"Functional\",\"Functional\",AC72=\"Functional\",\"Functional\",AA72=\"Non-Functional\",\"Non-Functional\",AC72=\"Non-Functional\",\"Non-Functional\",AA72=\"Unknown\",\"Unknown\",AC72=\"Unknown\",\"Unknown\",AA72=\"\",\"None\")","v":"None"},{"$f":"_xlfn.IFS(X72=\"Functionality\",\"Low\",W72=\"No\",\"Low\",Y72>=2015,\"High\",Y72>=1920,\"Low\",W72=\"\",\"None\",W72=\"Unknown\",\"None\")","v":"None"},{"$f":"_xlfn.IFS(H72=\"LOW WATER CROSSING\",\"Unknown\",G72=\"Natural\",\"None\",AM72<AN72,\"High\",AC72=\"Functional\",\"Low\",AC72=\"Non-Functional\",\"Low\",W72=\"No\",\"Low\",W72=\"Unknown\",\"None\",X72=\"Deficiency\",\"None\",W72=\"Yes\",\"High\",W72=\"\",\"None\")","v":"None"},0,0,0,0,{"$f":"_xlfn.CONCAT(LEFT(H72,3),\"-\")&IF(H72=\"-\",0,COUNTIF($H$4:H72,H72))","v":"-0"},{"$f":"_xlfn.IFS($H72<=0,\"-\",AS72=1,_xlfn.CONCAT(\"FUN_NONDEF\",\"-DCON_\",LEFT(AQ72,1),\"-FCON_\",LEFT(AR72,1)),AT72=1,_xlfn.CONCAT(\"FUN_DEF\",\"-DCON_\",LEFT(AQ72,1),\"-FCON_\",LEFT(AR72,1)),AU72=1,_xlfn.CONCAT(\"NONFUN_NONDEF\",\"-DCON_\",LEFT(AQ72,1),\"-FCON_\",LEFT(AR72,1)),AV72=1,_xlfn.CONCAT(\"NONFUN_DEF\",\"-DCON_\",LEFT(AQ72,1),\"-FCON_\",LEFT(AR72,1)),AS72+AT72+AU72+AV72<1,_xlfn.CONCAT(\"-\"))","v":"-"}]
[null,null,null,null,null,null,null,null,null,null,null,null,null,null,null,null,null,null,null,null,null,0,null,null,null,null,null,null,null,null,null,0,0,0,0,"Unknown",{"$f":"_xlfn.IFS(G73=\"Natural\",0,H73=\"\",0,H73=\"COASTAL-CONSTRUCTED\",0,G73=\"Constructed\",_xlfn.XLOOKUP($H73,'Data Categories'!$U$4:$U$25,'Data Categories'!$V$4:V$25))","v":0},{"$f":"_xlfn.IFS(AK73=\"\",0,AJ73=\"Unknown\",0,AK73>1,AK73-AJ73,AK73=0,0)","v":0},{"$f":"_xlfn.IFS(Y73=\"\",0,Y73>1920,_xlfn.XLOOKUP($H73,'Data Categories'!$AE$20:$AE$42,'Data Categories'!$AG$20:$AG$42,0))","v":0},{"$f":"_xlfn.IFS(Y73=\"\",0,Y73>0,(2025-Y73))","v":0},{"$f":"_xlfn.IFS(Z73=\"Non-Deficient\",\"Non-Deficient\",Z73=\"Deficient\",\"Deficient\",AB73=\"Deficient\",\"Deficient\",Z73=\"Non-Deficient\",\"Non-Deficient\",AB73=\"Non-Deficient\",\"Non-Deficient\",P73=\"\",\"None\",AL73<0,\"Deficient\",AL73>10,\"Non-Deficient\")","v":"None"},{"$f":"_xlfn.IFS(H73=\"LOW WATER CROSSING\",\"Non-Functional\",G73=\"Natural\",\"Functional\",AA73=\"Functional\",\"Functional\",AC73=\"Functional\",\"Functional\",AA73=\"Non-Functional\",\"Non-Functional\",AC73=\"Non-Functional\",\"Non-Functional\",AA73=\"Unknown\",\"Unknown\",AC73=\"Unknown\",\"Unknown\",AA73=\"\",\"None\")","v":"None"},{"$f":"_xlfn.IFS(X73=\"Functionality\",\"Low\",W73=\"No\",\"Low\",Y73>=2015,\"High\",Y73>=1920,\"Low\",W73=\"\",\"None\",W73=\"Unknown\",\"None\")","v":"None"},{"$f":"_xlfn.IFS(H73=\"LOW WATER CROSSING\",\"Unknown\",G73=\"Natural\",\"None\",AM73<AN73,\"High\",AC73=\"Functional\",\"Low\",AC73=\"Non-Functional\",\"Low\",W73=\"No\",\"Low\",W73=\"Unknown\",\"None\",X73=\"Deficiency\",\"None\",W73=\"Yes\",\"High\",W73=\"\",\"None\")","v":"None"},0,0,0,0,{"$f":"_xlfn.CONCAT(LEFT(H73,3),\"-\")&IF(H73=\"-\",0,COUNTIF($H$4:H73,H73))","v":"-0"},{"$f":"_xlfn.IFS($H73<=0,\"-\",AS73=1,_xlfn.CONCAT(\"FUN_NONDEF\",\"-DCON_\",LEFT(AQ73,1),\"-FCON_\",LEFT(AR73,1)),AT73=1,_xlfn.CONCAT(\"FUN_DEF\",\"-DCON_\",LEFT(AQ73,1),\"-FCON_\",LEFT(AR73,1)),AU73=1,_xlfn.CONCAT(\"NONFUN_NONDEF\",\"-DCON_\",LEFT(AQ73,1),\"-FCON_\",LEFT(AR73,1)),AV73=1,_xlfn.CONCAT(\"NONFUN_DEF\",\"-DCON_\",LEFT(AQ73,1),\"-FCON_\",LEFT(AR73,1)),AS73+AT73+AU73+AV73<1,_xlfn.CONCAT(\"-\"))","v":"-"}]
[null,null,null,null,null,null,null,null,null,null,null,null,null,null,null,null,null,null,null,null,null,0,null,null,null,null,null,null,null,null,null,0,0,0,0,"Unknown",{"$f":"_xlfn.IFS(G74=\"Natural\",0,H74=\"\",0,H74=\"COASTAL-CONSTRUCTED\",0,G74=\"Constructed\",_xlfn.XLOOKUP($H74,'Data Categories'!$U$4:$U$25,'Data Categories'!$V$4:V$25))","v":0},{"$f":"_xlfn.IFS(AK74=\"\",0,AJ74=\"Unknown\",0,AK74>1,AK74-AJ74,AK74=0,0)","v":0},{"$f":"_xlfn.IFS(Y74=\"\",0,Y74>1920,_xlfn.XLOOKUP($H74,'Data Categories'!$AE$20:$AE$42,'Data Categories'!$AG$20:$AG$42,0))","v":0},{"$f":"_xlfn.IFS(Y74=\"\",0,Y74>0,(2025-Y74))","v":0},{"$f":"_xlfn.IFS(Z74=\"Non-Deficient\",\"Non-Deficient\",Z74=\"Deficient\",\"Deficient\",AB74=\"Deficient\",\"Deficient\",Z74=\"Non-Deficient\",\"Non-Deficient\",AB74=\"Non-Deficient\",\"Non-Deficient\",P74=\"\",\"None\",AL74<0,\"Deficient\",AL74>10,\"Non-Deficient\")","v":"None"},{"$f":"_xlfn.IFS(H74=\"LOW WATER CROSSING\",\"Non-Functional\",G74=\"Natural\",\"Functional\",AA74=\"Functional\",\"Functional\",AC74=\"Functional\",\"Functional\",AA74=\"Non-Functional\",\"Non-Functional\",AC74=\"Non-Functional\",\"Non-Functional\",AA74=\"Unknown\",\"Unknown\",AC74=\"Unknown\",\"Unknown\",AA74=\"\",\"None\")","v":"None"},{"$f":"_xlfn.IFS(X74=\"Functionality\",\"Low\",W74=\"No\",\"Low\",Y74>=2015,\"High\",Y74>=1920,\"Low\",W74=\"\",\"None\",W74=\"Unknown\",\"None\")","v":"None"},{"$f":"_xlfn.IFS(H74=\"LOW WATER CROSSING\",\"Unknown\",G74=\"Natural\",\"None\",AM74<AN74,\"High\",AC74=\"Functional\",\"Low\",AC74=\"Non-Functional\",\"Low\",W74=\"No\",\"Low\",W74=\"Unknown\",\"None\",X74=\"Deficiency\",\"None\",W74=\"Yes\",\"High\",W74=\"\",\"None\")","v":"None"},0,0,0,0,{"$f":"_xlfn.CONCAT(LEFT(H74,3),\"-\")&IF(H74=\"-\",0,COUNTIF($H$4:H74,H74))","v":"-0"},{"$f":"_xlfn.IFS($H74<=0,\"-\",AS74=1,_xlfn.CONCAT(\"FUN_NONDEF\",\"-DCON_\",LEFT(AQ74,1),\"-FCON_\",LEFT(AR74,1)),AT74=1,_xlfn.CONCAT(\"FUN_DEF\",\"-DCON_\",LEFT(AQ74,1),\"-FCON_\",LEFT(AR74,1)),AU74=1,_xlfn.CONCAT(\"NONFUN_NONDEF\",\"-DCON_\",LEFT(AQ74,1),\"-FCON_\",LEFT(AR74,1)),AV74=1,_xlfn.CONCAT(\"NONFUN_DEF\",\"-DCON_\",LEFT(AQ74,1),\"-FCON_\",LEFT(AR74,1)),AS74+AT74+AU74+AV74<1,_xlfn.CONCAT(\"-\"))","v":"-"}]
[null,null,null,null,null,null,null,null,null,null,null,null,null,null,null,null,null,null,null,null,null,0,null,null,null,null,null,null,null,null,null,0,0,0,0,"Unknown",{"$f":"_xlfn.IFS(G75=\"Natural\",0,H75=\"\",0,H75=\"COASTAL-CONSTRUCTED\",0,G75=\"Constructed\",_xlfn.XLOOKUP($H75,'Data Categories'!$U$4:$U$25,'Data Categories'!$V$4:V$25))","v":0},{"$f":"_xlfn.IFS(AK75=\"\",0,AJ75=\"Unknown\",0,AK75>1,AK75-AJ75,AK75=0,0)","v":0},{"$f":"_xlfn.IFS(Y75=\"\",0,Y75>1920,_xlfn.XLOOKUP($H75,'Data Categories'!$AE$20:$AE$42,'Data Categories'!$AG$20:$AG$42,0))","v":0},{"$f":"_xlfn.IFS(Y75=\"\",0,Y75>0,(2025-Y75))","v":0},{"$f":"_xlfn.IFS(Z75=\"Non-Deficient\",\"Non-Deficient\",Z75=\"Deficient\",\"Deficient\",AB75=\"Deficient\",\"Deficient\",Z75=\"Non-Deficient\",\"Non-Deficient\",AB75=\"Non-Deficient\",\"Non-Deficient\",P75=\"\",\"None\",AL75<0,\"Deficient\",AL75>10,\"Non-Deficient\")","v":"None"},{"$f":"_xlfn.IFS(H75=\"LOW WATER CROSSING\",\"Non-Functional\",G75=\"Natural\",\"Functional\",AA75=\"Functional\",\"Functional\",AC75=\"Functional\",\"Functional\",AA75=\"Non-Functional\",\"Non-Functional\",AC75=\"Non-Functional\",\"Non-Functional\",AA75=\"Unknown\",\"Unknown\",AC75=\"Unknown\",\"Unknown\",AA75=\"\",\"None\")","v":"None"},{"$f":"_xlfn.IFS(X75=\"Functionality\",\"Low\",W75=\"No\",\"Low\",Y75>=2015,\"High\",Y75>=1920,\"Low\",W75=\"\",\"None\",W75=\"Unknown\",\"None\")","v":"None"},{"$f":"_xlfn.IFS(H75=\"LOW WATER CROSSING\",\"Unknown\",G75=\"Natural\",\"None\",AM75<AN75,\"High\",AC75=\"Functional\",\"Low\",AC75=\"Non-Functional\",\"Low\",W75=\"No\",\"Low\",W75=\"Unknown\",\"None\",X75=\"Deficiency\",\"None\",W75=\"Yes\",\"High\",W75=\"\",\"None\")","v":"None"},0,0,0,0,{"$f":"_xlfn.CONCAT(LEFT(H75,3),\"-\")&IF(H75=\"-\",0,COUNTIF($H$4:H75,H75))","v":"-0"},{"$f":"_xlfn.IFS($H75<=0,\"-\",AS75=1,_xlfn.CONCAT(\"FUN_NONDEF\",\"-DCON_\",LEFT(AQ75,1),\"-FCON_\",LEFT(AR75,1)),AT75=1,_xlfn.CONCAT(\"FUN_DEF\",\"-DCON_\",LEFT(AQ75,1),\"-FCON_\",LEFT(AR75,1)),AU75=1,_xlfn.CONCAT(\"NONFUN_NONDEF\",\"-DCON_\",LEFT(AQ75,1),\"-FCON_\",LEFT(AR75,1)),AV75=1,_xlfn.CONCAT(\"NONFUN_DEF\",\"-DCON_\",LEFT(AQ75,1),\"-FCON_\",LEFT(AR75,1)),AS75+AT75+AU75+AV75<1,_xlfn.CONCAT(\"-\"))","v":"-"}]
[null,null,null,null,null,null,null,null,null,null,null,null,null,null,null,null,null,null,null,null,null,0,null,null,null,null,null,null,null,null,null,0,0,0,0,"Unknown",{"$f":"_xlfn.IFS(G76=\"Natural\",0,H76=\"\",0,H76=\"COASTAL-CONSTRUCTED\",0,G76=\"Constructed\",_xlfn.XLOOKUP($H76,'Data Categories'!$U$4:$U$25,'Data Categories'!$V$4:V$25))","v":0},{"$f":"_xlfn.IFS(AK76=\"\",0,AJ76=\"Unknown\",0,AK76>1,AK76-AJ76,AK76=0,0)","v":0},{"$f":"_xlfn.IFS(Y76=\"\",0,Y76>1920,_xlfn.XLOOKUP($H76,'Data Categories'!$AE$20:$AE$42,'Data Categories'!$AG$20:$AG$42,0))","v":0},{"$f":"_xlfn.IFS(Y76=\"\",0,Y76>0,(2025-Y76))","v":0},{"$f":"_xlfn.IFS(Z76=\"Non-Deficient\",\"Non-Deficient\",Z76=\"Deficient\",\"Deficient\",AB76=\"Deficient\",\"Deficient\",Z76=\"Non-Deficient\",\"Non-Deficient\",AB76=\"Non-Deficient\",\"Non-Deficient\",P76=\"\",\"None\",AL76<0,\"Deficient\",AL76>10,\"Non-Deficient\")","v":"None"},{"$f":"_xlfn.IFS(H76=\"LOW WATER CROSSING\",\"Non-Functional\",G76=\"Natural\",\"Functional\",AA76=\"Functional\",\"Functional\",AC76=\"Functional\",\"Functional\",AA76=\"Non-Functional\",\"Non-Functional\",AC76=\"Non-Functional\",\"Non-Functional\",AA76=\"Unknown\",\"Unknown\",AC76=\"Unknown\",\"Unknown\",AA76=\"\",\"None\")","v":"None"},{"$f":"_xlfn.IFS(X76=\"Functionality\",\"Low\",W76=\"No\",\"Low\",Y76>=2015,\"High\",Y76>=1920,\"Low\",W76=\"\",\"None\",W76=\"Unknown\",\"None\")","v":"None"},{"$f":"_xlfn.IFS(H76=\"LOW WATER CROSSING\",\"Unknown\",G76=\"Natural\",\"None\",AM76<AN76,\"High\",AC76=\"Functional\",\"Low\",AC76=\"Non-Functional\",\"Low\",W76=\"No\",\"Low\",W76=\"Unknown\",\"None\",X76=\"Deficiency\",\"None\",W76=\"Yes\",\"High\",W76=\"\",\"None\")","v":"None"},0,0,0,0,{"$f":"_xlfn.CONCAT(LEFT(H76,3),\"-\")&IF(H76=\"-\",0,COUNTIF($H$4:H76,H76))","v":"-0"},{"$f":"_xlfn.IFS($H76<=0,\"-\",AS76=1,_xlfn.CONCAT(\"FUN_NONDEF\",\"-DCON_\",LEFT(AQ76,1),\"-FCON_\",LEFT(AR76,1)),AT76=1,_xlfn.CONCAT(\"FUN_DEF\",\"-DCON_\",LEFT(AQ76,1),\"-FCON_\",LEFT(AR76,1)),AU76=1,_xlfn.CONCAT(\"NONFUN_NONDEF\",\"-DCON_\",LEFT(AQ76,1),\"-FCON_\",LEFT(AR76,1)),AV76=1,_xlfn.CONCAT(\"NONFUN_DEF\",\"-DCON_\",LEFT(AQ76,1),\"-FCON_\",LEFT(AR76,1)),AS76+AT76+AU76+AV76<1,_xlfn.CONCAT(\"-\"))","v":"-"}]
[null,null,null,null,null,null,null,null,null,null,null,null,null,null,null,null,null,null,null,null,null,0,null,null,null,null,null,null,null,null,null,0,0,0,0,"Unknown",{"$f":"_xlfn.IFS(G77=\"Natural\",0,H77=\"\",0,H77=\"COASTAL-CONSTRUCTED\",0,G77=\"Constructed\",_xlfn.XLOOKUP($H77,'Data Categories'!$U$4:$U$25,'Data Categories'!$V$4:V$25))","v":0},{"$f":"_xlfn.IFS(AK77=\"\",0,AJ77=\"Unknown\",0,AK77>1,AK77-AJ77,AK77=0,0)","v":0},{"$f":"_xlfn.IFS(Y77=\"\",0,Y77>1920,_xlfn.XLOOKUP($H77,'Data Categories'!$AE$20:$AE$42,'Data Categories'!$AG$20:$AG$42,0))","v":0},{"$f":"_xlfn.IFS(Y77=\"\",0,Y77>0,(2025-Y77))","v":0},{"$f":"_xlfn.IFS(Z77=\"Non-Deficient\",\"Non-Deficient\",Z77=\"Deficient\",\"Deficient\",AB77=\"Deficient\",\"Deficient\",Z77=\"Non-Deficient\",\"Non-Deficient\",AB77=\"Non-Deficient\",\"Non-Deficient\",P77=\"\",\"None\",AL77<0,\"Deficient\",AL77>10,\"Non-Deficient\")","v":"None"},{"$f":"_xlfn.IFS(H77=\"LOW WATER CROSSING\",\"Non-Functional\",G77=\"Natural\",\"Functional\",AA77=\"Functional\",\"Functional\",AC77=\"Functional\",\"Functional\",AA77=\"Non-Functional\",\"Non-Functional\",AC77=\"Non-Functional\",\"Non-Functional\",AA77=\"Unknown\",\"Unknown\",AC77=\"Unknown\",\"Unknown\",AA77=\"\",\"None\")","v":"None"},{"$f":"_xlfn.IFS(X77=\"Functionality\",\"Low\",W77=\"No\",\"Low\",Y77>=2015,\"High\",Y77>=1920,\"Low\",W77=\"\",\"None\",W77=\"Unknown\",\"None\")","v":"None"},{"$f":"_xlfn.IFS(H77=\"LOW WATER CROSSING\",\"Unknown\",G77=\"Natural\",\"None\",AM77<AN77,\"High\",AC77=\"Functional\",\"Low\",AC77=\"Non-Functional\",\"Low\",W77=\"No\",\"Low\",W77=\"Unknown\",\"None\",X77=\"Deficiency\",\"None\",W77=\"Yes\",\"High\",W77=\"\",\"None\")","v":"None"},0,0,0,0,{"$f":"_xlfn.CONCAT(LEFT(H77,3),\"-\")&IF(H77=\"-\",0,COUNTIF($H$4:H77,H77))","v":"-0"},{"$f":"_xlfn.IFS($H77<=0,\"-\",AS77=1,_xlfn.CONCAT(\"FUN_NONDEF\",\"-DCON_\",LEFT(AQ77,1),\"-FCON_\",LEFT(AR77,1)),AT77=1,_xlfn.CONCAT(\"FUN_DEF\",\"-DCON_\",LEFT(AQ77,1),\"-FCON_\",LEFT(AR77,1)),AU77=1,_xlfn.CONCAT(\"NONFUN_NONDEF\",\"-DCON_\",LEFT(AQ77,1),\"-FCON_\",LEFT(AR77,1)),AV77=1,_xlfn.CONCAT(\"NONFUN_DEF\",\"-DCON_\",LEFT(AQ77,1),\"-FCON_\",LEFT(AR77,1)),AS77+AT77+AU77+AV77<1,_xlfn.CONCAT(\"-\"))","v":"-"}]
[null,null,null,null,null,null,null,null,null,null,null,null,null,null,null,null,null,null,null,null,null,0,null,null,null,null,null,null,null,null,null,0,0,0,0,"Unknown",{"$f":"_xlfn.IFS(G78=\"Natural\",0,H78=\"\",0,H78=\"COASTAL-CONSTRUCTED\",0,G78=\"Constructed\",_xlfn.XLOOKUP($H78,'Data Categories'!$U$4:$U$25,'Data Categories'!$V$4:V$25))","v":0},{"$f":"_xlfn.IFS(AK78=\"\",0,AJ78=\"Unknown\",0,AK78>1,AK78-AJ78,AK78=0,0)","v":0},{"$f":"_xlfn.IFS(Y78=\"\",0,Y78>1920,_xlfn.XLOOKUP($H78,'Data Categories'!$AE$20:$AE$42,'Data Categories'!$AG$20:$AG$42,0))","v":0},{"$f":"_xlfn.IFS(Y78=\"\",0,Y78>0,(2025-Y78))","v":0},{"$f":"_xlfn.IFS(Z78=\"Non-Deficient\",\"Non-Deficient\",Z78=\"Deficient\",\"Deficient\",AB78=\"Deficient\",\"Deficient\",Z78=\"Non-Deficient\",\"Non-Deficient\",AB78=\"Non-Deficient\",\"Non-Deficient\",P78=\"\",\"None\",AL78<0,\"Deficient\",AL78>10,\"Non-Deficient\")","v":"None"},{"$f":"_xlfn.IFS(H78=\"LOW WATER CROSSING\",\"Non-Functional\",G78=\"Natural\",\"Functional\",AA78=\"Functional\",\"Functional\",AC78=\"Functional\",\"Functional\",AA78=\"Non-Functional\",\"Non-Functional\",AC78=\"Non-Functional\",\"Non-Functional\",AA78=\"Unknown\",\"Unknown\",AC78=\"Unknown\",\"Unknown\",AA78=\"\",\"None\")","v":"None"},{"$f":"_xlfn.IFS(X78=\"Functionality\",\"Low\",W78=\"No\",\"Low\",Y78>=2015,\"High\",Y78>=1920,\"Low\",W78=\"\",\"None\",W78=\"Unknown\",\"None\")","v":"None"},{"$f":"_xlfn.IFS(H78=\"LOW WATER CROSSING\",\"Unknown\",G78=\"Natural\",\"None\",AM78<AN78,\"High\",AC78=\"Functional\",\"Low\",AC78=\"Non-Functional\",\"Low\",W78=\"No\",\"Low\",W78=\"Unknown\",\"None\",X78=\"Deficiency\",\"None\",W78=\"Yes\",\"High\",W78=\"\",\"None\")","v":"None"},0,0,0,0,{"$f":"_xlfn.CONCAT(LEFT(H78,3),\"-\")&IF(H78=\"-\",0,COUNTIF($H$4:H78,H78))","v":"-0"},{"$f":"_xlfn.IFS($H78<=0,\"-\",AS78=1,_xlfn.CONCAT(\"FUN_NONDEF\",\"-DCON_\",LEFT(AQ78,1),\"-FCON_\",LEFT(AR78,1)),AT78=1,_xlfn.CONCAT(\"FUN_DEF\",\"-DCON_\",LEFT(AQ78,1),\"-FCON_\",LEFT(AR78,1)),AU78=1,_xlfn.CONCAT(\"NONFUN_NONDEF\",\"-DCON_\",LEFT(AQ78,1),\"-FCON_\",LEFT(AR78,1)),AV78=1,_xlfn.CONCAT(\"NONFUN_DEF\",\"-DCON_\",LEFT(AQ78,1),\"-FCON_\",LEFT(AR78,1)),AS78+AT78+AU78+AV78<1,_xlfn.CONCAT(\"-\"))","v":"-"}]
[null,null,null,null,null,null,null,null,null,null,null,null,null,null,null,null,null,null,null,null,null,0,null,null,null,null,null,null,null,null,null,0,0,0,0,"Unknown",{"$f":"_xlfn.IFS(G79=\"Natural\",0,H79=\"\",0,H79=\"COASTAL-CONSTRUCTED\",0,G79=\"Constructed\",_xlfn.XLOOKUP($H79,'Data Categories'!$U$4:$U$25,'Data Categories'!$V$4:V$25))","v":0},{"$f":"_xlfn.IFS(AK79=\"\",0,AJ79=\"Unknown\",0,AK79>1,AK79-AJ79,AK79=0,0)","v":0},{"$f":"_xlfn.IFS(Y79=\"\",0,Y79>1920,_xlfn.XLOOKUP($H79,'Data Categories'!$AE$20:$AE$42,'Data Categories'!$AG$20:$AG$42,0))","v":0},{"$f":"_xlfn.IFS(Y79=\"\",0,Y79>0,(2025-Y79))","v":0},{"$f":"_xlfn.IFS(Z79=\"Non-Deficient\",\"Non-Deficient\",Z79=\"Deficient\",\"Deficient\",AB79=\"Deficient\",\"Deficient\",Z79=\"Non-Deficient\",\"Non-Deficient\",AB79=\"Non-Deficient\",\"Non-Deficient\",P79=\"\",\"None\",AL79<0,\"Deficient\",AL79>10,\"Non-Deficient\")","v":"None"},{"$f":"_xlfn.IFS(H79=\"LOW WATER CROSSING\",\"Non-Functional\",G79=\"Natural\",\"Functional\",AA79=\"Functional\",\"Functional\",AC79=\"Functional\",\"Functional\",AA79=\"Non-Functional\",\"Non-Functional\",AC79=\"Non-Functional\",\"Non-Functional\",AA79=\"Unknown\",\"Unknown\",AC79=\"Unknown\",\"Unknown\",AA79=\"\",\"None\")","v":"None"},{"$f":"_xlfn.IFS(X79=\"Functionality\",\"Low\",W79=\"No\",\"Low\",Y79>=2015,\"High\",Y79>=1920,\"Low\",W79=\"\",\"None\",W79=\"Unknown\",\"None\")","v":"None"},{"$f":"_xlfn.IFS(H79=\"LOW WATER CROSSING\",\"Unknown\",G79=\"Natural\",\"None\",AM79<AN79,\"High\",AC79=\"Functional\",\"Low\",AC79=\"Non-Functional\",\"Low\",W79=\"No\",\"Low\",W79=\"Unknown\",\"None\",X79=\"Deficiency\",\"None\",W79=\"Yes\",\"High\",W79=\"\",\"None\")","v":"None"},0,0,0,0,{"$f":"_xlfn.CONCAT(LEFT(H79,3),\"-\")&IF(H79=\"-\",0,COUNTIF($H$4:H79,H79))","v":"-0"},{"$f":"_xlfn.IFS($H79<=0,\"-\",AS79=1,_xlfn.CONCAT(\"FUN_NONDEF\",\"-DCON_\",LEFT(AQ79,1),\"-FCON_\",LEFT(AR79,1)),AT79=1,_xlfn.CONCAT(\"FUN_DEF\",\"-DCON_\",LEFT(AQ79,1),\"-FCON_\",LEFT(AR79,1)),AU79=1,_xlfn.CONCAT(\"NONFUN_NONDEF\",\"-DCON_\",LEFT(AQ79,1),\"-FCON_\",LEFT(AR79,1)),AV79=1,_xlfn.CONCAT(\"NONFUN_DEF\",\"-DCON_\",LEFT(AQ79,1),\"-FCON_\",LEFT(AR79,1)),AS79+AT79+AU79+AV79<1,_xlfn.CONCAT(\"-\"))","v":"-"}]
[null,null,null,null,null,null,null,null,null,null,null,null,null,null,null,null,null,null,null,null,null,0,null,null,null,null,null,null,null,null,null,0,0,0,0,"Unknown",{"$f":"_xlfn.IFS(G80=\"Natural\",0,H80=\"\",0,H80=\"COASTAL-CONSTRUCTED\",0,G80=\"Constructed\",_xlfn.XLOOKUP($H80,'Data Categories'!$U$4:$U$25,'Data Categories'!$V$4:V$25))","v":0},{"$f":"_xlfn.IFS(AK80=\"\",0,AJ80=\"Unknown\",0,AK80>1,AK80-AJ80,AK80=0,0)","v":0},{"$f":"_xlfn.IFS(Y80=\"\",0,Y80>1920,_xlfn.XLOOKUP($H80,'Data Categories'!$AE$20:$AE$42,'Data Categories'!$AG$20:$AG$42,0))","v":0},{"$f":"_xlfn.IFS(Y80=\"\",0,Y80>0,(2025-Y80))","v":0},{"$f":"_xlfn.IFS(Z80=\"Non-Deficient\",\"Non-Deficient\",Z80=\"Deficient\",\"Deficient\",AB80=\"Deficient\",\"Deficient\",Z80=\"Non-Deficient\",\"Non-Deficient\",AB80=\"Non-Deficient\",\"Non-Deficient\",P80=\"\",\"None\",AL80<0,\"Deficient\",AL80>10,\"Non-Deficient\")","v":"None"},{"$f":"_xlfn.IFS(H80=\"LOW WATER CROSSING\",\"Non-Functional\",G80=\"Natural\",\"Functional\",AA80=\"Functional\",\"Functional\",AC80=\"Functional\",\"Functional\",AA80=\"Non-Functional\",\"Non-Functional\",AC80=\"Non-Functional\",\"Non-Functional\",AA80=\"Unknown\",\"Unknown\",AC80=\"Unknown\",\"Unknown\",AA80=\"\",\"None\")","v":"None"},{"$f":"_xlfn.IFS(X80=\"Functionality\",\"Low\",W80=\"No\",\"Low\",Y80>=2015,\"High\",Y80>=1920,\"Low\",W80=\"\",\"None\",W80=\"Unknown\",\"None\")","v":"None"},{"$f":"_xlfn.IFS(H80=\"LOW WATER CROSSING\",\"Unknown\",G80=\"Natural\",\"None\",AM80<AN80,\"High\",AC80=\"Functional\",\"Low\",AC80=\"Non-Functional\",\"Low\",W80=\"No\",\"Low\",W80=\"Unknown\",\"None\",X80=\"Deficiency\",\"None\",W80=\"Yes\",\"High\",W80=\"\",\"None\")","v":"None"},0,0,0,0,{"$f":"_xlfn.CONCAT(LEFT(H80,3),\"-\")&IF(H80=\"-\",0,COUNTIF($H$4:H80,H80))","v":"-0"},{"$f":"_xlfn.IFS($H80<=0,\"-\",AS80=1,_xlfn.CONCAT(\"FUN_NONDEF\",\"-DCON_\",LEFT(AQ80,1),\"-FCON_\",LEFT(AR80,1)),AT80=1,_xlfn.CONCAT(\"FUN_DEF\",\"-DCON_\",LEFT(AQ80,1),\"-FCON_\",LEFT(AR80,1)),AU80=1,_xlfn.CONCAT(\"NONFUN_NONDEF\",\"-DCON_\",LEFT(AQ80,1),\"-FCON_\",LEFT(AR80,1)),AV80=1,_xlfn.CONCAT(\"NONFUN_DEF\",\"-DCON_\",LEFT(AQ80,1),\"-FCON_\",LEFT(AR80,1)),AS80+AT80+AU80+AV80<1,_xlfn.CONCAT(\"-\"))","v":"-"}]
[null,null,null,null,null,null,null,null,null,null,null,null,null,null,null,null,null,null,null,null,null,0,null,null,null,null,null,null,null,null,null,0,0,0,0,"Unknown",{"$f":"_xlfn.IFS(G81=\"Natural\",0,H81=\"\",0,H81=\"COASTAL-CONSTRUCTED\",0,G81=\"Constructed\",_xlfn.XLOOKUP($H81,'Data Categories'!$U$4:$U$25,'Data Categories'!$V$4:V$25))","v":0},{"$f":"_xlfn.IFS(AK81=\"\",0,AJ81=\"Unknown\",0,AK81>1,AK81-AJ81,AK81=0,0)","v":0},{"$f":"_xlfn.IFS(Y81=\"\",0,Y81>1920,_xlfn.XLOOKUP($H81,'Data Categories'!$AE$20:$AE$42,'Data Categories'!$AG$20:$AG$42,0))","v":0},{"$f":"_xlfn.IFS(Y81=\"\",0,Y81>0,(2025-Y81))","v":0},{"$f":"_xlfn.IFS(Z81=\"Non-Deficient\",\"Non-Deficient\",Z81=\"Deficient\",\"Deficient\",AB81=\"Deficient\",\"Deficient\",Z81=\"Non-Deficient\",\"Non-Deficient\",AB81=\"Non-Deficient\",\"Non-Deficient\",P81=\"\",\"None\",AL81<0,\"Deficient\",AL81>10,\"Non-Deficient\")","v":"None"},{"$f":"_xlfn.IFS(H81=\"LOW WATER CROSSING\",\"Non-Functional\",G81=\"Natural\",\"Functional\",AA81=\"Functional\",\"Functional\",AC81=\"Functional\",\"Functional\",AA81=\"Non-Functional\",\"Non-Functional\",AC81=\"Non-Functional\",\"Non-Functional\",AA81=\"Unknown\",\"Unknown\",AC81=\"Unknown\",\"Unknown\",AA81=\"\",\"None\")","v":"None"},{"$f":"_xlfn.IFS(X81=\"Functionality\",\"Low\",W81=\"No\",\"Low\",Y81>=2015,\"High\",Y81>=1920,\"Low\",W81=\"\",\"None\",W81=\"Unknown\",\"None\")","v":"None"},{"$f":"_xlfn.IFS(H81=\"LOW WATER CROSSING\",\"Unknown\",G81=\"Natural\",\"None\",AM81<AN81,\"High\",AC81=\"Functional\",\"Low\",AC81=\"Non-Functional\",\"Low\",W81=\"No\",\"Low\",W81=\"Unknown\",\"None\",X81=\"Deficiency\",\"None\",W81=\"Yes\",\"High\",W81=\"\",\"None\")","v":"None"},0,0,0,0,{"$f":"_xlfn.CONCAT(LEFT(H81,3),\"-\")&IF(H81=\"-\",0,COUNTIF($H$4:H81,H81))","v":"-0"},{"$f":"_xlfn.IFS($H81<=0,\"-\",AS81=1,_xlfn.CONCAT(\"FUN_NONDEF\",\"-DCON_\",LEFT(AQ81,1),\"-FCON_\",LEFT(AR81,1)),AT81=1,_xlfn.CONCAT(\"FUN_DEF\",\"-DCON_\",LEFT(AQ81,1),\"-FCON_\",LEFT(AR81,1)),AU81=1,_xlfn.CONCAT(\"NONFUN_NONDEF\",\"-DCON_\",LEFT(AQ81,1),\"-FCON_\",LEFT(AR81,1)),AV81=1,_xlfn.CONCAT(\"NONFUN_DEF\",\"-DCON_\",LEFT(AQ81,1),\"-FCON_\",LEFT(AR81,1)),AS81+AT81+AU81+AV81<1,_xlfn.CONCAT(\"-\"))","v":"-"}]
[null,null,null,null,null,null,null,null,null,null,null,null,null,null,null,null,null,null,null,null,null,0,null,null,null,null,null,null,null,null,null,0,0,0,0,"Unknown",{"$f":"_xlfn.IFS(G82=\"Natural\",0,H82=\"\",0,H82=\"COASTAL-CONSTRUCTED\",0,G82=\"Constructed\",_xlfn.XLOOKUP($H82,'Data Categories'!$U$4:$U$25,'Data Categories'!$V$4:V$25))","v":0},{"$f":"_xlfn.IFS(AK82=\"\",0,AJ82=\"Unknown\",0,AK82>1,AK82-AJ82,AK82=0,0)","v":0},{"$f":"_xlfn.IFS(Y82=\"\",0,Y82>1920,_xlfn.XLOOKUP($H82,'Data Categories'!$AE$20:$AE$42,'Data Categories'!$AG$20:$AG$42,0))","v":0},{"$f":"_xlfn.IFS(Y82=\"\",0,Y82>0,(2025-Y82))","v":0},{"$f":"_xlfn.IFS(Z82=\"Non-Deficient\",\"Non-Deficient\",Z82=\"Deficient\",\"Deficient\",AB82=\"Deficient\",\"Deficient\",Z82=\"Non-Deficient\",\"Non-Deficient\",AB82=\"Non-Deficient\",\"Non-Deficient\",P82=\"\",\"None\",AL82<0,\"Deficient\",AL82>10,\"Non-Deficient\")","v":"None"},{"$f":"_xlfn.IFS(H82=\"LOW WATER CROSSING\",\"Non-Functional\",G82=\"Natural\",\"Functional\",AA82=\"Functional\",\"Functional\",AC82=\"Functional\",\"Functional\",AA82=\"Non-Functional\",\"Non-Functional\",AC82=\"Non-Functional\",\"Non-Functional\",AA82=\"Unknown\",\"Unknown\",AC82=\"Unknown\",\"Unknown\",AA82=\"\",\"None\")","v":"None"},{"$f":"_xlfn.IFS(X82=\"Functionality\",\"Low\",W82=\"No\",\"Low\",Y82>=2015,\"High\",Y82>=1920,\"Low\",W82=\"\",\"None\",W82=\"Unknown\",\"None\")","v":"None"},{"$f":"_xlfn.IFS(H82=\"LOW WATER CROSSING\",\"Unknown\",G82=\"Natural\",\"None\",AM82<AN82,\"High\",AC82=\"Functional\",\"Low\",AC82=\"Non-Functional\",\"Low\",W82=\"No\",\"Low\",W82=\"Unknown\",\"None\",X82=\"Deficiency\",\"None\",W82=\"Yes\",\"High\",W82=\"\",\"None\")","v":"None"},0,0,0,0,{"$f":"_xlfn.CONCAT(LEFT(H82,3),\"-\")&IF(H82=\"-\",0,COUNTIF($H$4:H82,H82))","v":"-0"},{"$f":"_xlfn.IFS($H82<=0,\"-\",AS82=1,_xlfn.CONCAT(\"FUN_NONDEF\",\"-DCON_\",LEFT(AQ82,1),\"-FCON_\",LEFT(AR82,1)),AT82=1,_xlfn.CONCAT(\"FUN_DEF\",\"-DCON_\",LEFT(AQ82,1),\"-FCON_\",LEFT(AR82,1)),AU82=1,_xlfn.CONCAT(\"NONFUN_NONDEF\",\"-DCON_\",LEFT(AQ82,1),\"-FCON_\",LEFT(AR82,1)),AV82=1,_xlfn.CONCAT(\"NONFUN_DEF\",\"-DCON_\",LEFT(AQ82,1),\"-FCON_\",LEFT(AR82,1)),AS82+AT82+AU82+AV82<1,_xlfn.CONCAT(\"-\"))","v":"-"}]
[null,null,null,null,null,null,null,null,null,null,null,null,null,null,null,null,null,null,null,null,null,0,null,null,null,null,null,null,null,null,null,0,0,0,0,"Unknown",{"$f":"_xlfn.IFS(G83=\"Natural\",0,H83=\"\",0,H83=\"COASTAL-CONSTRUCTED\",0,G83=\"Constructed\",_xlfn.XLOOKUP($H83,'Data Categories'!$U$4:$U$25,'Data Categories'!$V$4:V$25))","v":0},{"$f":"_xlfn.IFS(AK83=\"\",0,AJ83=\"Unknown\",0,AK83>1,AK83-AJ83,AK83=0,0)","v":0},{"$f":"_xlfn.IFS(Y83=\"\",0,Y83>1920,_xlfn.XLOOKUP($H83,'Data Categories'!$AE$20:$AE$42,'Data Categories'!$AG$20:$AG$42,0))","v":0},{"$f":"_xlfn.IFS(Y83=\"\",0,Y83>0,(2025-Y83))","v":0},{"$f":"_xlfn.IFS(Z83=\"Non-Deficient\",\"Non-Deficient\",Z83=\"Deficient\",\"Deficient\",AB83=\"Deficient\",\"Deficient\",Z83=\"Non-Deficient\",\"Non-Deficient\",AB83=\"Non-Deficient\",\"Non-Deficient\",P83=\"\",\"None\",AL83<0,\"Deficient\",AL83>10,\"Non-Deficient\")","v":"None"},{"$f":"_xlfn.IFS(H83=\"LOW WATER CROSSING\",\"Non-Functional\",G83=\"Natural\",\"Functional\",AA83=\"Functional\",\"Functional\",AC83=\"Functional\",\"Functional\",AA83=\"Non-Functional\",\"Non-Functional\",AC83=\"Non-Functional\",\"Non-Functional\",AA83=\"Unknown\",\"Unknown\",AC83=\"Unknown\",\"Unknown\",AA83=\"\",\"None\")","v":"None"},{"$f":"_xlfn.IFS(X83=\"Functionality\",\"Low\",W83=\"No\",\"Low\",Y83>=2015,\"High\",Y83>=1920,\"Low\",W83=\"\",\"None\",W83=\"Unknown\",\"None\")","v":"None"},{"$f":"_xlfn.IFS(H83=\"LOW WATER CROSSING\",\"Unknown\",G83=\"Natural\",\"None\",AM83<AN83,\"High\",AC83=\"Functional\",\"Low\",AC83=\"Non-Functional\",\"Low\",W83=\"No\",\"Low\",W83=\"Unknown\",\"None\",X83=\"Deficiency\",\"None\",W83=\"Yes\",\"High\",W83=\"\",\"None\")","v":"None"},0,0,0,0,{"$f":"_xlfn.CONCAT(LEFT(H83,3),\"-\")&IF(H83=\"-\",0,COUNTIF($H$4:H83,H83))","v":"-0"},{"$f":"_xlfn.IFS($H83<=0,\"-\",AS83=1,_xlfn.CONCAT(\"FUN_NONDEF\",\"-DCON_\",LEFT(AQ83,1),\"-FCON_\",LEFT(AR83,1)),AT83=1,_xlfn.CONCAT(\"FUN_DEF\",\"-DCON_\",LEFT(AQ83,1),\"-FCON_\",LEFT(AR83,1)),AU83=1,_xlfn.CONCAT(\"NONFUN_NONDEF\",\"-DCON_\",LEFT(AQ83,1),\"-FCON_\",LEFT(AR83,1)),AV83=1,_xlfn.CONCAT(\"NONFUN_DEF\",\"-DCON_\",LEFT(AQ83,1),\"-FCON_\",LEFT(AR83,1)),AS83+AT83+AU83+AV83<1,_xlfn.CONCAT(\"-\"))","v":"-"}]
[null,null,null,null,null,null,null,null,null,null,null,null,null,null,null,null,null,null,null,null,null,0,null,null,null,null,null,null,null,null,null,0,0,0,0,"Unknown",{"$f":"_xlfn.IFS(G84=\"Natural\",0,H84=\"\",0,H84=\"COASTAL-CONSTRUCTED\",0,G84=\"Constructed\",_xlfn.XLOOKUP($H84,'Data Categories'!$U$4:$U$25,'Data Categories'!$V$4:V$25))","v":0},{"$f":"_xlfn.IFS(AK84=\"\",0,AJ84=\"Unknown\",0,AK84>1,AK84-AJ84,AK84=0,0)","v":0},{"$f":"_xlfn.IFS(Y84=\"\",0,Y84>1920,_xlfn.XLOOKUP($H84,'Data Categories'!$AE$20:$AE$42,'Data Categories'!$AG$20:$AG$42,0))","v":0},{"$f":"_xlfn.IFS(Y84=\"\",0,Y84>0,(2025-Y84))","v":0},{"$f":"_xlfn.IFS(Z84=\"Non-Deficient\",\"Non-Deficient\",Z84=\"Deficient\",\"Deficient\",AB84=\"Deficient\",\"Deficient\",Z84=\"Non-Deficient\",\"Non-Deficient\",AB84=\"Non-Deficient\",\"Non-Deficient\",P84=\"\",\"None\",AL84<0,\"Deficient\",AL84>10,\"Non-Deficient\")","v":"None"},{"$f":"_xlfn.IFS(H84=\"LOW WATER CROSSING\",\"Non-Functional\",G84=\"Natural\",\"Functional\",AA84=\"Functional\",\"Functional\",AC84=\"Functional\",\"Functional\",AA84=\"Non-Functional\",\"Non-Functional\",AC84=\"Non-Functional\",\"Non-Functional\",AA84=\"Unknown\",\"Unknown\",AC84=\"Unknown\",\"Unknown\",AA84=\"\",\"None\")","v":"None"},{"$f":"_xlfn.IFS(X84=\"Functionality\",\"Low\",W84=\"No\",\"Low\",Y84>=2015,\"High\",Y84>=1920,\"Low\",W84=\"\",\"None\",W84=\"Unknown\",\"None\")","v":"None"},{"$f":"_xlfn.IFS(H84=\"LOW WATER CROSSING\",\"Unknown\",G84=\"Natural\",\"None\",AM84<AN84,\"High\",AC84=\"Functional\",\"Low\",AC84=\"Non-Functional\",\"Low\",W84=\"No\",\"Low\",W84=\"Unknown\",\"None\",X84=\"Deficiency\",\"None\",W84=\"Yes\",\"High\",W84=\"\",\"None\")","v":"None"},0,0,0,0,{"$f":"_xlfn.CONCAT(LEFT(H84,3),\"-\")&IF(H84=\"-\",0,COUNTIF($H$4:H84,H84))","v":"-0"},{"$f":"_xlfn.IFS($H84<=0,\"-\",AS84=1,_xlfn.CONCAT(\"FUN_NONDEF\",\"-DCON_\",LEFT(AQ84,1),\"-FCON_\",LEFT(AR84,1)),AT84=1,_xlfn.CONCAT(\"FUN_DEF\",\"-DCON_\",LEFT(AQ84,1),\"-FCON_\",LEFT(AR84,1)),AU84=1,_xlfn.CONCAT(\"NONFUN_NONDEF\",\"-DCON_\",LEFT(AQ84,1),\"-FCON_\",LEFT(AR84,1)),AV84=1,_xlfn.CONCAT(\"NONFUN_DEF\",\"-DCON_\",LEFT(AQ84,1),\"-FCON_\",LEFT(AR84,1)),AS84+AT84+AU84+AV84<1,_xlfn.CONCAT(\"-\"))","v":"-"}]
[null,null,null,null,null,null,null,null,null,null,null,null,null,null,null,null,null,null,null,null,null,0,null,null,null,null,null,null,null,null,null,0,0,0,0,"Unknown",{"$f":"_xlfn.IFS(G85=\"Natural\",0,H85=\"\",0,H85=\"COASTAL-CONSTRUCTED\",0,G85=\"Constructed\",_xlfn.XLOOKUP($H85,'Data Categories'!$U$4:$U$25,'Data Categories'!$V$4:V$25))","v":0},{"$f":"_xlfn.IFS(AK85=\"\",0,AJ85=\"Unknown\",0,AK85>1,AK85-AJ85,AK85=0,0)","v":0},{"$f":"_xlfn.IFS(Y85=\"\",0,Y85>1920,_xlfn.XLOOKUP($H85,'Data Categories'!$AE$20:$AE$42,'Data Categories'!$AG$20:$AG$42,0))","v":0},{"$f":"_xlfn.IFS(Y85=\"\",0,Y85>0,(2025-Y85))","v":0},{"$f":"_xlfn.IFS(Z85=\"Non-Deficient\",\"Non-Deficient\",Z85=\"Deficient\",\"Deficient\",AB85=\"Deficient\",\"Deficient\",Z85=\"Non-Deficient\",\"Non-Deficient\",AB85=\"Non-Deficient\",\"Non-Deficient\",P85=\"\",\"None\",AL85<0,\"Deficient\",AL85>10,\"Non-Deficient\")","v":"None"},{"$f":"_xlfn.IFS(H85=\"LOW WATER CROSSING\",\"Non-Functional\",G85=\"Natural\",\"Functional\",AA85=\"Functional\",\"Functional\",AC85=\"Functional\",\"Functional\",AA85=\"Non-Functional\",\"Non-Functional\",AC85=\"Non-Functional\",\"Non-Functional\",AA85=\"Unknown\",\"Unknown\",AC85=\"Unknown\",\"Unknown\",AA85=\"\",\"None\")","v":"None"},{"$f":"_xlfn.IFS(X85=\"Functionality\",\"Low\",W85=\"No\",\"Low\",Y85>=2015,\"High\",Y85>=1920,\"Low\",W85=\"\",\"None\",W85=\"Unknown\",\"None\")","v":"None"},{"$f":"_xlfn.IFS(H85=\"LOW WATER CROSSING\",\"Unknown\",G85=\"Natural\",\"None\",AM85<AN85,\"High\",AC85=\"Functional\",\"Low\",AC85=\"Non-Functional\",\"Low\",W85=\"No\",\"Low\",W85=\"Unknown\",\"None\",X85=\"Deficiency\",\"None\",W85=\"Yes\",\"High\",W85=\"\",\"None\")","v":"None"},0,0,0,0,{"$f":"_xlfn.CONCAT(LEFT(H85,3),\"-\")&IF(H85=\"-\",0,COUNTIF($H$4:H85,H85))","v":"-0"},{"$f":"_xlfn.IFS($H85<=0,\"-\",AS85=1,_xlfn.CONCAT(\"FUN_NONDEF\",\"-DCON_\",LEFT(AQ85,1),\"-FCON_\",LEFT(AR85,1)),AT85=1,_xlfn.CONCAT(\"FUN_DEF\",\"-DCON_\",LEFT(AQ85,1),\"-FCON_\",LEFT(AR85,1)),AU85=1,_xlfn.CONCAT(\"NONFUN_NONDEF\",\"-DCON_\",LEFT(AQ85,1),\"-FCON_\",LEFT(AR85,1)),AV85=1,_xlfn.CONCAT(\"NONFUN_DEF\",\"-DCON_\",LEFT(AQ85,1),\"-FCON_\",LEFT(AR85,1)),AS85+AT85+AU85+AV85<1,_xlfn.CONCAT(\"-\"))","v":"-"}]
[null,null,null,null,null,null,null,null,null,null,null,null,null,null,null,null,null,null,null,null,null,0,null,null,null,null,null,null,null,null,null,0,0,0,0,"Unknown",{"$f":"_xlfn.IFS(G86=\"Natural\",0,H86=\"\",0,H86=\"COASTAL-CONSTRUCTED\",0,G86=\"Constructed\",_xlfn.XLOOKUP($H86,'Data Categories'!$U$4:$U$25,'Data Categories'!$V$4:V$25))","v":0},{"$f":"_xlfn.IFS(AK86=\"\",0,AJ86=\"Unknown\",0,AK86>1,AK86-AJ86,AK86=0,0)","v":0},{"$f":"_xlfn.IFS(Y86=\"\",0,Y86>1920,_xlfn.XLOOKUP($H86,'Data Categories'!$AE$20:$AE$42,'Data Categories'!$AG$20:$AG$42,0))","v":0},{"$f":"_xlfn.IFS(Y86=\"\",0,Y86>0,(2025-Y86))","v":0},{"$f":"_xlfn.IFS(Z86=\"Non-Deficient\",\"Non-Deficient\",Z86=\"Deficient\",\"Deficient\",AB86=\"Deficient\",\"Deficient\",Z86=\"Non-Deficient\",\"Non-Deficient\",AB86=\"Non-Deficient\",\"Non-Deficient\",P86=\"\",\"None\",AL86<0,\"Deficient\",AL86>10,\"Non-Deficient\")","v":"None"},{"$f":"_xlfn.IFS(H86=\"LOW WATER CROSSING\",\"Non-Functional\",G86=\"Natural\",\"Functional\",AA86=\"Functional\",\"Functional\",AC86=\"Functional\",\"Functional\",AA86=\"Non-Functional\",\"Non-Functional\",AC86=\"Non-Functional\",\"Non-Functional\",AA86=\"Unknown\",\"Unknown\",AC86=\"Unknown\",\"Unknown\",AA86=\"\",\"None\")","v":"None"},{"$f":"_xlfn.IFS(X86=\"Functionality\",\"Low\",W86=\"No\",\"Low\",Y86>=2015,\"High\",Y86>=1920,\"Low\",W86=\"\",\"None\",W86=\"Unknown\",\"None\")","v":"None"},{"$f":"_xlfn.IFS(H86=\"LOW WATER CROSSING\",\"Unknown\",G86=\"Natural\",\"None\",AM86<AN86,\"High\",AC86=\"Functional\",\"Low\",AC86=\"Non-Functional\",\"Low\",W86=\"No\",\"Low\",W86=\"Unknown\",\"None\",X86=\"Deficiency\",\"None\",W86=\"Yes\",\"High\",W86=\"\",\"None\")","v":"None"},0,0,0,0,{"$f":"_xlfn.CONCAT(LEFT(H86,3),\"-\")&IF(H86=\"-\",0,COUNTIF($H$4:H86,H86))","v":"-0"},{"$f":"_xlfn.IFS($H86<=0,\"-\",AS86=1,_xlfn.CONCAT(\"FUN_NONDEF\",\"-DCON_\",LEFT(AQ86,1),\"-FCON_\",LEFT(AR86,1)),AT86=1,_xlfn.CONCAT(\"FUN_DEF\",\"-DCON_\",LEFT(AQ86,1),\"-FCON_\",LEFT(AR86,1)),AU86=1,_xlfn.CONCAT(\"NONFUN_NONDEF\",\"-DCON_\",LEFT(AQ86,1),\"-FCON_\",LEFT(AR86,1)),AV86=1,_xlfn.CONCAT(\"NONFUN_DEF\",\"-DCON_\",LEFT(AQ86,1),\"-FCON_\",LEFT(AR86,1)),AS86+AT86+AU86+AV86<1,_xlfn.CONCAT(\"-\"))","v":"-"}]
[null,null,null,null,null,null,null,null,null,null,null,null,null,null,null,null,null,null,null,null,null,0,null,null,null,null,null,null,null,null,null,0,0,0,0,"Unknown",{"$f":"_xlfn.IFS(G87=\"Natural\",0,H87=\"\",0,H87=\"COASTAL-CONSTRUCTED\",0,G87=\"Constructed\",_xlfn.XLOOKUP($H87,'Data Categories'!$U$4:$U$25,'Data Categories'!$V$4:V$25))","v":0},{"$f":"_xlfn.IFS(AK87=\"\",0,AJ87=\"Unknown\",0,AK87>1,AK87-AJ87,AK87=0,0)","v":0},{"$f":"_xlfn.IFS(Y87=\"\",0,Y87>1920,_xlfn.XLOOKUP($H87,'Data Categories'!$AE$20:$AE$42,'Data Categories'!$AG$20:$AG$42,0))","v":0},{"$f":"_xlfn.IFS(Y87=\"\",0,Y87>0,(2025-Y87))","v":0},{"$f":"_xlfn.IFS(Z87=\"Non-Deficient\",\"Non-Deficient\",Z87=\"Deficient\",\"Deficient\",AB87=\"Deficient\",\"Deficient\",Z87=\"Non-Deficient\",\"Non-Deficient\",AB87=\"Non-Deficient\",\"Non-Deficient\",P87=\"\",\"None\",AL87<0,\"Deficient\",AL87>10,\"Non-Deficient\")","v":"None"},{"$f":"_xlfn.IFS(H87=\"LOW WATER CROSSING\",\"Non-Functional\",G87=\"Natural\",\"Functional\",AA87=\"Functional\",\"Functional\",AC87=\"Functional\",\"Functional\",AA87=\"Non-Functional\",\"Non-Functional\",AC87=\"Non-Functional\",\"Non-Functional\",AA87=\"Unknown\",\"Unknown\",AC87=\"Unknown\",\"Unknown\",AA87=\"\",\"None\")","v":"None"},{"$f":"_xlfn.IFS(X87=\"Functionality\",\"Low\",W87=\"No\",\"Low\",Y87>=2015,\"High\",Y87>=1920,\"Low\",W87=\"\",\"None\",W87=\"Unknown\",\"None\")","v":"None"},{"$f":"_xlfn.IFS(H87=\"LOW WATER CROSSING\",\"Unknown\",G87=\"Natural\",\"None\",AM87<AN87,\"High\",AC87=\"Functional\",\"Low\",AC87=\"Non-Functional\",\"Low\",W87=\"No\",\"Low\",W87=\"Unknown\",\"None\",X87=\"Deficiency\",\"None\",W87=\"Yes\",\"High\",W87=\"\",\"None\")","v":"None"},0,0,0,0,{"$f":"_xlfn.CONCAT(LEFT(H87,3),\"-\")&IF(H87=\"-\",0,COUNTIF($H$4:H87,H87))","v":"-0"},{"$f":"_xlfn.IFS($H87<=0,\"-\",AS87=1,_xlfn.CONCAT(\"FUN_NONDEF\",\"-DCON_\",LEFT(AQ87,1),\"-FCON_\",LEFT(AR87,1)),AT87=1,_xlfn.CONCAT(\"FUN_DEF\",\"-DCON_\",LEFT(AQ87,1),\"-FCON_\",LEFT(AR87,1)),AU87=1,_xlfn.CONCAT(\"NONFUN_NONDEF\",\"-DCON_\",LEFT(AQ87,1),\"-FCON_\",LEFT(AR87,1)),AV87=1,_xlfn.CONCAT(\"NONFUN_DEF\",\"-DCON_\",LEFT(AQ87,1),\"-FCON_\",LEFT(AR87,1)),AS87+AT87+AU87+AV87<1,_xlfn.CONCAT(\"-\"))","v":"-"}]
[null,null,null,null,null,null,null,null,null,null,null,null,null,null,null,null,null,null,null,null,null,0,null,null,null,null,null,null,null,null,null,0,0,0,0,"Unknown",{"$f":"_xlfn.IFS(G88=\"Natural\",0,H88=\"\",0,H88=\"COASTAL-CONSTRUCTED\",0,G88=\"Constructed\",_xlfn.XLOOKUP($H88,'Data Categories'!$U$4:$U$25,'Data Categories'!$V$4:V$25))","v":0},{"$f":"_xlfn.IFS(AK88=\"\",0,AJ88=\"Unknown\",0,AK88>1,AK88-AJ88,AK88=0,0)","v":0},{"$f":"_xlfn.IFS(Y88=\"\",0,Y88>1920,_xlfn.XLOOKUP($H88,'Data Categories'!$AE$20:$AE$42,'Data Categories'!$AG$20:$AG$42,0))","v":0},{"$f":"_xlfn.IFS(Y88=\"\",0,Y88>0,(2025-Y88))","v":0},{"$f":"_xlfn.IFS(Z88=\"Non-Deficient\",\"Non-Deficient\",Z88=\"Deficient\",\"Deficient\",AB88=\"Deficient\",\"Deficient\",Z88=\"Non-Deficient\",\"Non-Deficient\",AB88=\"Non-Deficient\",\"Non-Deficient\",P88=\"\",\"None\",AL88<0,\"Deficient\",AL88>10,\"Non-Deficient\")","v":"None"},{"$f":"_xlfn.IFS(H88=\"LOW WATER CROSSING\",\"Non-Functional\",G88=\"Natural\",\"Functional\",AA88=\"Functional\",\"Functional\",AC88=\"Functional\",\"Functional\",AA88=\"Non-Functional\",\"Non-Functional\",AC88=\"Non-Functional\",\"Non-Functional\",AA88=\"Unknown\",\"Unknown\",AC88=\"Unknown\",\"Unknown\",AA88=\"\",\"None\")","v":"None"},{"$f":"_xlfn.IFS(X88=\"Functionality\",\"Low\",W88=\"No\",\"Low\",Y88>=2015,\"High\",Y88>=1920,\"Low\",W88=\"\",\"None\",W88=\"Unknown\",\"None\")","v":"None"},{"$f":"_xlfn.IFS(H88=\"LOW WATER CROSSING\",\"Unknown\",G88=\"Natural\",\"None\",AM88<AN88,\"High\",AC88=\"Functional\",\"Low\",AC88=\"Non-Functional\",\"Low\",W88=\"No\",\"Low\",W88=\"Unknown\",\"None\",X88=\"Deficiency\",\"None\",W88=\"Yes\",\"High\",W88=\"\",\"None\")","v":"None"},0,0,0,0,{"$f":"_xlfn.CONCAT(LEFT(H88,3),\"-\")&IF(H88=\"-\",0,COUNTIF($H$4:H88,H88))","v":"-0"},{"$f":"_xlfn.IFS($H88<=0,\"-\",AS88=1,_xlfn.CONCAT(\"FUN_NONDEF\",\"-DCON_\",LEFT(AQ88,1),\"-FCON_\",LEFT(AR88,1)),AT88=1,_xlfn.CONCAT(\"FUN_DEF\",\"-DCON_\",LEFT(AQ88,1),\"-FCON_\",LEFT(AR88,1)),AU88=1,_xlfn.CONCAT(\"NONFUN_NONDEF\",\"-DCON_\",LEFT(AQ88,1),\"-FCON_\",LEFT(AR88,1)),AV88=1,_xlfn.CONCAT(\"NONFUN_DEF\",\"-DCON_\",LEFT(AQ88,1),\"-FCON_\",LEFT(AR88,1)),AS88+AT88+AU88+AV88<1,_xlfn.CONCAT(\"-\"))","v":"-"}]
[null,null,null,null,null,null,null,null,null,null,null,null,null,null,null,null,null,null,null,null,null,0,null,null,null,null,null,null,null,null,null,0,0,0,0,"Unknown",{"$f":"_xlfn.IFS(G89=\"Natural\",0,H89=\"\",0,H89=\"COASTAL-CONSTRUCTED\",0,G89=\"Constructed\",_xlfn.XLOOKUP($H89,'Data Categories'!$U$4:$U$25,'Data Categories'!$V$4:V$25))","v":0},{"$f":"_xlfn.IFS(AK89=\"\",0,AJ89=\"Unknown\",0,AK89>1,AK89-AJ89,AK89=0,0)","v":0},{"$f":"_xlfn.IFS(Y89=\"\",0,Y89>1920,_xlfn.XLOOKUP($H89,'Data Categories'!$AE$20:$AE$42,'Data Categories'!$AG$20:$AG$42,0))","v":0},{"$f":"_xlfn.IFS(Y89=\"\",0,Y89>0,(2025-Y89))","v":0},{"$f":"_xlfn.IFS(Z89=\"Non-Deficient\",\"Non-Deficient\",Z89=\"Deficient\",\"Deficient\",AB89=\"Deficient\",\"Deficient\",Z89=\"Non-Deficient\",\"Non-Deficient\",AB89=\"Non-Deficient\",\"Non-Deficient\",P89=\"\",\"None\",AL89<0,\"Deficient\",AL89>10,\"Non-Deficient\")","v":"None"},{"$f":"_xlfn.IFS(H89=\"LOW WATER CROSSING\",\"Non-Functional\",G89=\"Natural\",\"Functional\",AA89=\"Functional\",\"Functional\",AC89=\"Functional\",\"Functional\",AA89=\"Non-Functional\",\"Non-Functional\",AC89=\"Non-Functional\",\"Non-Functional\",AA89=\"Unknown\",\"Unknown\",AC89=\"Unknown\",\"Unknown\",AA89=\"\",\"None\")","v":"None"},{"$f":"_xlfn.IFS(X89=\"Functionality\",\"Low\",W89=\"No\",\"Low\",Y89>=2015,\"High\",Y89>=1920,\"Low\",W89=\"\",\"None\",W89=\"Unknown\",\"None\")","v":"None"},{"$f":"_xlfn.IFS(H89=\"LOW WATER CROSSING\",\"Unknown\",G89=\"Natural\",\"None\",AM89<AN89,\"High\",AC89=\"Functional\",\"Low\",AC89=\"Non-Functional\",\"Low\",W89=\"No\",\"Low\",W89=\"Unknown\",\"None\",X89=\"Deficiency\",\"None\",W89=\"Yes\",\"High\",W89=\"\",\"None\")","v":"None"},0,0,0,0,{"$f":"_xlfn.CONCAT(LEFT(H89,3),\"-\")&IF(H89=\"-\",0,COUNTIF($H$4:H89,H89))","v":"-0"},{"$f":"_xlfn.IFS($H89<=0,\"-\",AS89=1,_xlfn.CONCAT(\"FUN_NONDEF\",\"-DCON_\",LEFT(AQ89,1),\"-FCON_\",LEFT(AR89,1)),AT89=1,_xlfn.CONCAT(\"FUN_DEF\",\"-DCON_\",LEFT(AQ89,1),\"-FCON_\",LEFT(AR89,1)),AU89=1,_xlfn.CONCAT(\"NONFUN_NONDEF\",\"-DCON_\",LEFT(AQ89,1),\"-FCON_\",LEFT(AR89,1)),AV89=1,_xlfn.CONCAT(\"NONFUN_DEF\",\"-DCON_\",LEFT(AQ89,1),\"-FCON_\",LEFT(AR89,1)),AS89+AT89+AU89+AV89<1,_xlfn.CONCAT(\"-\"))","v":"-"}]
[null,null,null,null,null,null,null,null,null,null,null,null,null,null,null,null,null,null,null,null,null,0,null,null,null,null,null,null,null,null,null,0,0,0,0,"Unknown",{"$f":"_xlfn.IFS(G90=\"Natural\",0,H90=\"\",0,H90=\"COASTAL-CONSTRUCTED\",0,G90=\"Constructed\",_xlfn.XLOOKUP($H90,'Data Categories'!$U$4:$U$25,'Data Categories'!$V$4:V$25))","v":0},{"$f":"_xlfn.IFS(AK90=\"\",0,AJ90=\"Unknown\",0,AK90>1,AK90-AJ90,AK90=0,0)","v":0},{"$f":"_xlfn.IFS(Y90=\"\",0,Y90>1920,_xlfn.XLOOKUP($H90,'Data Categories'!$AE$20:$AE$42,'Data Categories'!$AG$20:$AG$42,0))","v":0},{"$f":"_xlfn.IFS(Y90=\"\",0,Y90>0,(2025-Y90))","v":0},{"$f":"_xlfn.IFS(Z90=\"Non-Deficient\",\"Non-Deficient\",Z90=\"Deficient\",\"Deficient\",AB90=\"Deficient\",\"Deficient\",Z90=\"Non-Deficient\",\"Non-Deficient\",AB90=\"Non-Deficient\",\"Non-Deficient\",P90=\"\",\"None\",AL90<0,\"Deficient\",AL90>10,\"Non-Deficient\")","v":"None"},{"$f":"_xlfn.IFS(H90=\"LOW WATER CROSSING\",\"Non-Functional\",G90=\"Natural\",\"Functional\",AA90=\"Functional\",\"Functional\",AC90=\"Functional\",\"Functional\",AA90=\"Non-Functional\",\"Non-Functional\",AC90=\"Non-Functional\",\"Non-Functional\",AA90=\"Unknown\",\"Unknown\",AC90=\"Unknown\",\"Unknown\",AA90=\"\",\"None\")","v":"None"},{"$f":"_xlfn.IFS(X90=\"Functionality\",\"Low\",W90=\"No\",\"Low\",Y90>=2015,\"High\",Y90>=1920,\"Low\",W90=\"\",\"None\",W90=\"Unknown\",\"None\")","v":"None"},{"$f":"_xlfn.IFS(H90=\"LOW WATER CROSSING\",\"Unknown\",G90=\"Natural\",\"None\",AM90<AN90,\"High\",AC90=\"Functional\",\"Low\",AC90=\"Non-Functional\",\"Low\",W90=\"No\",\"Low\",W90=\"Unknown\",\"None\",X90=\"Deficiency\",\"None\",W90=\"Yes\",\"High\",W90=\"\",\"None\")","v":"None"},0,0,0,0,{"$f":"_xlfn.CONCAT(LEFT(H90,3),\"-\")&IF(H90=\"-\",0,COUNTIF($H$4:H90,H90))","v":"-0"},{"$f":"_xlfn.IFS($H90<=0,\"-\",AS90=1,_xlfn.CONCAT(\"FUN_NONDEF\",\"-DCON_\",LEFT(AQ90,1),\"-FCON_\",LEFT(AR90,1)),AT90=1,_xlfn.CONCAT(\"FUN_DEF\",\"-DCON_\",LEFT(AQ90,1),\"-FCON_\",LEFT(AR90,1)),AU90=1,_xlfn.CONCAT(\"NONFUN_NONDEF\",\"-DCON_\",LEFT(AQ90,1),\"-FCON_\",LEFT(AR90,1)),AV90=1,_xlfn.CONCAT(\"NONFUN_DEF\",\"-DCON_\",LEFT(AQ90,1),\"-FCON_\",LEFT(AR90,1)),AS90+AT90+AU90+AV90<1,_xlfn.CONCAT(\"-\"))","v":"-"}]
[null,null,null,null,null,null,null,null,null,null,null,null,null,null,null,null,null,null,null,null,null,0,null,null,null,null,null,null,null,null,null,0,0,0,0,"Unknown",{"$f":"_xlfn.IFS(G91=\"Natural\",0,H91=\"\",0,H91=\"COASTAL-CONSTRUCTED\",0,G91=\"Constructed\",_xlfn.XLOOKUP($H91,'Data Categories'!$U$4:$U$25,'Data Categories'!$V$4:V$25))","v":0},{"$f":"_xlfn.IFS(AK91=\"\",0,AJ91=\"Unknown\",0,AK91>1,AK91-AJ91,AK91=0,0)","v":0},{"$f":"_xlfn.IFS(Y91=\"\",0,Y91>1920,_xlfn.XLOOKUP($H91,'Data Categories'!$AE$20:$AE$42,'Data Categories'!$AG$20:$AG$42,0))","v":0},{"$f":"_xlfn.IFS(Y91=\"\",0,Y91>0,(2025-Y91))","v":0},{"$f":"_xlfn.IFS(Z91=\"Non-Deficient\",\"Non-Deficient\",Z91=\"Deficient\",\"Deficient\",AB91=\"Deficient\",\"Deficient\",Z91=\"Non-Deficient\",\"Non-Deficient\",AB91=\"Non-Deficient\",\"Non-Deficient\",P91=\"\",\"None\",AL91<0,\"Deficient\",AL91>10,\"Non-Deficient\")","v":"None"},{"$f":"_xlfn.IFS(H91=\"LOW WATER CROSSING\",\"Non-Functional\",G91=\"Natural\",\"Functional\",AA91=\"Functional\",\"Functional\",AC91=\"Functional\",\"Functional\",AA91=\"Non-Functional\",\"Non-Functional\",AC91=\"Non-Functional\",\"Non-Functional\",AA91=\"Unknown\",\"Unknown\",AC91=\"Unknown\",\"Unknown\",AA91=\"\",\"None\")","v":"None"},{"$f":"_xlfn.IFS(X91=\"Functionality\",\"Low\",W91=\"No\",\"Low\",Y91>=2015,\"High\",Y91>=1920,\"Low\",W91=\"\",\"None\",W91=\"Unknown\",\"None\")","v":"None"},{"$f":"_xlfn.IFS(H91=\"LOW WATER CROSSING\",\"Unknown\",G91=\"Natural\",\"None\",AM91<AN91,\"High\",AC91=\"Functional\",\"Low\",AC91=\"Non-Functional\",\"Low\",W91=\"No\",\"Low\",W91=\"Unknown\",\"None\",X91=\"Deficiency\",\"None\",W91=\"Yes\",\"High\",W91=\"\",\"None\")","v":"None"},0,0,0,0,{"$f":"_xlfn.CONCAT(LEFT(H91,3),\"-\")&IF(H91=\"-\",0,COUNTIF($H$4:H91,H91))","v":"-0"},{"$f":"_xlfn.IFS($H91<=0,\"-\",AS91=1,_xlfn.CONCAT(\"FUN_NONDEF\",\"-DCON_\",LEFT(AQ91,1),\"-FCON_\",LEFT(AR91,1)),AT91=1,_xlfn.CONCAT(\"FUN_DEF\",\"-DCON_\",LEFT(AQ91,1),\"-FCON_\",LEFT(AR91,1)),AU91=1,_xlfn.CONCAT(\"NONFUN_NONDEF\",\"-DCON_\",LEFT(AQ91,1),\"-FCON_\",LEFT(AR91,1)),AV91=1,_xlfn.CONCAT(\"NONFUN_DEF\",\"-DCON_\",LEFT(AQ91,1),\"-FCON_\",LEFT(AR91,1)),AS91+AT91+AU91+AV91<1,_xlfn.CONCAT(\"-\"))","v":"-"}]
[null,null,null,null,null,null,null,null,null,null,null,null,null,null,null,null,null,null,null,null,null,0,null,null,null,null,null,null,null,null,null,0,0,0,0,"Unknown",{"$f":"_xlfn.IFS(G92=\"Natural\",0,H92=\"\",0,H92=\"COASTAL-CONSTRUCTED\",0,G92=\"Constructed\",_xlfn.XLOOKUP($H92,'Data Categories'!$U$4:$U$25,'Data Categories'!$V$4:V$25))","v":0},{"$f":"_xlfn.IFS(AK92=\"\",0,AJ92=\"Unknown\",0,AK92>1,AK92-AJ92,AK92=0,0)","v":0},{"$f":"_xlfn.IFS(Y92=\"\",0,Y92>1920,_xlfn.XLOOKUP($H92,'Data Categories'!$AE$20:$AE$42,'Data Categories'!$AG$20:$AG$42,0))","v":0},{"$f":"_xlfn.IFS(Y92=\"\",0,Y92>0,(2025-Y92))","v":0},{"$f":"_xlfn.IFS(Z92=\"Non-Deficient\",\"Non-Deficient\",Z92=\"Deficient\",\"Deficient\",AB92=\"Deficient\",\"Deficient\",Z92=\"Non-Deficient\",\"Non-Deficient\",AB92=\"Non-Deficient\",\"Non-Deficient\",P92=\"\",\"None\",AL92<0,\"Deficient\",AL92>10,\"Non-Deficient\")","v":"None"},{"$f":"_xlfn.IFS(H92=\"LOW WATER CROSSING\",\"Non-Functional\",G92=\"Natural\",\"Functional\",AA92=\"Functional\",\"Functional\",AC92=\"Functional\",\"Functional\",AA92=\"Non-Functional\",\"Non-Functional\",AC92=\"Non-Functional\",\"Non-Functional\",AA92=\"Unknown\",\"Unknown\",AC92=\"Unknown\",\"Unknown\",AA92=\"\",\"None\")","v":"None"},{"$f":"_xlfn.IFS(X92=\"Functionality\",\"Low\",W92=\"No\",\"Low\",Y92>=2015,\"High\",Y92>=1920,\"Low\",W92=\"\",\"None\",W92=\"Unknown\",\"None\")","v":"None"},{"$f":"_xlfn.IFS(H92=\"LOW WATER CROSSING\",\"Unknown\",G92=\"Natural\",\"None\",AM92<AN92,\"High\",AC92=\"Functional\",\"Low\",AC92=\"Non-Functional\",\"Low\",W92=\"No\",\"Low\",W92=\"Unknown\",\"None\",X92=\"Deficiency\",\"None\",W92=\"Yes\",\"High\",W92=\"\",\"None\")","v":"None"},0,0,0,0,{"$f":"_xlfn.CONCAT(LEFT(H92,3),\"-\")&IF(H92=\"-\",0,COUNTIF($H$4:H92,H92))","v":"-0"},{"$f":"_xlfn.IFS($H92<=0,\"-\",AS92=1,_xlfn.CONCAT(\"FUN_NONDEF\",\"-DCON_\",LEFT(AQ92,1),\"-FCON_\",LEFT(AR92,1)),AT92=1,_xlfn.CONCAT(\"FUN_DEF\",\"-DCON_\",LEFT(AQ92,1),\"-FCON_\",LEFT(AR92,1)),AU92=1,_xlfn.CONCAT(\"NONFUN_NONDEF\",\"-DCON_\",LEFT(AQ92,1),\"-FCON_\",LEFT(AR92,1)),AV92=1,_xlfn.CONCAT(\"NONFUN_DEF\",\"-DCON_\",LEFT(AQ92,1),\"-FCON_\",LEFT(AR92,1)),AS92+AT92+AU92+AV92<1,_xlfn.CONCAT(\"-\"))","v":"-"}]
[null,null,null,null,null,null,null,null,null,null,null,null,null,null,null,null,null,null,null,null,null,0,null,null,null,null,null,null,null,null,null,0,0,0,0,"Unknown",{"$f":"_xlfn.IFS(G93=\"Natural\",0,H93=\"\",0,H93=\"COASTAL-CONSTRUCTED\",0,G93=\"Constructed\",_xlfn.XLOOKUP($H93,'Data Categories'!$U$4:$U$25,'Data Categories'!$V$4:V$25))","v":0},{"$f":"_xlfn.IFS(AK93=\"\",0,AJ93=\"Unknown\",0,AK93>1,AK93-AJ93,AK93=0,0)","v":0},{"$f":"_xlfn.IFS(Y93=\"\",0,Y93>1920,_xlfn.XLOOKUP($H93,'Data Categories'!$AE$20:$AE$42,'Data Categories'!$AG$20:$AG$42,0))","v":0},{"$f":"_xlfn.IFS(Y93=\"\",0,Y93>0,(2025-Y93))","v":0},{"$f":"_xlfn.IFS(Z93=\"Non-Deficient\",\"Non-Deficient\",Z93=\"Deficient\",\"Deficient\",AB93=\"Deficient\",\"Deficient\",Z93=\"Non-Deficient\",\"Non-Deficient\",AB93=\"Non-Deficient\",\"Non-Deficient\",P93=\"\",\"None\",AL93<0,\"Deficient\",AL93>10,\"Non-Deficient\")","v":"None"},{"$f":"_xlfn.IFS(H93=\"LOW WATER CROSSING\",\"Non-Functional\",G93=\"Natural\",\"Functional\",AA93=\"Functional\",\"Functional\",AC93=\"Functional\",\"Functional\",AA93=\"Non-Functional\",\"Non-Functional\",AC93=\"Non-Functional\",\"Non-Functional\",AA93=\"Unknown\",\"Unknown\",AC93=\"Unknown\",\"Unknown\",AA93=\"\",\"None\")","v":"None"},{"$f":"_xlfn.IFS(X93=\"Functionality\",\"Low\",W93=\"No\",\"Low\",Y93>=2015,\"High\",Y93>=1920,\"Low\",W93=\"\",\"None\",W93=\"Unknown\",\"None\")","v":"None"},{"$f":"_xlfn.IFS(H93=\"LOW WATER CROSSING\",\"Unknown\",G93=\"Natural\",\"None\",AM93<AN93,\"High\",AC93=\"Functional\",\"Low\",AC93=\"Non-Functional\",\"Low\",W93=\"No\",\"Low\",W93=\"Unknown\",\"None\",X93=\"Deficiency\",\"None\",W93=\"Yes\",\"High\",W93=\"\",\"None\")","v":"None"},0,0,0,0,{"$f":"_xlfn.CONCAT(LEFT(H93,3),\"-\")&IF(H93=\"-\",0,COUNTIF($H$4:H93,H93))","v":"-0"},{"$f":"_xlfn.IFS($H93<=0,\"-\",AS93=1,_xlfn.CONCAT(\"FUN_NONDEF\",\"-DCON_\",LEFT(AQ93,1),\"-FCON_\",LEFT(AR93,1)),AT93=1,_xlfn.CONCAT(\"FUN_DEF\",\"-DCON_\",LEFT(AQ93,1),\"-FCON_\",LEFT(AR93,1)),AU93=1,_xlfn.CONCAT(\"NONFUN_NONDEF\",\"-DCON_\",LEFT(AQ93,1),\"-FCON_\",LEFT(AR93,1)),AV93=1,_xlfn.CONCAT(\"NONFUN_DEF\",\"-DCON_\",LEFT(AQ93,1),\"-FCON_\",LEFT(AR93,1)),AS93+AT93+AU93+AV93<1,_xlfn.CONCAT(\"-\"))","v":"-"}]
[null,null,null,null,null,null,null,null,null,null,null,null,null,null,null,null,null,null,null,null,null,0,null,null,null,null,null,null,null,null,null,0,0,0,0,"Unknown",{"$f":"_xlfn.IFS(G94=\"Natural\",0,H94=\"\",0,H94=\"COASTAL-CONSTRUCTED\",0,G94=\"Constructed\",_xlfn.XLOOKUP($H94,'Data Categories'!$U$4:$U$25,'Data Categories'!$V$4:V$25))","v":0},{"$f":"_xlfn.IFS(AK94=\"\",0,AJ94=\"Unknown\",0,AK94>1,AK94-AJ94,AK94=0,0)","v":0},{"$f":"_xlfn.IFS(Y94=\"\",0,Y94>1920,_xlfn.XLOOKUP($H94,'Data Categories'!$AE$20:$AE$42,'Data Categories'!$AG$20:$AG$42,0))","v":0},{"$f":"_xlfn.IFS(Y94=\"\",0,Y94>0,(2025-Y94))","v":0},{"$f":"_xlfn.IFS(Z94=\"Non-Deficient\",\"Non-Deficient\",Z94=\"Deficient\",\"Deficient\",AB94=\"Deficient\",\"Deficient\",Z94=\"Non-Deficient\",\"Non-Deficient\",AB94=\"Non-Deficient\",\"Non-Deficient\",P94=\"\",\"None\",AL94<0,\"Deficient\",AL94>10,\"Non-Deficient\")","v":"None"},{"$f":"_xlfn.IFS(H94=\"LOW WATER CROSSING\",\"Non-Functional\",G94=\"Natural\",\"Functional\",AA94=\"Functional\",\"Functional\",AC94=\"Functional\",\"Functional\",AA94=\"Non-Functional\",\"Non-Functional\",AC94=\"Non-Functional\",\"Non-Functional\",AA94=\"Unknown\",\"Unknown\",AC94=\"Unknown\",\"Unknown\",AA94=\"\",\"None\")","v":"None"},{"$f":"_xlfn.IFS(X94=\"Functionality\",\"Low\",W94=\"No\",\"Low\",Y94>=2015,\"High\",Y94>=1920,\"Low\",W94=\"\",\"None\",W94=\"Unknown\",\"None\")","v":"None"},{"$f":"_xlfn.IFS(H94=\"LOW WATER CROSSING\",\"Unknown\",G94=\"Natural\",\"None\",AM94<AN94,\"High\",AC94=\"Functional\",\"Low\",AC94=\"Non-Functional\",\"Low\",W94=\"No\",\"Low\",W94=\"Unknown\",\"None\",X94=\"Deficiency\",\"None\",W94=\"Yes\",\"High\",W94=\"\",\"None\")","v":"None"},0,0,0,0,{"$f":"_xlfn.CONCAT(LEFT(H94,3),\"-\")&IF(H94=\"-\",0,COUNTIF($H$4:H94,H94))","v":"-0"},{"$f":"_xlfn.IFS($H94<=0,\"-\",AS94=1,_xlfn.CONCAT(\"FUN_NONDEF\",\"-DCON_\",LEFT(AQ94,1),\"-FCON_\",LEFT(AR94,1)),AT94=1,_xlfn.CONCAT(\"FUN_DEF\",\"-DCON_\",LEFT(AQ94,1),\"-FCON_\",LEFT(AR94,1)),AU94=1,_xlfn.CONCAT(\"NONFUN_NONDEF\",\"-DCON_\",LEFT(AQ94,1),\"-FCON_\",LEFT(AR94,1)),AV94=1,_xlfn.CONCAT(\"NONFUN_DEF\",\"-DCON_\",LEFT(AQ94,1),\"-FCON_\",LEFT(AR94,1)),AS94+AT94+AU94+AV94<1,_xlfn.CONCAT(\"-\"))","v":"-"}]
[null,null,null,null,null,null,null,null,null,null,null,null,null,null,null,null,null,null,null,null,null,0,null,null,null,null,null,null,null,null,null,0,0,0,0,"Unknown",{"$f":"_xlfn.IFS(G95=\"Natural\",0,H95=\"\",0,H95=\"COASTAL-CONSTRUCTED\",0,G95=\"Constructed\",_xlfn.XLOOKUP($H95,'Data Categories'!$U$4:$U$25,'Data Categories'!$V$4:V$25))","v":0},{"$f":"_xlfn.IFS(AK95=\"\",0,AJ95=\"Unknown\",0,AK95>1,AK95-AJ95,AK95=0,0)","v":0},{"$f":"_xlfn.IFS(Y95=\"\",0,Y95>1920,_xlfn.XLOOKUP($H95,'Data Categories'!$AE$20:$AE$42,'Data Categories'!$AG$20:$AG$42,0))","v":0},{"$f":"_xlfn.IFS(Y95=\"\",0,Y95>0,(2025-Y95))","v":0},{"$f":"_xlfn.IFS(Z95=\"Non-Deficient\",\"Non-Deficient\",Z95=\"Deficient\",\"Deficient\",AB95=\"Deficient\",\"Deficient\",Z95=\"Non-Deficient\",\"Non-Deficient\",AB95=\"Non-Deficient\",\"Non-Deficient\",P95=\"\",\"None\",AL95<0,\"Deficient\",AL95>10,\"Non-Deficient\")","v":"None"},{"$f":"_xlfn.IFS(H95=\"LOW WATER CROSSING\",\"Non-Functional\",G95=\"Natural\",\"Functional\",AA95=\"Functional\",\"Functional\",AC95=\"Functional\",\"Functional\",AA95=\"Non-Functional\",\"Non-Functional\",AC95=\"Non-Functional\",\"Non-Functional\",AA95=\"Unknown\",\"Unknown\",AC95=\"Unknown\",\"Unknown\",AA95=\"\",\"None\")","v":"None"},{"$f":"_xlfn.IFS(X95=\"Functionality\",\"Low\",W95=\"No\",\"Low\",Y95>=2015,\"High\",Y95>=1920,\"Low\",W95=\"\",\"None\",W95=\"Unknown\",\"None\")","v":"None"},{"$f":"_xlfn.IFS(H95=\"LOW WATER CROSSING\",\"Unknown\",G95=\"Natural\",\"None\",AM95<AN95,\"High\",AC95=\"Functional\",\"Low\",AC95=\"Non-Functional\",\"Low\",W95=\"No\",\"Low\",W95=\"Unknown\",\"None\",X95=\"Deficiency\",\"None\",W95=\"Yes\",\"High\",W95=\"\",\"None\")","v":"None"},0,0,0,0,{"$f":"_xlfn.CONCAT(LEFT(H95,3),\"-\")&IF(H95=\"-\",0,COUNTIF($H$4:H95,H95))","v":"-0"},{"$f":"_xlfn.IFS($H95<=0,\"-\",AS95=1,_xlfn.CONCAT(\"FUN_NONDEF\",\"-DCON_\",LEFT(AQ95,1),\"-FCON_\",LEFT(AR95,1)),AT95=1,_xlfn.CONCAT(\"FUN_DEF\",\"-DCON_\",LEFT(AQ95,1),\"-FCON_\",LEFT(AR95,1)),AU95=1,_xlfn.CONCAT(\"NONFUN_NONDEF\",\"-DCON_\",LEFT(AQ95,1),\"-FCON_\",LEFT(AR95,1)),AV95=1,_xlfn.CONCAT(\"NONFUN_DEF\",\"-DCON_\",LEFT(AQ95,1),\"-FCON_\",LEFT(AR95,1)),AS95+AT95+AU95+AV95<1,_xlfn.CONCAT(\"-\"))","v":"-"}]
[null,null,null,null,null,null,null,null,null,null,null,null,null,null,null,null,null,null,null,null,null,0,null,null,null,null,null,null,null,null,null,0,0,0,0,"Unknown",{"$f":"_xlfn.IFS(G96=\"Natural\",0,H96=\"\",0,H96=\"COASTAL-CONSTRUCTED\",0,G96=\"Constructed\",_xlfn.XLOOKUP($H96,'Data Categories'!$U$4:$U$25,'Data Categories'!$V$4:V$25))","v":0},{"$f":"_xlfn.IFS(AK96=\"\",0,AJ96=\"Unknown\",0,AK96>1,AK96-AJ96,AK96=0,0)","v":0},{"$f":"_xlfn.IFS(Y96=\"\",0,Y96>1920,_xlfn.XLOOKUP($H96,'Data Categories'!$AE$20:$AE$42,'Data Categories'!$AG$20:$AG$42,0))","v":0},{"$f":"_xlfn.IFS(Y96=\"\",0,Y96>0,(2025-Y96))","v":0},{"$f":"_xlfn.IFS(Z96=\"Non-Deficient\",\"Non-Deficient\",Z96=\"Deficient\",\"Deficient\",AB96=\"Deficient\",\"Deficient\",Z96=\"Non-Deficient\",\"Non-Deficient\",AB96=\"Non-Deficient\",\"Non-Deficient\",P96=\"\",\"None\",AL96<0,\"Deficient\",AL96>10,\"Non-Deficient\")","v":"None"},{"$f":"_xlfn.IFS(H96=\"LOW WATER CROSSING\",\"Non-Functional\",G96=\"Natural\",\"Functional\",AA96=\"Functional\",\"Functional\",AC96=\"Functional\",\"Functional\",AA96=\"Non-Functional\",\"Non-Functional\",AC96=\"Non-Functional\",\"Non-Functional\",AA96=\"Unknown\",\"Unknown\",AC96=\"Unknown\",\"Unknown\",AA96=\"\",\"None\")","v":"None"},{"$f":"_xlfn.IFS(X96=\"Functionality\",\"Low\",W96=\"No\",\"Low\",Y96>=2015,\"High\",Y96>=1920,\"Low\",W96=\"\",\"None\",W96=\"Unknown\",\"None\")","v":"None"},{"$f":"_xlfn.IFS(H96=\"LOW WATER CROSSING\",\"Unknown\",G96=\"Natural\",\"None\",AM96<AN96,\"High\",AC96=\"Functional\",\"Low\",AC96=\"Non-Functional\",\"Low\",W96=\"No\",\"Low\",W96=\"Unknown\",\"None\",X96=\"Deficiency\",\"None\",W96=\"Yes\",\"High\",W96=\"\",\"None\")","v":"None"},0,0,0,0,{"$f":"_xlfn.CONCAT(LEFT(H96,3),\"-\")&IF(H96=\"-\",0,COUNTIF($H$4:H96,H96))","v":"-0"},{"$f":"_xlfn.IFS($H96<=0,\"-\",AS96=1,_xlfn.CONCAT(\"FUN_NONDEF\",\"-DCON_\",LEFT(AQ96,1),\"-FCON_\",LEFT(AR96,1)),AT96=1,_xlfn.CONCAT(\"FUN_DEF\",\"-DCON_\",LEFT(AQ96,1),\"-FCON_\",LEFT(AR96,1)),AU96=1,_xlfn.CONCAT(\"NONFUN_NONDEF\",\"-DCON_\",LEFT(AQ96,1),\"-FCON_\",LEFT(AR96,1)),AV96=1,_xlfn.CONCAT(\"NONFUN_DEF\",\"-DCON_\",LEFT(AQ96,1),\"-FCON_\",LEFT(AR96,1)),AS96+AT96+AU96+AV96<1,_xlfn.CONCAT(\"-\"))","v":"-"}]
[null,null,null,null,null,null,null,null,null,null,null,null,null,null,null,null,null,null,null,null,null,0,null,null,null,null,null,null,null,null,null,0,0,0,0,"Unknown",{"$f":"_xlfn.IFS(G97=\"Natural\",0,H97=\"\",0,H97=\"COASTAL-CONSTRUCTED\",0,G97=\"Constructed\",_xlfn.XLOOKUP($H97,'Data Categories'!$U$4:$U$25,'Data Categories'!$V$4:V$25))","v":0},{"$f":"_xlfn.IFS(AK97=\"\",0,AJ97=\"Unknown\",0,AK97>1,AK97-AJ97,AK97=0,0)","v":0},{"$f":"_xlfn.IFS(Y97=\"\",0,Y97>1920,_xlfn.XLOOKUP($H97,'Data Categories'!$AE$20:$AE$42,'Data Categories'!$AG$20:$AG$42,0))","v":0},{"$f":"_xlfn.IFS(Y97=\"\",0,Y97>0,(2025-Y97))","v":0},{"$f":"_xlfn.IFS(Z97=\"Non-Deficient\",\"Non-Deficient\",Z97=\"Deficient\",\"Deficient\",AB97=\"Deficient\",\"Deficient\",Z97=\"Non-Deficient\",\"Non-Deficient\",AB97=\"Non-Deficient\",\"Non-Deficient\",P97=\"\",\"None\",AL97<0,\"Deficient\",AL97>10,\"Non-Deficient\")","v":"None"},{"$f":"_xlfn.IFS(H97=\"LOW WATER CROSSING\",\"Non-Functional\",G97=\"Natural\",\"Functional\",AA97=\"Functional\",\"Functional\",AC97=\"Functional\",\"Functional\",AA97=\"Non-Functional\",\"Non-Functional\",AC97=\"Non-Functional\",\"Non-Functional\",AA97=\"Unknown\",\"Unknown\",AC97=\"Unknown\",\"Unknown\",AA97=\"\",\"None\")","v":"None"},{"$f":"_xlfn.IFS(X97=\"Functionality\",\"Low\",W97=\"No\",\"Low\",Y97>=2015,\"High\",Y97>=1920,\"Low\",W97=\"\",\"None\",W97=\"Unknown\",\"None\")","v":"None"},{"$f":"_xlfn.IFS(H97=\"LOW WATER CROSSING\",\"Unknown\",G97=\"Natural\",\"None\",AM97<AN97,\"High\",AC97=\"Functional\",\"Low\",AC97=\"Non-Functional\",\"Low\",W97=\"No\",\"Low\",W97=\"Unknown\",\"None\",X97=\"Deficiency\",\"None\",W97=\"Yes\",\"High\",W97=\"\",\"None\")","v":"None"},0,0,0,0,{"$f":"_xlfn.CONCAT(LEFT(H97,3),\"-\")&IF(H97=\"-\",0,COUNTIF($H$4:H97,H97))","v":"-0"},{"$f":"_xlfn.IFS($H97<=0,\"-\",AS97=1,_xlfn.CONCAT(\"FUN_NONDEF\",\"-DCON_\",LEFT(AQ97,1),\"-FCON_\",LEFT(AR97,1)),AT97=1,_xlfn.CONCAT(\"FUN_DEF\",\"-DCON_\",LEFT(AQ97,1),\"-FCON_\",LEFT(AR97,1)),AU97=1,_xlfn.CONCAT(\"NONFUN_NONDEF\",\"-DCON_\",LEFT(AQ97,1),\"-FCON_\",LEFT(AR97,1)),AV97=1,_xlfn.CONCAT(\"NONFUN_DEF\",\"-DCON_\",LEFT(AQ97,1),\"-FCON_\",LEFT(AR97,1)),AS97+AT97+AU97+AV97<1,_xlfn.CONCAT(\"-\"))","v":"-"}]
[null,null,null,null,null,null,null,null,null,null,null,null,null,null,null,null,null,null,null,null,null,0,null,null,null,null,null,null,null,null,null,0,0,0,0,"Unknown",{"$f":"_xlfn.IFS(G98=\"Natural\",0,H98=\"\",0,H98=\"COASTAL-CONSTRUCTED\",0,G98=\"Constructed\",_xlfn.XLOOKUP($H98,'Data Categories'!$U$4:$U$25,'Data Categories'!$V$4:V$25))","v":0},{"$f":"_xlfn.IFS(AK98=\"\",0,AJ98=\"Unknown\",0,AK98>1,AK98-AJ98,AK98=0,0)","v":0},{"$f":"_xlfn.IFS(Y98=\"\",0,Y98>1920,_xlfn.XLOOKUP($H98,'Data Categories'!$AE$20:$AE$42,'Data Categories'!$AG$20:$AG$42,0))","v":0},{"$f":"_xlfn.IFS(Y98=\"\",0,Y98>0,(2025-Y98))","v":0},{"$f":"_xlfn.IFS(Z98=\"Non-Deficient\",\"Non-Deficient\",Z98=\"Deficient\",\"Deficient\",AB98=\"Deficient\",\"Deficient\",Z98=\"Non-Deficient\",\"Non-Deficient\",AB98=\"Non-Deficient\",\"Non-Deficient\",P98=\"\",\"None\",AL98<0,\"Deficient\",AL98>10,\"Non-Deficient\")","v":"None"},{"$f":"_xlfn.IFS(H98=\"LOW WATER CROSSING\",\"Non-Functional\",G98=\"Natural\",\"Functional\",AA98=\"Functional\",\"Functional\",AC98=\"Functional\",\"Functional\",AA98=\"Non-Functional\",\"Non-Functional\",AC98=\"Non-Functional\",\"Non-Functional\",AA98=\"Unknown\",\"Unknown\",AC98=\"Unknown\",\"Unknown\",AA98=\"\",\"None\")","v":"None"},{"$f":"_xlfn.IFS(X98=\"Functionality\",\"Low\",W98=\"No\",\"Low\",Y98>=2015,\"High\",Y98>=1920,\"Low\",W98=\"\",\"None\",W98=\"Unknown\",\"None\")","v":"None"},{"$f":"_xlfn.IFS(H98=\"LOW WATER CROSSING\",\"Unknown\",G98=\"Natural\",\"None\",AM98<AN98,\"High\",AC98=\"Functional\",\"Low\",AC98=\"Non-Functional\",\"Low\",W98=\"No\",\"Low\",W98=\"Unknown\",\"None\",X98=\"Deficiency\",\"None\",W98=\"Yes\",\"High\",W98=\"\",\"None\")","v":"None"},0,0,0,0,{"$f":"_xlfn.CONCAT(LEFT(H98,3),\"-\")&IF(H98=\"-\",0,COUNTIF($H$4:H98,H98))","v":"-0"},{"$f":"_xlfn.IFS($H98<=0,\"-\",AS98=1,_xlfn.CONCAT(\"FUN_NONDEF\",\"-DCON_\",LEFT(AQ98,1),\"-FCON_\",LEFT(AR98,1)),AT98=1,_xlfn.CONCAT(\"FUN_DEF\",\"-DCON_\",LEFT(AQ98,1),\"-FCON_\",LEFT(AR98,1)),AU98=1,_xlfn.CONCAT(\"NONFUN_NONDEF\",\"-DCON_\",LEFT(AQ98,1),\"-FCON_\",LEFT(AR98,1)),AV98=1,_xlfn.CONCAT(\"NONFUN_DEF\",\"-DCON_\",LEFT(AQ98,1),\"-FCON_\",LEFT(AR98,1)),AS98+AT98+AU98+AV98<1,_xlfn.CONCAT(\"-\"))","v":"-"}]
[null,null,null,null,null,null,null,null,null,null,null,null,null,null,null,null,null,null,null,null,null,0,null,null,null,null,null,null,null,null,null,0,0,0,0,"Unknown",{"$f":"_xlfn.IFS(G99=\"Natural\",0,H99=\"\",0,H99=\"COASTAL-CONSTRUCTED\",0,G99=\"Constructed\",_xlfn.XLOOKUP($H99,'Data Categories'!$U$4:$U$25,'Data Categories'!$V$4:V$25))","v":0},{"$f":"_xlfn.IFS(AK99=\"\",0,AJ99=\"Unknown\",0,AK99>1,AK99-AJ99,AK99=0,0)","v":0},{"$f":"_xlfn.IFS(Y99=\"\",0,Y99>1920,_xlfn.XLOOKUP($H99,'Data Categories'!$AE$20:$AE$42,'Data Categories'!$AG$20:$AG$42,0))","v":0},{"$f":"_xlfn.IFS(Y99=\"\",0,Y99>0,(2025-Y99))","v":0},{"$f":"_xlfn.IFS(Z99=\"Non-Deficient\",\"Non-Deficient\",Z99=\"Deficient\",\"Deficient\",AB99=\"Deficient\",\"Deficient\",Z99=\"Non-Deficient\",\"Non-Deficient\",AB99=\"Non-Deficient\",\"Non-Deficient\",P99=\"\",\"None\",AL99<0,\"Deficient\",AL99>10,\"Non-Deficient\")","v":"None"},{"$f":"_xlfn.IFS(H99=\"LOW WATER CROSSING\",\"Non-Functional\",G99=\"Natural\",\"Functional\",AA99=\"Functional\",\"Functional\",AC99=\"Functional\",\"Functional\",AA99=\"Non-Functional\",\"Non-Functional\",AC99=\"Non-Functional\",\"Non-Functional\",AA99=\"Unknown\",\"Unknown\",AC99=\"Unknown\",\"Unknown\",AA99=\"\",\"None\")","v":"None"},{"$f":"_xlfn.IFS(X99=\"Functionality\",\"Low\",W99=\"No\",\"Low\",Y99>=2015,\"High\",Y99>=1920,\"Low\",W99=\"\",\"None\",W99=\"Unknown\",\"None\")","v":"None"},{"$f":"_xlfn.IFS(H99=\"LOW WATER CROSSING\",\"Unknown\",G99=\"Natural\",\"None\",AM99<AN99,\"High\",AC99=\"Functional\",\"Low\",AC99=\"Non-Functional\",\"Low\",W99=\"No\",\"Low\",W99=\"Unknown\",\"None\",X99=\"Deficiency\",\"None\",W99=\"Yes\",\"High\",W99=\"\",\"None\")","v":"None"},0,0,0,0,{"$f":"_xlfn.CONCAT(LEFT(H99,3),\"-\")&IF(H99=\"-\",0,COUNTIF($H$4:H99,H99))","v":"-0"},{"$f":"_xlfn.IFS($H99<=0,\"-\",AS99=1,_xlfn.CONCAT(\"FUN_NONDEF\",\"-DCON_\",LEFT(AQ99,1),\"-FCON_\",LEFT(AR99,1)),AT99=1,_xlfn.CONCAT(\"FUN_DEF\",\"-DCON_\",LEFT(AQ99,1),\"-FCON_\",LEFT(AR99,1)),AU99=1,_xlfn.CONCAT(\"NONFUN_NONDEF\",\"-DCON_\",LEFT(AQ99,1),\"-FCON_\",LEFT(AR99,1)),AV99=1,_xlfn.CONCAT(\"NONFUN_DEF\",\"-DCON_\",LEFT(AQ99,1),\"-FCON_\",LEFT(AR99,1)),AS99+AT99+AU99+AV99<1,_xlfn.CONCAT(\"-\"))","v":"-"}]
[null,null,null,null,null,null,null,null,null,null,null,null,null,null,null,null,null,null,null,null,null,0,null,null,null,null,null,null,null,null,null,0,0,0,0,"Unknown",{"$f":"_xlfn.IFS(G100=\"Natural\",0,H100=\"\",0,H100=\"COASTAL-CONSTRUCTED\",0,G100=\"Constructed\",_xlfn.XLOOKUP($H100,'Data Categories'!$U$4:$U$25,'Data Categories'!$V$4:V$25))","v":0},{"$f":"_xlfn.IFS(AK100=\"\",0,AJ100=\"Unknown\",0,AK100>1,AK100-AJ100,AK100=0,0)","v":0},{"$f":"_xlfn.IFS(Y100=\"\",0,Y100>1920,_xlfn.XLOOKUP($H100,'Data Categories'!$AE$20:$AE$42,'Data Categories'!$AG$20:$AG$42,0))","v":0},{"$f":"_xlfn.IFS(Y100=\"\",0,Y100>0,(2025-Y100))","v":0},{"$f":"_xlfn.IFS(Z100=\"Non-Deficient\",\"Non-Deficient\",Z100=\"Deficient\",\"Deficient\",AB100=\"Deficient\",\"Deficient\",Z100=\"Non-Deficient\",\"Non-Deficient\",AB100=\"Non-Deficient\",\"Non-Deficient\",P100=\"\",\"None\",AL100<0,\"Deficient\",AL100>10,\"Non-Deficient\")","v":"None"},{"$f":"_xlfn.IFS(H100=\"LOW WATER CROSSING\",\"Non-Functional\",G100=\"Natural\",\"Functional\",AA100=\"Functional\",\"Functional\",AC100=\"Functional\",\"Functional\",AA100=\"Non-Functional\",\"Non-Functional\",AC100=\"Non-Functional\",\"Non-Functional\",AA100=\"Unknown\",\"Unknown\",AC100=\"Unknown\",\"Unknown\",AA100=\"\",\"None\")","v":"None"},{"$f":"_xlfn.IFS(X100=\"Functionality\",\"Low\",W100=\"No\",\"Low\",Y100>=2015,\"High\",Y100>=1920,\"Low\",W100=\"\",\"None\",W100=\"Unknown\",\"None\")","v":"None"},{"$f":"_xlfn.IFS(H100=\"LOW WATER CROSSING\",\"Unknown\",G100=\"Natural\",\"None\",AM100<AN100,\"High\",AC100=\"Functional\",\"Low\",AC100=\"Non-Functional\",\"Low\",W100=\"No\",\"Low\",W100=\"Unknown\",\"None\",X100=\"Deficiency\",\"None\",W100=\"Yes\",\"High\",W100=\"\",\"None\")","v":"None"},0,0,0,0,{"$f":"_xlfn.CONCAT(LEFT(H100,3),\"-\")&IF(H100=\"-\",0,COUNTIF($H$4:H100,H100))","v":"-0"},{"$f":"_xlfn.IFS($H100<=0,\"-\",AS100=1,_xlfn.CONCAT(\"FUN_NONDEF\",\"-DCON_\",LEFT(AQ100,1),\"-FCON_\",LEFT(AR100,1)),AT100=1,_xlfn.CONCAT(\"FUN_DEF\",\"-DCON_\",LEFT(AQ100,1),\"-FCON_\",LEFT(AR100,1)),AU100=1,_xlfn.CONCAT(\"NONFUN_NONDEF\",\"-DCON_\",LEFT(AQ100,1),\"-FCON_\",LEFT(AR100,1)),AV100=1,_xlfn.CONCAT(\"NONFUN_DEF\",\"-DCON_\",LEFT(AQ100,1),\"-FCON_\",LEFT(AR100,1)),AS100+AT100+AU100+AV100<1,_xlfn.CONCAT(\"-\"))","v":"-"}]
[null,null,null,null,null,null,null,null,null,null,null,null,null,null,null,null,null,null,null,null,null,0,null,null,null,null,null,null,null,null,null,0,0,0,0,"Unknown",{"$f":"_xlfn.IFS(G101=\"Natural\",0,H101=\"\",0,H101=\"COASTAL-CONSTRUCTED\",0,G101=\"Constructed\",_xlfn.XLOOKUP($H101,'Data Categories'!$U$4:$U$25,'Data Categories'!$V$4:V$25))","v":0},{"$f":"_xlfn.IFS(AK101=\"\",0,AJ101=\"Unknown\",0,AK101>1,AK101-AJ101,AK101=0,0)","v":0},{"$f":"_xlfn.IFS(Y101=\"\",0,Y101>1920,_xlfn.XLOOKUP($H101,'Data Categories'!$AE$20:$AE$42,'Data Categories'!$AG$20:$AG$42,0))","v":0},{"$f":"_xlfn.IFS(Y101=\"\",0,Y101>0,(2025-Y101))","v":0},{"$f":"_xlfn.IFS(Z101=\"Non-Deficient\",\"Non-Deficient\",Z101=\"Deficient\",\"Deficient\",AB101=\"Deficient\",\"Deficient\",Z101=\"Non-Deficient\",\"Non-Deficient\",AB101=\"Non-Deficient\",\"Non-Deficient\",P101=\"\",\"None\",AL101<0,\"Deficient\",AL101>10,\"Non-Deficient\")","v":"None"},{"$f":"_xlfn.IFS(H101=\"LOW WATER CROSSING\",\"Non-Functional\",G101=\"Natural\",\"Functional\",AA101=\"Functional\",\"Functional\",AC101=\"Functional\",\"Functional\",AA101=\"Non-Functional\",\"Non-Functional\",AC101=\"Non-Functional\",\"Non-Functional\",AA101=\"Unknown\",\"Unknown\",AC101=\"Unknown\",\"Unknown\",AA101=\"\",\"None\")","v":"None"},{"$f":"_xlfn.IFS(X101=\"Functionality\",\"Low\",W101=\"No\",\"Low\",Y101>=2015,\"High\",Y101>=1920,\"Low\",W101=\"\",\"None\",W101=\"Unknown\",\"None\")","v":"None"},{"$f":"_xlfn.IFS(H101=\"LOW WATER CROSSING\",\"Unknown\",G101=\"Natural\",\"None\",AM101<AN101,\"High\",AC101=\"Functional\",\"Low\",AC101=\"Non-Functional\",\"Low\",W101=\"No\",\"Low\",W101=\"Unknown\",\"None\",X101=\"Deficiency\",\"None\",W101=\"Yes\",\"High\",W101=\"\",\"None\")","v":"None"},0,0,0,0,{"$f":"_xlfn.CONCAT(LEFT(H101,3),\"-\")&IF(H101=\"-\",0,COUNTIF($H$4:H101,H101))","v":"-0"},{"$f":"_xlfn.IFS($H101<=0,\"-\",AS101=1,_xlfn.CONCAT(\"FUN_NONDEF\",\"-DCON_\",LEFT(AQ101,1),\"-FCON_\",LEFT(AR101,1)),AT101=1,_xlfn.CONCAT(\"FUN_DEF\",\"-DCON_\",LEFT(AQ101,1),\"-FCON_\",LEFT(AR101,1)),AU101=1,_xlfn.CONCAT(\"NONFUN_NONDEF\",\"-DCON_\",LEFT(AQ101,1),\"-FCON_\",LEFT(AR101,1)),AV101=1,_xlfn.CONCAT(\"NONFUN_DEF\",\"-DCON_\",LEFT(AQ101,1),\"-FCON_\",LEFT(AR101,1)),AS101+AT101+AU101+AV101<1,_xlfn.CONCAT(\"-\"))","v":"-"}]
[null,null,null,null,null,null,null,null,null,null,null,null,null,null,null,null,null,null,null,null,null,0,null,null,null,null,null,null,null,null,null,0,0,0,0,"Unknown",{"$f":"_xlfn.IFS(G102=\"Natural\",0,H102=\"\",0,H102=\"COASTAL-CONSTRUCTED\",0,G102=\"Constructed\",_xlfn.XLOOKUP($H102,'Data Categories'!$U$4:$U$25,'Data Categories'!$V$4:V$25))","v":0},{"$f":"_xlfn.IFS(AK102=\"\",0,AJ102=\"Unknown\",0,AK102>1,AK102-AJ102,AK102=0,0)","v":0},{"$f":"_xlfn.IFS(Y102=\"\",0,Y102>1920,_xlfn.XLOOKUP($H102,'Data Categories'!$AE$20:$AE$42,'Data Categories'!$AG$20:$AG$42,0))","v":0},{"$f":"_xlfn.IFS(Y102=\"\",0,Y102>0,(2025-Y102))","v":0},{"$f":"_xlfn.IFS(Z102=\"Non-Deficient\",\"Non-Deficient\",Z102=\"Deficient\",\"Deficient\",AB102=\"Deficient\",\"Deficient\",Z102=\"Non-Deficient\",\"Non-Deficient\",AB102=\"Non-Deficient\",\"Non-Deficient\",P102=\"\",\"None\",AL102<0,\"Deficient\",AL102>10,\"Non-Deficient\")","v":"None"},{"$f":"_xlfn.IFS(H102=\"LOW WATER CROSSING\",\"Non-Functional\",G102=\"Natural\",\"Functional\",AA102=\"Functional\",\"Functional\",AC102=\"Functional\",\"Functional\",AA102=\"Non-Functional\",\"Non-Functional\",AC102=\"Non-Functional\",\"Non-Functional\",AA102=\"Unknown\",\"Unknown\",AC102=\"Unknown\",\"Unknown\",AA102=\"\",\"None\")","v":"None"},{"$f":"_xlfn.IFS(X102=\"Functionality\",\"Low\",W102=\"No\",\"Low\",Y102>=2015,\"High\",Y102>=1920,\"Low\",W102=\"\",\"None\",W102=\"Unknown\",\"None\")","v":"None"},{"$f":"_xlfn.IFS(H102=\"LOW WATER CROSSING\",\"Unknown\",G102=\"Natural\",\"None\",AM102<AN102,\"High\",AC102=\"Functional\",\"Low\",AC102=\"Non-Functional\",\"Low\",W102=\"No\",\"Low\",W102=\"Unknown\",\"None\",X102=\"Deficiency\",\"None\",W102=\"Yes\",\"High\",W102=\"\",\"None\")","v":"None"},0,0,0,0,{"$f":"_xlfn.CONCAT(LEFT(H102,3),\"-\")&IF(H102=\"-\",0,COUNTIF($H$4:H102,H102))","v":"-0"},{"$f":"_xlfn.IFS($H102<=0,\"-\",AS102=1,_xlfn.CONCAT(\"FUN_NONDEF\",\"-DCON_\",LEFT(AQ102,1),\"-FCON_\",LEFT(AR102,1)),AT102=1,_xlfn.CONCAT(\"FUN_DEF\",\"-DCON_\",LEFT(AQ102,1),\"-FCON_\",LEFT(AR102,1)),AU102=1,_xlfn.CONCAT(\"NONFUN_NONDEF\",\"-DCON_\",LEFT(AQ102,1),\"-FCON_\",LEFT(AR102,1)),AV102=1,_xlfn.CONCAT(\"NONFUN_DEF\",\"-DCON_\",LEFT(AQ102,1),\"-FCON_\",LEFT(AR102,1)),AS102+AT102+AU102+AV102<1,_xlfn.CONCAT(\"-\"))","v":"-"}]
[null,null,null,null,null,null,null,null,null,null,null,null,null,null,null,null,null,null,null,null,null,0,null,null,null,null,null,null,null,null,null,0,0,0,0,"Unknown",{"$f":"_xlfn.IFS(G103=\"Natural\",0,H103=\"\",0,H103=\"COASTAL-CONSTRUCTED\",0,G103=\"Constructed\",_xlfn.XLOOKUP($H103,'Data Categories'!$U$4:$U$25,'Data Categories'!$V$4:V$25))","v":0},{"$f":"_xlfn.IFS(AK103=\"\",0,AJ103=\"Unknown\",0,AK103>1,AK103-AJ103,AK103=0,0)","v":0},{"$f":"_xlfn.IFS(Y103=\"\",0,Y103>1920,_xlfn.XLOOKUP($H103,'Data Categories'!$AE$20:$AE$42,'Data Categories'!$AG$20:$AG$42,0))","v":0},{"$f":"_xlfn.IFS(Y103=\"\",0,Y103>0,(2025-Y103))","v":0},{"$f":"_xlfn.IFS(Z103=\"Non-Deficient\",\"Non-Deficient\",Z103=\"Deficient\",\"Deficient\",AB103=\"Deficient\",\"Deficient\",Z103=\"Non-Deficient\",\"Non-Deficient\",AB103=\"Non-Deficient\",\"Non-Deficient\",P103=\"\",\"None\",AL103<0,\"Deficient\",AL103>10,\"Non-Deficient\")","v":"None"},{"$f":"_xlfn.IFS(H103=\"LOW WATER CROSSING\",\"Non-Functional\",G103=\"Natural\",\"Functional\",AA103=\"Functional\",\"Functional\",AC103=\"Functional\",\"Functional\",AA103=\"Non-Functional\",\"Non-Functional\",AC103=\"Non-Functional\",\"Non-Functional\",AA103=\"Unknown\",\"Unknown\",AC103=\"Unknown\",\"Unknown\",AA103=\"\",\"None\")","v":"None"},{"$f":"_xlfn.IFS(X103=\"Functionality\",\"Low\",W103=\"No\",\"Low\",Y103>=2015,\"High\",Y103>=1920,\"Low\",W103=\"\",\"None\",W103=\"Unknown\",\"None\")","v":"None"},{"$f":"_xlfn.IFS(H103=\"LOW WATER CROSSING\",\"Unknown\",G103=\"Natural\",\"None\",AM103<AN103,\"High\",AC103=\"Functional\",\"Low\",AC103=\"Non-Functional\",\"Low\",W103=\"No\",\"Low\",W103=\"Unknown\",\"None\",X103=\"Deficiency\",\"None\",W103=\"Yes\",\"High\",W103=\"\",\"None\")","v":"None"},0,0,0,0,{"$f":"_xlfn.CONCAT(LEFT(H103,3),\"-\")&IF(H103=\"-\",0,COUNTIF($H$4:H103,H103))","v":"-0"},{"$f":"_xlfn.IFS($H103<=0,\"-\",AS103=1,_xlfn.CONCAT(\"FUN_NONDEF\",\"-DCON_\",LEFT(AQ103,1),\"-FCON_\",LEFT(AR103,1)),AT103=1,_xlfn.CONCAT(\"FUN_DEF\",\"-DCON_\",LEFT(AQ103,1),\"-FCON_\",LEFT(AR103,1)),AU103=1,_xlfn.CONCAT(\"NONFUN_NONDEF\",\"-DCON_\",LEFT(AQ103,1),\"-FCON_\",LEFT(AR103,1)),AV103=1,_xlfn.CONCAT(\"NONFUN_DEF\",\"-DCON_\",LEFT(AQ103,1),\"-FCON_\",LEFT(AR103,1)),AS103+AT103+AU103+AV103<1,_xlfn.CONCAT(\"-\"))","v":"-"}]
[null,null,null,null,null,null,null,null,null,null,null,null,null,null,null,null,null,null,null,null,null,0,null,null,null,null,null,null,null,null,null,0,0,0,0,"Unknown",{"$f":"_xlfn.IFS(G104=\"Natural\",0,H104=\"\",0,H104=\"COASTAL-CONSTRUCTED\",0,G104=\"Constructed\",_xlfn.XLOOKUP($H104,'Data Categories'!$U$4:$U$25,'Data Categories'!$V$4:V$25))","v":0},{"$f":"_xlfn.IFS(AK104=\"\",0,AJ104=\"Unknown\",0,AK104>1,AK104-AJ104,AK104=0,0)","v":0},{"$f":"_xlfn.IFS(Y104=\"\",0,Y104>1920,_xlfn.XLOOKUP($H104,'Data Categories'!$AE$20:$AE$42,'Data Categories'!$AG$20:$AG$42,0))","v":0},{"$f":"_xlfn.IFS(Y104=\"\",0,Y104>0,(2025-Y104))","v":0},{"$f":"_xlfn.IFS(Z104=\"Non-Deficient\",\"Non-Deficient\",Z104=\"Deficient\",\"Deficient\",AB104=\"Deficient\",\"Deficient\",Z104=\"Non-Deficient\",\"Non-Deficient\",AB104=\"Non-Deficient\",\"Non-Deficient\",P104=\"\",\"None\",AL104<0,\"Deficient\",AL104>10,\"Non-Deficient\")","v":"None"},{"$f":"_xlfn.IFS(H104=\"LOW WATER CROSSING\",\"Non-Functional\",G104=\"Natural\",\"Functional\",AA104=\"Functional\",\"Functional\",AC104=\"Functional\",\"Functional\",AA104=\"Non-Functional\",\"Non-Functional\",AC104=\"Non-Functional\",\"Non-Functional\",AA104=\"Unknown\",\"Unknown\",AC104=\"Unknown\",\"Unknown\",AA104=\"\",\"None\")","v":"None"},{"$f":"_xlfn.IFS(X104=\"Functionality\",\"Low\",W104=\"No\",\"Low\",Y104>=2015,\"High\",Y104>=1920,\"Low\",W104=\"\",\"None\",W104=\"Unknown\",\"None\")","v":"None"},{"$f":"_xlfn.IFS(H104=\"LOW WATER CROSSING\",\"Unknown\",G104=\"Natural\",\"None\",AM104<AN104,\"High\",AC104=\"Functional\",\"Low\",AC104=\"Non-Functional\",\"Low\",W104=\"No\",\"Low\",W104=\"Unknown\",\"None\",X104=\"Deficiency\",\"None\",W104=\"Yes\",\"High\",W104=\"\",\"None\")","v":"None"},0,0,0,0,{"$f":"_xlfn.CONCAT(LEFT(H104,3),\"-\")&IF(H104=\"-\",0,COUNTIF($H$4:H104,H104))","v":"-0"},{"$f":"_xlfn.IFS($H104<=0,\"-\",AS104=1,_xlfn.CONCAT(\"FUN_NONDEF\",\"-DCON_\",LEFT(AQ104,1),\"-FCON_\",LEFT(AR104,1)),AT104=1,_xlfn.CONCAT(\"FUN_DEF\",\"-DCON_\",LEFT(AQ104,1),\"-FCON_\",LEFT(AR104,1)),AU104=1,_xlfn.CONCAT(\"NONFUN_NONDEF\",\"-DCON_\",LEFT(AQ104,1),\"-FCON_\",LEFT(AR104,1)),AV104=1,_xlfn.CONCAT(\"NONFUN_DEF\",\"-DCON_\",LEFT(AQ104,1),\"-FCON_\",LEFT(AR104,1)),AS104+AT104+AU104+AV104<1,_xlfn.CONCAT(\"-\"))","v":"-"}]
[null,null,null,null,null,null,null,null,null,null,null,null,null,null,null,null,null,null,null,null,null,0,null,null,null,null,null,null,null,null,null,0,0,0,0,"Unknown",{"$f":"_xlfn.IFS(G105=\"Natural\",0,H105=\"\",0,H105=\"COASTAL-CONSTRUCTED\",0,G105=\"Constructed\",_xlfn.XLOOKUP($H105,'Data Categories'!$U$4:$U$25,'Data Categories'!$V$4:V$25))","v":0},{"$f":"_xlfn.IFS(AK105=\"\",0,AJ105=\"Unknown\",0,AK105>1,AK105-AJ105,AK105=0,0)","v":0},{"$f":"_xlfn.IFS(Y105=\"\",0,Y105>1920,_xlfn.XLOOKUP($H105,'Data Categories'!$AE$20:$AE$42,'Data Categories'!$AG$20:$AG$42,0))","v":0},{"$f":"_xlfn.IFS(Y105=\"\",0,Y105>0,(2025-Y105))","v":0},{"$f":"_xlfn.IFS(Z105=\"Non-Deficient\",\"Non-Deficient\",Z105=\"Deficient\",\"Deficient\",AB105=\"Deficient\",\"Deficient\",Z105=\"Non-Deficient\",\"Non-Deficient\",AB105=\"Non-Deficient\",\"Non-Deficient\",P105=\"\",\"None\",AL105<0,\"Deficient\",AL105>10,\"Non-Deficient\")","v":"None"},{"$f":"_xlfn.IFS(H105=\"LOW WATER CROSSING\",\"Non-Functional\",G105=\"Natural\",\"Functional\",AA105=\"Functional\",\"Functional\",AC105=\"Functional\",\"Functional\",AA105=\"Non-Functional\",\"Non-Functional\",AC105=\"Non-Functional\",\"Non-Functional\",AA105=\"Unknown\",\"Unknown\",AC105=\"Unknown\",\"Unknown\",AA105=\"\",\"None\")","v":"None"},{"$f":"_xlfn.IFS(X105=\"Functionality\",\"Low\",W105=\"No\",\"Low\",Y105>=2015,\"High\",Y105>=1920,\"Low\",W105=\"\",\"None\",W105=\"Unknown\",\"None\")","v":"None"},{"$f":"_xlfn.IFS(H105=\"LOW WATER CROSSING\",\"Unknown\",G105=\"Natural\",\"None\",AM105<AN105,\"High\",AC105=\"Functional\",\"Low\",AC105=\"Non-Functional\",\"Low\",W105=\"No\",\"Low\",W105=\"Unknown\",\"None\",X105=\"Deficiency\",\"None\",W105=\"Yes\",\"High\",W105=\"\",\"None\")","v":"None"},0,0,0,0,{"$f":"_xlfn.CONCAT(LEFT(H105,3),\"-\")&IF(H105=\"-\",0,COUNTIF($H$4:H105,H105))","v":"-0"},{"$f":"_xlfn.IFS($H105<=0,\"-\",AS105=1,_xlfn.CONCAT(\"FUN_NONDEF\",\"-DCON_\",LEFT(AQ105,1),\"-FCON_\",LEFT(AR105,1)),AT105=1,_xlfn.CONCAT(\"FUN_DEF\",\"-DCON_\",LEFT(AQ105,1),\"-FCON_\",LEFT(AR105,1)),AU105=1,_xlfn.CONCAT(\"NONFUN_NONDEF\",\"-DCON_\",LEFT(AQ105,1),\"-FCON_\",LEFT(AR105,1)),AV105=1,_xlfn.CONCAT(\"NONFUN_DEF\",\"-DCON_\",LEFT(AQ105,1),\"-FCON_\",LEFT(AR105,1)),AS105+AT105+AU105+AV105<1,_xlfn.CONCAT(\"-\"))","v":"-"}]
[null,null,null,null,null,null,null,null,null,null,null,null,null,null,null,null,null,null,null,null,null,0,null,null,null,null,null,null,null,null,null,0,0,0,0,"Unknown",{"$f":"_xlfn.IFS(G106=\"Natural\",0,H106=\"\",0,H106=\"COASTAL-CONSTRUCTED\",0,G106=\"Constructed\",_xlfn.XLOOKUP($H106,'Data Categories'!$U$4:$U$25,'Data Categories'!$V$4:V$25))","v":0},{"$f":"_xlfn.IFS(AK106=\"\",0,AJ106=\"Unknown\",0,AK106>1,AK106-AJ106,AK106=0,0)","v":0},{"$f":"_xlfn.IFS(Y106=\"\",0,Y106>1920,_xlfn.XLOOKUP($H106,'Data Categories'!$AE$20:$AE$42,'Data Categories'!$AG$20:$AG$42,0))","v":0},{"$f":"_xlfn.IFS(Y106=\"\",0,Y106>0,(2025-Y106))","v":0},{"$f":"_xlfn.IFS(Z106=\"Non-Deficient\",\"Non-Deficient\",Z106=\"Deficient\",\"Deficient\",AB106=\"Deficient\",\"Deficient\",Z106=\"Non-Deficient\",\"Non-Deficient\",AB106=\"Non-Deficient\",\"Non-Deficient\",P106=\"\",\"None\",AL106<0,\"Deficient\",AL106>10,\"Non-Deficient\")","v":"None"},{"$f":"_xlfn.IFS(H106=\"LOW WATER CROSSING\",\"Non-Functional\",G106=\"Natural\",\"Functional\",AA106=\"Functional\",\"Functional\",AC106=\"Functional\",\"Functional\",AA106=\"Non-Functional\",\"Non-Functional\",AC106=\"Non-Functional\",\"Non-Functional\",AA106=\"Unknown\",\"Unknown\",AC106=\"Unknown\",\"Unknown\",AA106=\"\",\"None\")","v":"None"},{"$f":"_xlfn.IFS(X106=\"Functionality\",\"Low\",W106=\"No\",\"Low\",Y106>=2015,\"High\",Y106>=1920,\"Low\",W106=\"\",\"None\",W106=\"Unknown\",\"None\")","v":"None"},{"$f":"_xlfn.IFS(H106=\"LOW WATER CROSSING\",\"Unknown\",G106=\"Natural\",\"None\",AM106<AN106,\"High\",AC106=\"Functional\",\"Low\",AC106=\"Non-Functional\",\"Low\",W106=\"No\",\"Low\",W106=\"Unknown\",\"None\",X106=\"Deficiency\",\"None\",W106=\"Yes\",\"High\",W106=\"\",\"None\")","v":"None"},0,0,0,0,{"$f":"_xlfn.CONCAT(LEFT(H106,3),\"-\")&IF(H106=\"-\",0,COUNTIF($H$4:H106,H106))","v":"-0"},{"$f":"_xlfn.IFS($H106<=0,\"-\",AS106=1,_xlfn.CONCAT(\"FUN_NONDEF\",\"-DCON_\",LEFT(AQ106,1),\"-FCON_\",LEFT(AR106,1)),AT106=1,_xlfn.CONCAT(\"FUN_DEF\",\"-DCON_\",LEFT(AQ106,1),\"-FCON_\",LEFT(AR106,1)),AU106=1,_xlfn.CONCAT(\"NONFUN_NONDEF\",\"-DCON_\",LEFT(AQ106,1),\"-FCON_\",LEFT(AR106,1)),AV106=1,_xlfn.CONCAT(\"NONFUN_DEF\",\"-DCON_\",LEFT(AQ106,1),\"-FCON_\",LEFT(AR106,1)),AS106+AT106+AU106+AV106<1,_xlfn.CONCAT(\"-\"))","v":"-"}]
[null,null,null,null,null,null,null,null,null,null,null,null,null,null,null,null,null,null,null,null,null,0,null,null,null,null,null,null,null,null,null,0,0,0,0,"Unknown",{"$f":"_xlfn.IFS(G107=\"Natural\",0,H107=\"\",0,H107=\"COASTAL-CONSTRUCTED\",0,G107=\"Constructed\",_xlfn.XLOOKUP($H107,'Data Categories'!$U$4:$U$25,'Data Categories'!$V$4:V$25))","v":0},{"$f":"_xlfn.IFS(AK107=\"\",0,AJ107=\"Unknown\",0,AK107>1,AK107-AJ107,AK107=0,0)","v":0},{"$f":"_xlfn.IFS(Y107=\"\",0,Y107>1920,_xlfn.XLOOKUP($H107,'Data Categories'!$AE$20:$AE$42,'Data Categories'!$AG$20:$AG$42,0))","v":0},{"$f":"_xlfn.IFS(Y107=\"\",0,Y107>0,(2025-Y107))","v":0},{"$f":"_xlfn.IFS(Z107=\"Non-Deficient\",\"Non-Deficient\",Z107=\"Deficient\",\"Deficient\",AB107=\"Deficient\",\"Deficient\",Z107=\"Non-Deficient\",\"Non-Deficient\",AB107=\"Non-Deficient\",\"Non-Deficient\",P107=\"\",\"None\",AL107<0,\"Deficient\",AL107>10,\"Non-Deficient\")","v":"None"},{"$f":"_xlfn.IFS(H107=\"LOW WATER CROSSING\",\"Non-Functional\",G107=\"Natural\",\"Functional\",AA107=\"Functional\",\"Functional\",AC107=\"Functional\",\"Functional\",AA107=\"Non-Functional\",\"Non-Functional\",AC107=\"Non-Functional\",\"Non-Functional\",AA107=\"Unknown\",\"Unknown\",AC107=\"Unknown\",\"Unknown\",AA107=\"\",\"None\")","v":"None"},{"$f":"_xlfn.IFS(X107=\"Functionality\",\"Low\",W107=\"No\",\"Low\",Y107>=2015,\"High\",Y107>=1920,\"Low\",W107=\"\",\"None\",W107=\"Unknown\",\"None\")","v":"None"},{"$f":"_xlfn.IFS(H107=\"LOW WATER CROSSING\",\"Unknown\",G107=\"Natural\",\"None\",AM107<AN107,\"High\",AC107=\"Functional\",\"Low\",AC107=\"Non-Functional\",\"Low\",W107=\"No\",\"Low\",W107=\"Unknown\",\"None\",X107=\"Deficiency\",\"None\",W107=\"Yes\",\"High\",W107=\"\",\"None\")","v":"None"},0,0,0,0,{"$f":"_xlfn.CONCAT(LEFT(H107,3),\"-\")&IF(H107=\"-\",0,COUNTIF($H$4:H107,H107))","v":"-0"},{"$f":"_xlfn.IFS($H107<=0,\"-\",AS107=1,_xlfn.CONCAT(\"FUN_NONDEF\",\"-DCON_\",LEFT(AQ107,1),\"-FCON_\",LEFT(AR107,1)),AT107=1,_xlfn.CONCAT(\"FUN_DEF\",\"-DCON_\",LEFT(AQ107,1),\"-FCON_\",LEFT(AR107,1)),AU107=1,_xlfn.CONCAT(\"NONFUN_NONDEF\",\"-DCON_\",LEFT(AQ107,1),\"-FCON_\",LEFT(AR107,1)),AV107=1,_xlfn.CONCAT(\"NONFUN_DEF\",\"-DCON_\",LEFT(AQ107,1),\"-FCON_\",LEFT(AR107,1)),AS107+AT107+AU107+AV107<1,_xlfn.CONCAT(\"-\"))","v":"-"}]
[null,null,null,null,null,null,null,null,null,null,null,null,null,null,null,null,null,null,null,null,null,0,null,null,null,null,null,null,null,null,null,0,0,0,0,"Unknown",{"$f":"_xlfn.IFS(G108=\"Natural\",0,H108=\"\",0,H108=\"COASTAL-CONSTRUCTED\",0,G108=\"Constructed\",_xlfn.XLOOKUP($H108,'Data Categories'!$U$4:$U$25,'Data Categories'!$V$4:V$25))","v":0},{"$f":"_xlfn.IFS(AK108=\"\",0,AJ108=\"Unknown\",0,AK108>1,AK108-AJ108,AK108=0,0)","v":0},{"$f":"_xlfn.IFS(Y108=\"\",0,Y108>1920,_xlfn.XLOOKUP($H108,'Data Categories'!$AE$20:$AE$42,'Data Categories'!$AG$20:$AG$42,0))","v":0},{"$f":"_xlfn.IFS(Y108=\"\",0,Y108>0,(2025-Y108))","v":0},{"$f":"_xlfn.IFS(Z108=\"Non-Deficient\",\"Non-Deficient\",Z108=\"Deficient\",\"Deficient\",AB108=\"Deficient\",\"Deficient\",Z108=\"Non-Deficient\",\"Non-Deficient\",AB108=\"Non-Deficient\",\"Non-Deficient\",P108=\"\",\"None\",AL108<0,\"Deficient\",AL108>10,\"Non-Deficient\")","v":"None"},{"$f":"_xlfn.IFS(H108=\"LOW WATER CROSSING\",\"Non-Functional\",G108=\"Natural\",\"Functional\",AA108=\"Functional\",\"Functional\",AC108=\"Functional\",\"Functional\",AA108=\"Non-Functional\",\"Non-Functional\",AC108=\"Non-Functional\",\"Non-Functional\",AA108=\"Unknown\",\"Unknown\",AC108=\"Unknown\",\"Unknown\",AA108=\"\",\"None\")","v":"None"},{"$f":"_xlfn.IFS(X108=\"Functionality\",\"Low\",W108=\"No\",\"Low\",Y108>=2015,\"High\",Y108>=1920,\"Low\",W108=\"\",\"None\",W108=\"Unknown\",\"None\")","v":"None"},{"$f":"_xlfn.IFS(H108=\"LOW WATER CROSSING\",\"Unknown\",G108=\"Natural\",\"None\",AM108<AN108,\"High\",AC108=\"Functional\",\"Low\",AC108=\"Non-Functional\",\"Low\",W108=\"No\",\"Low\",W108=\"Unknown\",\"None\",X108=\"Deficiency\",\"None\",W108=\"Yes\",\"High\",W108=\"\",\"None\")","v":"None"},0,0,0,0,{"$f":"_xlfn.CONCAT(LEFT(H108,3),\"-\")&IF(H108=\"-\",0,COUNTIF($H$4:H108,H108))","v":"-0"},{"$f":"_xlfn.IFS($H108<=0,\"-\",AS108=1,_xlfn.CONCAT(\"FUN_NONDEF\",\"-DCON_\",LEFT(AQ108,1),\"-FCON_\",LEFT(AR108,1)),AT108=1,_xlfn.CONCAT(\"FUN_DEF\",\"-DCON_\",LEFT(AQ108,1),\"-FCON_\",LEFT(AR108,1)),AU108=1,_xlfn.CONCAT(\"NONFUN_NONDEF\",\"-DCON_\",LEFT(AQ108,1),\"-FCON_\",LEFT(AR108,1)),AV108=1,_xlfn.CONCAT(\"NONFUN_DEF\",\"-DCON_\",LEFT(AQ108,1),\"-FCON_\",LEFT(AR108,1)),AS108+AT108+AU108+AV108<1,_xlfn.CONCAT(\"-\"))","v":"-"}]
[null,null,null,null,null,null,null,null,null,null,null,null,null,null,null,null,null,null,null,null,null,0,null,null,null,null,null,null,null,null,null,0,0,0,0,"Unknown",{"$f":"_xlfn.IFS(G109=\"Natural\",0,H109=\"\",0,H109=\"COASTAL-CONSTRUCTED\",0,G109=\"Constructed\",_xlfn.XLOOKUP($H109,'Data Categories'!$U$4:$U$25,'Data Categories'!$V$4:V$25))","v":0},{"$f":"_xlfn.IFS(AK109=\"\",0,AJ109=\"Unknown\",0,AK109>1,AK109-AJ109,AK109=0,0)","v":0},{"$f":"_xlfn.IFS(Y109=\"\",0,Y109>1920,_xlfn.XLOOKUP($H109,'Data Categories'!$AE$20:$AE$42,'Data Categories'!$AG$20:$AG$42,0))","v":0},{"$f":"_xlfn.IFS(Y109=\"\",0,Y109>0,(2025-Y109))","v":0},{"$f":"_xlfn.IFS(Z109=\"Non-Deficient\",\"Non-Deficient\",Z109=\"Deficient\",\"Deficient\",AB109=\"Deficient\",\"Deficient\",Z109=\"Non-Deficient\",\"Non-Deficient\",AB109=\"Non-Deficient\",\"Non-Deficient\",P109=\"\",\"None\",AL109<0,\"Deficient\",AL109>10,\"Non-Deficient\")","v":"None"},{"$f":"_xlfn.IFS(H109=\"LOW WATER CROSSING\",\"Non-Functional\",G109=\"Natural\",\"Functional\",AA109=\"Functional\",\"Functional\",AC109=\"Functional\",\"Functional\",AA109=\"Non-Functional\",\"Non-Functional\",AC109=\"Non-Functional\",\"Non-Functional\",AA109=\"Unknown\",\"Unknown\",AC109=\"Unknown\",\"Unknown\",AA109=\"\",\"None\")","v":"None"},{"$f":"_xlfn.IFS(X109=\"Functionality\",\"Low\",W109=\"No\",\"Low\",Y109>=2015,\"High\",Y109>=1920,\"Low\",W109=\"\",\"None\",W109=\"Unknown\",\"None\")","v":"None"},{"$f":"_xlfn.IFS(H109=\"LOW WATER CROSSING\",\"Unknown\",G109=\"Natural\",\"None\",AM109<AN109,\"High\",AC109=\"Functional\",\"Low\",AC109=\"Non-Functional\",\"Low\",W109=\"No\",\"Low\",W109=\"Unknown\",\"None\",X109=\"Deficiency\",\"None\",W109=\"Yes\",\"High\",W109=\"\",\"None\")","v":"None"},0,0,0,0,{"$f":"_xlfn.CONCAT(LEFT(H109,3),\"-\")&IF(H109=\"-\",0,COUNTIF($H$4:H109,H109))","v":"-0"},{"$f":"_xlfn.IFS($H109<=0,\"-\",AS109=1,_xlfn.CONCAT(\"FUN_NONDEF\",\"-DCON_\",LEFT(AQ109,1),\"-FCON_\",LEFT(AR109,1)),AT109=1,_xlfn.CONCAT(\"FUN_DEF\",\"-DCON_\",LEFT(AQ109,1),\"-FCON_\",LEFT(AR109,1)),AU109=1,_xlfn.CONCAT(\"NONFUN_NONDEF\",\"-DCON_\",LEFT(AQ109,1),\"-FCON_\",LEFT(AR109,1)),AV109=1,_xlfn.CONCAT(\"NONFUN_DEF\",\"-DCON_\",LEFT(AQ109,1),\"-FCON_\",LEFT(AR109,1)),AS109+AT109+AU109+AV109<1,_xlfn.CONCAT(\"-\"))","v":"-"}]
[null,null,null,null,null,null,null,null,null,null,null,null,null,null,null,null,null,null,null,null,null,0,null,null,null,null,null,null,null,null,null,0,0,0,0,"Unknown",{"$f":"_xlfn.IFS(G110=\"Natural\",0,H110=\"\",0,H110=\"COASTAL-CONSTRUCTED\",0,G110=\"Constructed\",_xlfn.XLOOKUP($H110,'Data Categories'!$U$4:$U$25,'Data Categories'!$V$4:V$25))","v":0},{"$f":"_xlfn.IFS(AK110=\"\",0,AJ110=\"Unknown\",0,AK110>1,AK110-AJ110,AK110=0,0)","v":0},{"$f":"_xlfn.IFS(Y110=\"\",0,Y110>1920,_xlfn.XLOOKUP($H110,'Data Categories'!$AE$20:$AE$42,'Data Categories'!$AG$20:$AG$42,0))","v":0},{"$f":"_xlfn.IFS(Y110=\"\",0,Y110>0,(2025-Y110))","v":0},{"$f":"_xlfn.IFS(Z110=\"Non-Deficient\",\"Non-Deficient\",Z110=\"Deficient\",\"Deficient\",AB110=\"Deficient\",\"Deficient\",Z110=\"Non-Deficient\",\"Non-Deficient\",AB110=\"Non-Deficient\",\"Non-Deficient\",P110=\"\",\"None\",AL110<0,\"Deficient\",AL110>10,\"Non-Deficient\")","v":"None"},{"$f":"_xlfn.IFS(H110=\"LOW WATER CROSSING\",\"Non-Functional\",G110=\"Natural\",\"Functional\",AA110=\"Functional\",\"Functional\",AC110=\"Functional\",\"Functional\",AA110=\"Non-Functional\",\"Non-Functional\",AC110=\"Non-Functional\",\"Non-Functional\",AA110=\"Unknown\",\"Unknown\",AC110=\"Unknown\",\"Unknown\",AA110=\"\",\"None\")","v":"None"},{"$f":"_xlfn.IFS(X110=\"Functionality\",\"Low\",W110=\"No\",\"Low\",Y110>=2015,\"High\",Y110>=1920,\"Low\",W110=\"\",\"None\",W110=\"Unknown\",\"None\")","v":"None"},{"$f":"_xlfn.IFS(H110=\"LOW WATER CROSSING\",\"Unknown\",G110=\"Natural\",\"None\",AM110<AN110,\"High\",AC110=\"Functional\",\"Low\",AC110=\"Non-Functional\",\"Low\",W110=\"No\",\"Low\",W110=\"Unknown\",\"None\",X110=\"Deficiency\",\"None\",W110=\"Yes\",\"High\",W110=\"\",\"None\")","v":"None"},0,0,0,0,{"$f":"_xlfn.CONCAT(LEFT(H110,3),\"-\")&IF(H110=\"-\",0,COUNTIF($H$4:H110,H110))","v":"-0"},{"$f":"_xlfn.IFS($H110<=0,\"-\",AS110=1,_xlfn.CONCAT(\"FUN_NONDEF\",\"-DCON_\",LEFT(AQ110,1),\"-FCON_\",LEFT(AR110,1)),AT110=1,_xlfn.CONCAT(\"FUN_DEF\",\"-DCON_\",LEFT(AQ110,1),\"-FCON_\",LEFT(AR110,1)),AU110=1,_xlfn.CONCAT(\"NONFUN_NONDEF\",\"-DCON_\",LEFT(AQ110,1),\"-FCON_\",LEFT(AR110,1)),AV110=1,_xlfn.CONCAT(\"NONFUN_DEF\",\"-DCON_\",LEFT(AQ110,1),\"-FCON_\",LEFT(AR110,1)),AS110+AT110+AU110+AV110<1,_xlfn.CONCAT(\"-\"))","v":"-"}]
[null,null,null,null,null,null,null,null,null,null,null,null,null,null,null,null,null,null,null,null,null,0,null,null,null,null,null,null,null,null,null,0,0,0,0,"Unknown",{"$f":"_xlfn.IFS(G111=\"Natural\",0,H111=\"\",0,H111=\"COASTAL-CONSTRUCTED\",0,G111=\"Constructed\",_xlfn.XLOOKUP($H111,'Data Categories'!$U$4:$U$25,'Data Categories'!$V$4:V$25))","v":0},{"$f":"_xlfn.IFS(AK111=\"\",0,AJ111=\"Unknown\",0,AK111>1,AK111-AJ111,AK111=0,0)","v":0},{"$f":"_xlfn.IFS(Y111=\"\",0,Y111>1920,_xlfn.XLOOKUP($H111,'Data Categories'!$AE$20:$AE$42,'Data Categories'!$AG$20:$AG$42,0))","v":0},{"$f":"_xlfn.IFS(Y111=\"\",0,Y111>0,(2025-Y111))","v":0},{"$f":"_xlfn.IFS(Z111=\"Non-Deficient\",\"Non-Deficient\",Z111=\"Deficient\",\"Deficient\",AB111=\"Deficient\",\"Deficient\",Z111=\"Non-Deficient\",\"Non-Deficient\",AB111=\"Non-Deficient\",\"Non-Deficient\",P111=\"\",\"None\",AL111<0,\"Deficient\",AL111>10,\"Non-Deficient\")","v":"None"},{"$f":"_xlfn.IFS(H111=\"LOW WATER CROSSING\",\"Non-Functional\",G111=\"Natural\",\"Functional\",AA111=\"Functional\",\"Functional\",AC111=\"Functional\",\"Functional\",AA111=\"Non-Functional\",\"Non-Functional\",AC111=\"Non-Functional\",\"Non-Functional\",AA111=\"Unknown\",\"Unknown\",AC111=\"Unknown\",\"Unknown\",AA111=\"\",\"None\")","v":"None"},{"$f":"_xlfn.IFS(X111=\"Functionality\",\"Low\",W111=\"No\",\"Low\",Y111>=2015,\"High\",Y111>=1920,\"Low\",W111=\"\",\"None\",W111=\"Unknown\",\"None\")","v":"None"},{"$f":"_xlfn.IFS(H111=\"LOW WATER CROSSING\",\"Unknown\",G111=\"Natural\",\"None\",AM111<AN111,\"High\",AC111=\"Functional\",\"Low\",AC111=\"Non-Functional\",\"Low\",W111=\"No\",\"Low\",W111=\"Unknown\",\"None\",X111=\"Deficiency\",\"None\",W111=\"Yes\",\"High\",W111=\"\",\"None\")","v":"None"},0,0,0,0,{"$f":"_xlfn.CONCAT(LEFT(H111,3),\"-\")&IF(H111=\"-\",0,COUNTIF($H$4:H111,H111))","v":"-0"},{"$f":"_xlfn.IFS($H111<=0,\"-\",AS111=1,_xlfn.CONCAT(\"FUN_NONDEF\",\"-DCON_\",LEFT(AQ111,1),\"-FCON_\",LEFT(AR111,1)),AT111=1,_xlfn.CONCAT(\"FUN_DEF\",\"-DCON_\",LEFT(AQ111,1),\"-FCON_\",LEFT(AR111,1)),AU111=1,_xlfn.CONCAT(\"NONFUN_NONDEF\",\"-DCON_\",LEFT(AQ111,1),\"-FCON_\",LEFT(AR111,1)),AV111=1,_xlfn.CONCAT(\"NONFUN_DEF\",\"-DCON_\",LEFT(AQ111,1),\"-FCON_\",LEFT(AR111,1)),AS111+AT111+AU111+AV111<1,_xlfn.CONCAT(\"-\"))","v":"-"}]
[null,null,null,null,null,null,null,null,null,null,null,null,null,null,null,null,null,null,null,null,null,0,null,null,null,null,null,null,null,null,null,0,0,0,0,"Unknown",{"$f":"_xlfn.IFS(G112=\"Natural\",0,H112=\"\",0,H112=\"COASTAL-CONSTRUCTED\",0,G112=\"Constructed\",_xlfn.XLOOKUP($H112,'Data Categories'!$U$4:$U$25,'Data Categories'!$V$4:V$25))","v":0},{"$f":"_xlfn.IFS(AK112=\"\",0,AJ112=\"Unknown\",0,AK112>1,AK112-AJ112,AK112=0,0)","v":0},{"$f":"_xlfn.IFS(Y112=\"\",0,Y112>1920,_xlfn.XLOOKUP($H112,'Data Categories'!$AE$20:$AE$42,'Data Categories'!$AG$20:$AG$42,0))","v":0},{"$f":"_xlfn.IFS(Y112=\"\",0,Y112>0,(2025-Y112))","v":0},{"$f":"_xlfn.IFS(Z112=\"Non-Deficient\",\"Non-Deficient\",Z112=\"Deficient\",\"Deficient\",AB112=\"Deficient\",\"Deficient\",Z112=\"Non-Deficient\",\"Non-Deficient\",AB112=\"Non-Deficient\",\"Non-Deficient\",P112=\"\",\"None\",AL112<0,\"Deficient\",AL112>10,\"Non-Deficient\")","v":"None"},{"$f":"_xlfn.IFS(H112=\"LOW WATER CROSSING\",\"Non-Functional\",G112=\"Natural\",\"Functional\",AA112=\"Functional\",\"Functional\",AC112=\"Functional\",\"Functional\",AA112=\"Non-Functional\",\"Non-Functional\",AC112=\"Non-Functional\",\"Non-Functional\",AA112=\"Unknown\",\"Unknown\",AC112=\"Unknown\",\"Unknown\",AA112=\"\",\"None\")","v":"None"},{"$f":"_xlfn.IFS(X112=\"Functionality\",\"Low\",W112=\"No\",\"Low\",Y112>=2015,\"High\",Y112>=1920,\"Low\",W112=\"\",\"None\",W112=\"Unknown\",\"None\")","v":"None"},{"$f":"_xlfn.IFS(H112=\"LOW WATER CROSSING\",\"Unknown\",G112=\"Natural\",\"None\",AM112<AN112,\"High\",AC112=\"Functional\",\"Low\",AC112=\"Non-Functional\",\"Low\",W112=\"No\",\"Low\",W112=\"Unknown\",\"None\",X112=\"Deficiency\",\"None\",W112=\"Yes\",\"High\",W112=\"\",\"None\")","v":"None"},0,0,0,0,{"$f":"_xlfn.CONCAT(LEFT(H112,3),\"-\")&IF(H112=\"-\",0,COUNTIF($H$4:H112,H112))","v":"-0"},{"$f":"_xlfn.IFS($H112<=0,\"-\",AS112=1,_xlfn.CONCAT(\"FUN_NONDEF\",\"-DCON_\",LEFT(AQ112,1),\"-FCON_\",LEFT(AR112,1)),AT112=1,_xlfn.CONCAT(\"FUN_DEF\",\"-DCON_\",LEFT(AQ112,1),\"-FCON_\",LEFT(AR112,1)),AU112=1,_xlfn.CONCAT(\"NONFUN_NONDEF\",\"-DCON_\",LEFT(AQ112,1),\"-FCON_\",LEFT(AR112,1)),AV112=1,_xlfn.CONCAT(\"NONFUN_DEF\",\"-DCON_\",LEFT(AQ112,1),\"-FCON_\",LEFT(AR112,1)),AS112+AT112+AU112+AV112<1,_xlfn.CONCAT(\"-\"))","v":"-"}]
[null,null,null,null,null,null,null,null,null,null,null,null,null,null,null,null,null,null,null,null,null,0,null,null,null,null,null,null,null,null,null,0,0,0,0,"Unknown",{"$f":"_xlfn.IFS(G113=\"Natural\",0,H113=\"\",0,H113=\"COASTAL-CONSTRUCTED\",0,G113=\"Constructed\",_xlfn.XLOOKUP($H113,'Data Categories'!$U$4:$U$25,'Data Categories'!$V$4:V$25))","v":0},{"$f":"_xlfn.IFS(AK113=\"\",0,AJ113=\"Unknown\",0,AK113>1,AK113-AJ113,AK113=0,0)","v":0},{"$f":"_xlfn.IFS(Y113=\"\",0,Y113>1920,_xlfn.XLOOKUP($H113,'Data Categories'!$AE$20:$AE$42,'Data Categories'!$AG$20:$AG$42,0))","v":0},{"$f":"_xlfn.IFS(Y113=\"\",0,Y113>0,(2025-Y113))","v":0},{"$f":"_xlfn.IFS(Z113=\"Non-Deficient\",\"Non-Deficient\",Z113=\"Deficient\",\"Deficient\",AB113=\"Deficient\",\"Deficient\",Z113=\"Non-Deficient\",\"Non-Deficient\",AB113=\"Non-Deficient\",\"Non-Deficient\",P113=\"\",\"None\",AL113<0,\"Deficient\",AL113>10,\"Non-Deficient\")","v":"None"},{"$f":"_xlfn.IFS(H113=\"LOW WATER CROSSING\",\"Non-Functional\",G113=\"Natural\",\"Functional\",AA113=\"Functional\",\"Functional\",AC113=\"Functional\",\"Functional\",AA113=\"Non-Functional\",\"Non-Functional\",AC113=\"Non-Functional\",\"Non-Functional\",AA113=\"Unknown\",\"Unknown\",AC113=\"Unknown\",\"Unknown\",AA113=\"\",\"None\")","v":"None"},{"$f":"_xlfn.IFS(X113=\"Functionality\",\"Low\",W113=\"No\",\"Low\",Y113>=2015,\"High\",Y113>=1920,\"Low\",W113=\"\",\"None\",W113=\"Unknown\",\"None\")","v":"None"},{"$f":"_xlfn.IFS(H113=\"LOW WATER CROSSING\",\"Unknown\",G113=\"Natural\",\"None\",AM113<AN113,\"High\",AC113=\"Functional\",\"Low\",AC113=\"Non-Functional\",\"Low\",W113=\"No\",\"Low\",W113=\"Unknown\",\"None\",X113=\"Deficiency\",\"None\",W113=\"Yes\",\"High\",W113=\"\",\"None\")","v":"None"},0,0,0,0,{"$f":"_xlfn.CONCAT(LEFT(H113,3),\"-\")&IF(H113=\"-\",0,COUNTIF($H$4:H113,H113))","v":"-0"},{"$f":"_xlfn.IFS($H113<=0,\"-\",AS113=1,_xlfn.CONCAT(\"FUN_NONDEF\",\"-DCON_\",LEFT(AQ113,1),\"-FCON_\",LEFT(AR113,1)),AT113=1,_xlfn.CONCAT(\"FUN_DEF\",\"-DCON_\",LEFT(AQ113,1),\"-FCON_\",LEFT(AR113,1)),AU113=1,_xlfn.CONCAT(\"NONFUN_NONDEF\",\"-DCON_\",LEFT(AQ113,1),\"-FCON_\",LEFT(AR113,1)),AV113=1,_xlfn.CONCAT(\"NONFUN_DEF\",\"-DCON_\",LEFT(AQ113,1),\"-FCON_\",LEFT(AR113,1)),AS113+AT113+AU113+AV113<1,_xlfn.CONCAT(\"-\"))","v":"-"}]
[null,null,null,null,null,null,null,null,null,null,null,null,null,null,null,null,null,null,null,null,null,0,null,null,null,null,null,null,null,null,null,0,0,0,0,"Unknown",{"$f":"_xlfn.IFS(G114=\"Natural\",0,H114=\"\",0,H114=\"COASTAL-CONSTRUCTED\",0,G114=\"Constructed\",_xlfn.XLOOKUP($H114,'Data Categories'!$U$4:$U$25,'Data Categories'!$V$4:V$25))","v":0},{"$f":"_xlfn.IFS(AK114=\"\",0,AJ114=\"Unknown\",0,AK114>1,AK114-AJ114,AK114=0,0)","v":0},{"$f":"_xlfn.IFS(Y114=\"\",0,Y114>1920,_xlfn.XLOOKUP($H114,'Data Categories'!$AE$20:$AE$42,'Data Categories'!$AG$20:$AG$42,0))","v":0},{"$f":"_xlfn.IFS(Y114=\"\",0,Y114>0,(2025-Y114))","v":0},{"$f":"_xlfn.IFS(Z114=\"Non-Deficient\",\"Non-Deficient\",Z114=\"Deficient\",\"Deficient\",AB114=\"Deficient\",\"Deficient\",Z114=\"Non-Deficient\",\"Non-Deficient\",AB114=\"Non-Deficient\",\"Non-Deficient\",P114=\"\",\"None\",AL114<0,\"Deficient\",AL114>10,\"Non-Deficient\")","v":"None"},{"$f":"_xlfn.IFS(H114=\"LOW WATER CROSSING\",\"Non-Functional\",G114=\"Natural\",\"Functional\",AA114=\"Functional\",\"Functional\",AC114=\"Functional\",\"Functional\",AA114=\"Non-Functional\",\"Non-Functional\",AC114=\"Non-Functional\",\"Non-Functional\",AA114=\"Unknown\",\"Unknown\",AC114=\"Unknown\",\"Unknown\",AA114=\"\",\"None\")","v":"None"},{"$f":"_xlfn.IFS(X114=\"Functionality\",\"Low\",W114=\"No\",\"Low\",Y114>=2015,\"High\",Y114>=1920,\"Low\",W114=\"\",\"None\",W114=\"Unknown\",\"None\")","v":"None"},{"$f":"_xlfn.IFS(H114=\"LOW WATER CROSSING\",\"Unknown\",G114=\"Natural\",\"None\",AM114<AN114,\"High\",AC114=\"Functional\",\"Low\",AC114=\"Non-Functional\",\"Low\",W114=\"No\",\"Low\",W114=\"Unknown\",\"None\",X114=\"Deficiency\",\"None\",W114=\"Yes\",\"High\",W114=\"\",\"None\")","v":"None"},0,0,0,0,{"$f":"_xlfn.CONCAT(LEFT(H114,3),\"-\")&IF(H114=\"-\",0,COUNTIF($H$4:H114,H114))","v":"-0"},{"$f":"_xlfn.IFS($H114<=0,\"-\",AS114=1,_xlfn.CONCAT(\"FUN_NONDEF\",\"-DCON_\",LEFT(AQ114,1),\"-FCON_\",LEFT(AR114,1)),AT114=1,_xlfn.CONCAT(\"FUN_DEF\",\"-DCON_\",LEFT(AQ114,1),\"-FCON_\",LEFT(AR114,1)),AU114=1,_xlfn.CONCAT(\"NONFUN_NONDEF\",\"-DCON_\",LEFT(AQ114,1),\"-FCON_\",LEFT(AR114,1)),AV114=1,_xlfn.CONCAT(\"NONFUN_DEF\",\"-DCON_\",LEFT(AQ114,1),\"-FCON_\",LEFT(AR114,1)),AS114+AT114+AU114+AV114<1,_xlfn.CONCAT(\"-\"))","v":"-"}]
[null,null,null,null,null,null,null,null,null,null,null,null,null,null,null,null,null,null,null,null,null,0,null,null,null,null,null,null,null,null,null,0,0,0,0,"Unknown",{"$f":"_xlfn.IFS(G115=\"Natural\",0,H115=\"\",0,H115=\"COASTAL-CONSTRUCTED\",0,G115=\"Constructed\",_xlfn.XLOOKUP($H115,'Data Categories'!$U$4:$U$25,'Data Categories'!$V$4:V$25))","v":0},{"$f":"_xlfn.IFS(AK115=\"\",0,AJ115=\"Unknown\",0,AK115>1,AK115-AJ115,AK115=0,0)","v":0},{"$f":"_xlfn.IFS(Y115=\"\",0,Y115>1920,_xlfn.XLOOKUP($H115,'Data Categories'!$AE$20:$AE$42,'Data Categories'!$AG$20:$AG$42,0))","v":0},{"$f":"_xlfn.IFS(Y115=\"\",0,Y115>0,(2025-Y115))","v":0},{"$f":"_xlfn.IFS(Z115=\"Non-Deficient\",\"Non-Deficient\",Z115=\"Deficient\",\"Deficient\",AB115=\"Deficient\",\"Deficient\",Z115=\"Non-Deficient\",\"Non-Deficient\",AB115=\"Non-Deficient\",\"Non-Deficient\",P115=\"\",\"None\",AL115<0,\"Deficient\",AL115>10,\"Non-Deficient\")","v":"None"},{"$f":"_xlfn.IFS(H115=\"LOW WATER CROSSING\",\"Non-Functional\",G115=\"Natural\",\"Functional\",AA115=\"Functional\",\"Functional\",AC115=\"Functional\",\"Functional\",AA115=\"Non-Functional\",\"Non-Functional\",AC115=\"Non-Functional\",\"Non-Functional\",AA115=\"Unknown\",\"Unknown\",AC115=\"Unknown\",\"Unknown\",AA115=\"\",\"None\")","v":"None"},{"$f":"_xlfn.IFS(X115=\"Functionality\",\"Low\",W115=\"No\",\"Low\",Y115>=2015,\"High\",Y115>=1920,\"Low\",W115=\"\",\"None\",W115=\"Unknown\",\"None\")","v":"None"},{"$f":"_xlfn.IFS(H115=\"LOW WATER CROSSING\",\"Unknown\",G115=\"Natural\",\"None\",AM115<AN115,\"High\",AC115=\"Functional\",\"Low\",AC115=\"Non-Functional\",\"Low\",W115=\"No\",\"Low\",W115=\"Unknown\",\"None\",X115=\"Deficiency\",\"None\",W115=\"Yes\",\"High\",W115=\"\",\"None\")","v":"None"},0,0,0,0,{"$f":"_xlfn.CONCAT(LEFT(H115,3),\"-\")&IF(H115=\"-\",0,COUNTIF($H$4:H115,H115))","v":"-0"},{"$f":"_xlfn.IFS($H115<=0,\"-\",AS115=1,_xlfn.CONCAT(\"FUN_NONDEF\",\"-DCON_\",LEFT(AQ115,1),\"-FCON_\",LEFT(AR115,1)),AT115=1,_xlfn.CONCAT(\"FUN_DEF\",\"-DCON_\",LEFT(AQ115,1),\"-FCON_\",LEFT(AR115,1)),AU115=1,_xlfn.CONCAT(\"NONFUN_NONDEF\",\"-DCON_\",LEFT(AQ115,1),\"-FCON_\",LEFT(AR115,1)),AV115=1,_xlfn.CONCAT(\"NONFUN_DEF\",\"-DCON_\",LEFT(AQ115,1),\"-FCON_\",LEFT(AR115,1)),AS115+AT115+AU115+AV115<1,_xlfn.CONCAT(\"-\"))","v":"-"}]
[null,null,null,null,null,null,null,null,null,null,null,null,null,null,null,null,null,null,null,null,null,0,null,null,null,null,null,null,null,null,null,0,0,0,0,"Unknown",{"$f":"_xlfn.IFS(G116=\"Natural\",0,H116=\"\",0,H116=\"COASTAL-CONSTRUCTED\",0,G116=\"Constructed\",_xlfn.XLOOKUP($H116,'Data Categories'!$U$4:$U$25,'Data Categories'!$V$4:V$25))","v":0},{"$f":"_xlfn.IFS(AK116=\"\",0,AJ116=\"Unknown\",0,AK116>1,AK116-AJ116,AK116=0,0)","v":0},{"$f":"_xlfn.IFS(Y116=\"\",0,Y116>1920,_xlfn.XLOOKUP($H116,'Data Categories'!$AE$20:$AE$42,'Data Categories'!$AG$20:$AG$42,0))","v":0},{"$f":"_xlfn.IFS(Y116=\"\",0,Y116>0,(2025-Y116))","v":0},{"$f":"_xlfn.IFS(Z116=\"Non-Deficient\",\"Non-Deficient\",Z116=\"Deficient\",\"Deficient\",AB116=\"Deficient\",\"Deficient\",Z116=\"Non-Deficient\",\"Non-Deficient\",AB116=\"Non-Deficient\",\"Non-Deficient\",P116=\"\",\"None\",AL116<0,\"Deficient\",AL116>10,\"Non-Deficient\")","v":"None"},{"$f":"_xlfn.IFS(H116=\"LOW WATER CROSSING\",\"Non-Functional\",G116=\"Natural\",\"Functional\",AA116=\"Functional\",\"Functional\",AC116=\"Functional\",\"Functional\",AA116=\"Non-Functional\",\"Non-Functional\",AC116=\"Non-Functional\",\"Non-Functional\",AA116=\"Unknown\",\"Unknown\",AC116=\"Unknown\",\"Unknown\",AA116=\"\",\"None\")","v":"None"},{"$f":"_xlfn.IFS(X116=\"Functionality\",\"Low\",W116=\"No\",\"Low\",Y116>=2015,\"High\",Y116>=1920,\"Low\",W116=\"\",\"None\",W116=\"Unknown\",\"None\")","v":"None"},{"$f":"_xlfn.IFS(H116=\"LOW WATER CROSSING\",\"Unknown\",G116=\"Natural\",\"None\",AM116<AN116,\"High\",AC116=\"Functional\",\"Low\",AC116=\"Non-Functional\",\"Low\",W116=\"No\",\"Low\",W116=\"Unknown\",\"None\",X116=\"Deficiency\",\"None\",W116=\"Yes\",\"High\",W116=\"\",\"None\")","v":"None"},0,0,0,0,{"$f":"_xlfn.CONCAT(LEFT(H116,3),\"-\")&IF(H116=\"-\",0,COUNTIF($H$4:H116,H116))","v":"-0"},{"$f":"_xlfn.IFS($H116<=0,\"-\",AS116=1,_xlfn.CONCAT(\"FUN_NONDEF\",\"-DCON_\",LEFT(AQ116,1),\"-FCON_\",LEFT(AR116,1)),AT116=1,_xlfn.CONCAT(\"FUN_DEF\",\"-DCON_\",LEFT(AQ116,1),\"-FCON_\",LEFT(AR116,1)),AU116=1,_xlfn.CONCAT(\"NONFUN_NONDEF\",\"-DCON_\",LEFT(AQ116,1),\"-FCON_\",LEFT(AR116,1)),AV116=1,_xlfn.CONCAT(\"NONFUN_DEF\",\"-DCON_\",LEFT(AQ116,1),\"-FCON_\",LEFT(AR116,1)),AS116+AT116+AU116+AV116<1,_xlfn.CONCAT(\"-\"))","v":"-"}]
[null,null,null,null,null,null,null,null,null,null,null,null,null,null,null,null,null,null,null,null,null,0,null,null,null,null,null,null,null,null,null,0,0,0,0,"Unknown",{"$f":"_xlfn.IFS(G117=\"Natural\",0,H117=\"\",0,H117=\"COASTAL-CONSTRUCTED\",0,G117=\"Constructed\",_xlfn.XLOOKUP($H117,'Data Categories'!$U$4:$U$25,'Data Categories'!$V$4:V$25))","v":0},{"$f":"_xlfn.IFS(AK117=\"\",0,AJ117=\"Unknown\",0,AK117>1,AK117-AJ117,AK117=0,0)","v":0},{"$f":"_xlfn.IFS(Y117=\"\",0,Y117>1920,_xlfn.XLOOKUP($H117,'Data Categories'!$AE$20:$AE$42,'Data Categories'!$AG$20:$AG$42,0))","v":0},{"$f":"_xlfn.IFS(Y117=\"\",0,Y117>0,(2025-Y117))","v":0},{"$f":"_xlfn.IFS(Z117=\"Non-Deficient\",\"Non-Deficient\",Z117=\"Deficient\",\"Deficient\",AB117=\"Deficient\",\"Deficient\",Z117=\"Non-Deficient\",\"Non-Deficient\",AB117=\"Non-Deficient\",\"Non-Deficient\",P117=\"\",\"None\",AL117<0,\"Deficient\",AL117>10,\"Non-Deficient\")","v":"None"},{"$f":"_xlfn.IFS(H117=\"LOW WATER CROSSING\",\"Non-Functional\",G117=\"Natural\",\"Functional\",AA117=\"Functional\",\"Functional\",AC117=\"Functional\",\"Functional\",AA117=\"Non-Functional\",\"Non-Functional\",AC117=\"Non-Functional\",\"Non-Functional\",AA117=\"Unknown\",\"Unknown\",AC117=\"Unknown\",\"Unknown\",AA117=\"\",\"None\")","v":"None"},{"$f":"_xlfn.IFS(X117=\"Functionality\",\"Low\",W117=\"No\",\"Low\",Y117>=2015,\"High\",Y117>=1920,\"Low\",W117=\"\",\"None\",W117=\"Unknown\",\"None\")","v":"None"},{"$f":"_xlfn.IFS(H117=\"LOW WATER CROSSING\",\"Unknown\",G117=\"Natural\",\"None\",AM117<AN117,\"High\",AC117=\"Functional\",\"Low\",AC117=\"Non-Functional\",\"Low\",W117=\"No\",\"Low\",W117=\"Unknown\",\"None\",X117=\"Deficiency\",\"None\",W117=\"Yes\",\"High\",W117=\"\",\"None\")","v":"None"},0,0,0,0,{"$f":"_xlfn.CONCAT(LEFT(H117,3),\"-\")&IF(H117=\"-\",0,COUNTIF($H$4:H117,H117))","v":"-0"},{"$f":"_xlfn.IFS($H117<=0,\"-\",AS117=1,_xlfn.CONCAT(\"FUN_NONDEF\",\"-DCON_\",LEFT(AQ117,1),\"-FCON_\",LEFT(AR117,1)),AT117=1,_xlfn.CONCAT(\"FUN_DEF\",\"-DCON_\",LEFT(AQ117,1),\"-FCON_\",LEFT(AR117,1)),AU117=1,_xlfn.CONCAT(\"NONFUN_NONDEF\",\"-DCON_\",LEFT(AQ117,1),\"-FCON_\",LEFT(AR117,1)),AV117=1,_xlfn.CONCAT(\"NONFUN_DEF\",\"-DCON_\",LEFT(AQ117,1),\"-FCON_\",LEFT(AR117,1)),AS117+AT117+AU117+AV117<1,_xlfn.CONCAT(\"-\"))","v":"-"}]
[null,null,null,null,null,null,null,null,null,null,null,null,null,null,null,null,null,null,null,null,null,0,null,null,null,null,null,null,null,null,null,0,0,0,0,"Unknown",{"$f":"_xlfn.IFS(G118=\"Natural\",0,H118=\"\",0,H118=\"COASTAL-CONSTRUCTED\",0,G118=\"Constructed\",_xlfn.XLOOKUP($H118,'Data Categories'!$U$4:$U$25,'Data Categories'!$V$4:V$25))","v":0},{"$f":"_xlfn.IFS(AK118=\"\",0,AJ118=\"Unknown\",0,AK118>1,AK118-AJ118,AK118=0,0)","v":0},{"$f":"_xlfn.IFS(Y118=\"\",0,Y118>1920,_xlfn.XLOOKUP($H118,'Data Categories'!$AE$20:$AE$42,'Data Categories'!$AG$20:$AG$42,0))","v":0},{"$f":"_xlfn.IFS(Y118=\"\",0,Y118>0,(2025-Y118))","v":0},{"$f":"_xlfn.IFS(Z118=\"Non-Deficient\",\"Non-Deficient\",Z118=\"Deficient\",\"Deficient\",AB118=\"Deficient\",\"Deficient\",Z118=\"Non-Deficient\",\"Non-Deficient\",AB118=\"Non-Deficient\",\"Non-Deficient\",P118=\"\",\"None\",AL118<0,\"Deficient\",AL118>10,\"Non-Deficient\")","v":"None"},{"$f":"_xlfn.IFS(H118=\"LOW WATER CROSSING\",\"Non-Functional\",G118=\"Natural\",\"Functional\",AA118=\"Functional\",\"Functional\",AC118=\"Functional\",\"Functional\",AA118=\"Non-Functional\",\"Non-Functional\",AC118=\"Non-Functional\",\"Non-Functional\",AA118=\"Unknown\",\"Unknown\",AC118=\"Unknown\",\"Unknown\",AA118=\"\",\"None\")","v":"None"},{"$f":"_xlfn.IFS(X118=\"Functionality\",\"Low\",W118=\"No\",\"Low\",Y118>=2015,\"High\",Y118>=1920,\"Low\",W118=\"\",\"None\",W118=\"Unknown\",\"None\")","v":"None"},{"$f":"_xlfn.IFS(H118=\"LOW WATER CROSSING\",\"Unknown\",G118=\"Natural\",\"None\",AM118<AN118,\"High\",AC118=\"Functional\",\"Low\",AC118=\"Non-Functional\",\"Low\",W118=\"No\",\"Low\",W118=\"Unknown\",\"None\",X118=\"Deficiency\",\"None\",W118=\"Yes\",\"High\",W118=\"\",\"None\")","v":"None"},0,0,0,0,{"$f":"_xlfn.CONCAT(LEFT(H118,3),\"-\")&IF(H118=\"-\",0,COUNTIF($H$4:H118,H118))","v":"-0"},{"$f":"_xlfn.IFS($H118<=0,\"-\",AS118=1,_xlfn.CONCAT(\"FUN_NONDEF\",\"-DCON_\",LEFT(AQ118,1),\"-FCON_\",LEFT(AR118,1)),AT118=1,_xlfn.CONCAT(\"FUN_DEF\",\"-DCON_\",LEFT(AQ118,1),\"-FCON_\",LEFT(AR118,1)),AU118=1,_xlfn.CONCAT(\"NONFUN_NONDEF\",\"-DCON_\",LEFT(AQ118,1),\"-FCON_\",LEFT(AR118,1)),AV118=1,_xlfn.CONCAT(\"NONFUN_DEF\",\"-DCON_\",LEFT(AQ118,1),\"-FCON_\",LEFT(AR118,1)),AS118+AT118+AU118+AV118<1,_xlfn.CONCAT(\"-\"))","v":"-"}]
[null,null,null,null,null,null,null,null,null,null,null,null,null,null,null,null,null,null,null,null,null,0,null,null,null,null,null,null,null,null,null,0,0,0,0,"Unknown",{"$f":"_xlfn.IFS(G119=\"Natural\",0,H119=\"\",0,H119=\"COASTAL-CONSTRUCTED\",0,G119=\"Constructed\",_xlfn.XLOOKUP($H119,'Data Categories'!$U$4:$U$25,'Data Categories'!$V$4:V$25))","v":0},{"$f":"_xlfn.IFS(AK119=\"\",0,AJ119=\"Unknown\",0,AK119>1,AK119-AJ119,AK119=0,0)","v":0},{"$f":"_xlfn.IFS(Y119=\"\",0,Y119>1920,_xlfn.XLOOKUP($H119,'Data Categories'!$AE$20:$AE$42,'Data Categories'!$AG$20:$AG$42,0))","v":0},{"$f":"_xlfn.IFS(Y119=\"\",0,Y119>0,(2025-Y119))","v":0},{"$f":"_xlfn.IFS(Z119=\"Non-Deficient\",\"Non-Deficient\",Z119=\"Deficient\",\"Deficient\",AB119=\"Deficient\",\"Deficient\",Z119=\"Non-Deficient\",\"Non-Deficient\",AB119=\"Non-Deficient\",\"Non-Deficient\",P119=\"\",\"None\",AL119<0,\"Deficient\",AL119>10,\"Non-Deficient\")","v":"None"},{"$f":"_xlfn.IFS(H119=\"LOW WATER CROSSING\",\"Non-Functional\",G119=\"Natural\",\"Functional\",AA119=\"Functional\",\"Functional\",AC119=\"Functional\",\"Functional\",AA119=\"Non-Functional\",\"Non-Functional\",AC119=\"Non-Functional\",\"Non-Functional\",AA119=\"Unknown\",\"Unknown\",AC119=\"Unknown\",\"Unknown\",AA119=\"\",\"None\")","v":"None"},{"$f":"_xlfn.IFS(X119=\"Functionality\",\"Low\",W119=\"No\",\"Low\",Y119>=2015,\"High\",Y119>=1920,\"Low\",W119=\"\",\"None\",W119=\"Unknown\",\"None\")","v":"None"},{"$f":"_xlfn.IFS(H119=\"LOW WATER CROSSING\",\"Unknown\",G119=\"Natural\",\"None\",AM119<AN119,\"High\",AC119=\"Functional\",\"Low\",AC119=\"Non-Functional\",\"Low\",W119=\"No\",\"Low\",W119=\"Unknown\",\"None\",X119=\"Deficiency\",\"None\",W119=\"Yes\",\"High\",W119=\"\",\"None\")","v":"None"},0,0,0,0,{"$f":"_xlfn.CONCAT(LEFT(H119,3),\"-\")&IF(H119=\"-\",0,COUNTIF($H$4:H119,H119))","v":"-0"},{"$f":"_xlfn.IFS($H119<=0,\"-\",AS119=1,_xlfn.CONCAT(\"FUN_NONDEF\",\"-DCON_\",LEFT(AQ119,1),\"-FCON_\",LEFT(AR119,1)),AT119=1,_xlfn.CONCAT(\"FUN_DEF\",\"-DCON_\",LEFT(AQ119,1),\"-FCON_\",LEFT(AR119,1)),AU119=1,_xlfn.CONCAT(\"NONFUN_NONDEF\",\"-DCON_\",LEFT(AQ119,1),\"-FCON_\",LEFT(AR119,1)),AV119=1,_xlfn.CONCAT(\"NONFUN_DEF\",\"-DCON_\",LEFT(AQ119,1),\"-FCON_\",LEFT(AR119,1)),AS119+AT119+AU119+AV119<1,_xlfn.CONCAT(\"-\"))","v":"-"}]
[null,null,null,null,null,null,null,null,null,null,null,null,null,null,null,null,null,null,null,null,null,0,null,null,null,null,null,null,null,null,null,0,0,0,0,"Unknown",{"$f":"_xlfn.IFS(G120=\"Natural\",0,H120=\"\",0,H120=\"COASTAL-CONSTRUCTED\",0,G120=\"Constructed\",_xlfn.XLOOKUP($H120,'Data Categories'!$U$4:$U$25,'Data Categories'!$V$4:V$25))","v":0},{"$f":"_xlfn.IFS(AK120=\"\",0,AJ120=\"Unknown\",0,AK120>1,AK120-AJ120,AK120=0,0)","v":0},{"$f":"_xlfn.IFS(Y120=\"\",0,Y120>1920,_xlfn.XLOOKUP($H120,'Data Categories'!$AE$20:$AE$42,'Data Categories'!$AG$20:$AG$42,0))","v":0},{"$f":"_xlfn.IFS(Y120=\"\",0,Y120>0,(2025-Y120))","v":0},{"$f":"_xlfn.IFS(Z120=\"Non-Deficient\",\"Non-Deficient\",Z120=\"Deficient\",\"Deficient\",AB120=\"Deficient\",\"Deficient\",Z120=\"Non-Deficient\",\"Non-Deficient\",AB120=\"Non-Deficient\",\"Non-Deficient\",P120=\"\",\"None\",AL120<0,\"Deficient\",AL120>10,\"Non-Deficient\")","v":"None"},{"$f":"_xlfn.IFS(H120=\"LOW WATER CROSSING\",\"Non-Functional\",G120=\"Natural\",\"Functional\",AA120=\"Functional\",\"Functional\",AC120=\"Functional\",\"Functional\",AA120=\"Non-Functional\",\"Non-Functional\",AC120=\"Non-Functional\",\"Non-Functional\",AA120=\"Unknown\",\"Unknown\",AC120=\"Unknown\",\"Unknown\",AA120=\"\",\"None\")","v":"None"},{"$f":"_xlfn.IFS(X120=\"Functionality\",\"Low\",W120=\"No\",\"Low\",Y120>=2015,\"High\",Y120>=1920,\"Low\",W120=\"\",\"None\",W120=\"Unknown\",\"None\")","v":"None"},{"$f":"_xlfn.IFS(H120=\"LOW WATER CROSSING\",\"Unknown\",G120=\"Natural\",\"None\",AM120<AN120,\"High\",AC120=\"Functional\",\"Low\",AC120=\"Non-Functional\",\"Low\",W120=\"No\",\"Low\",W120=\"Unknown\",\"None\",X120=\"Deficiency\",\"None\",W120=\"Yes\",\"High\",W120=\"\",\"None\")","v":"None"},0,0,0,0,{"$f":"_xlfn.CONCAT(LEFT(H120,3),\"-\")&IF(H120=\"-\",0,COUNTIF($H$4:H120,H120))","v":"-0"},{"$f":"_xlfn.IFS($H120<=0,\"-\",AS120=1,_xlfn.CONCAT(\"FUN_NONDEF\",\"-DCON_\",LEFT(AQ120,1),\"-FCON_\",LEFT(AR120,1)),AT120=1,_xlfn.CONCAT(\"FUN_DEF\",\"-DCON_\",LEFT(AQ120,1),\"-FCON_\",LEFT(AR120,1)),AU120=1,_xlfn.CONCAT(\"NONFUN_NONDEF\",\"-DCON_\",LEFT(AQ120,1),\"-FCON_\",LEFT(AR120,1)),AV120=1,_xlfn.CONCAT(\"NONFUN_DEF\",\"-DCON_\",LEFT(AQ120,1),\"-FCON_\",LEFT(AR120,1)),AS120+AT120+AU120+AV120<1,_xlfn.CONCAT(\"-\"))","v":"-"}]
[null,null,null,null,null,null,null,null,null,null,null,null,null,null,null,null,null,null,null,null,null,0,null,null,null,null,null,null,null,null,null,0,0,0,0,"Unknown",{"$f":"_xlfn.IFS(G121=\"Natural\",0,H121=\"\",0,H121=\"COASTAL-CONSTRUCTED\",0,G121=\"Constructed\",_xlfn.XLOOKUP($H121,'Data Categories'!$U$4:$U$25,'Data Categories'!$V$4:V$25))","v":0},{"$f":"_xlfn.IFS(AK121=\"\",0,AJ121=\"Unknown\",0,AK121>1,AK121-AJ121,AK121=0,0)","v":0},{"$f":"_xlfn.IFS(Y121=\"\",0,Y121>1920,_xlfn.XLOOKUP($H121,'Data Categories'!$AE$20:$AE$42,'Data Categories'!$AG$20:$AG$42,0))","v":0},{"$f":"_xlfn.IFS(Y121=\"\",0,Y121>0,(2025-Y121))","v":0},{"$f":"_xlfn.IFS(Z121=\"Non-Deficient\",\"Non-Deficient\",Z121=\"Deficient\",\"Deficient\",AB121=\"Deficient\",\"Deficient\",Z121=\"Non-Deficient\",\"Non-Deficient\",AB121=\"Non-Deficient\",\"Non-Deficient\",P121=\"\",\"None\",AL121<0,\"Deficient\",AL121>10,\"Non-Deficient\")","v":"None"},{"$f":"_xlfn.IFS(H121=\"LOW WATER CROSSING\",\"Non-Functional\",G121=\"Natural\",\"Functional\",AA121=\"Functional\",\"Functional\",AC121=\"Functional\",\"Functional\",AA121=\"Non-Functional\",\"Non-Functional\",AC121=\"Non-Functional\",\"Non-Functional\",AA121=\"Unknown\",\"Unknown\",AC121=\"Unknown\",\"Unknown\",AA121=\"\",\"None\")","v":"None"},{"$f":"_xlfn.IFS(X121=\"Functionality\",\"Low\",W121=\"No\",\"Low\",Y121>=2015,\"High\",Y121>=1920,\"Low\",W121=\"\",\"None\",W121=\"Unknown\",\"None\")","v":"None"},{"$f":"_xlfn.IFS(H121=\"LOW WATER CROSSING\",\"Unknown\",G121=\"Natural\",\"None\",AM121<AN121,\"High\",AC121=\"Functional\",\"Low\",AC121=\"Non-Functional\",\"Low\",W121=\"No\",\"Low\",W121=\"Unknown\",\"None\",X121=\"Deficiency\",\"None\",W121=\"Yes\",\"High\",W121=\"\",\"None\")","v":"None"},0,0,0,0,{"$f":"_xlfn.CONCAT(LEFT(H121,3),\"-\")&IF(H121=\"-\",0,COUNTIF($H$4:H121,H121))","v":"-0"},{"$f":"_xlfn.IFS($H121<=0,\"-\",AS121=1,_xlfn.CONCAT(\"FUN_NONDEF\",\"-DCON_\",LEFT(AQ121,1),\"-FCON_\",LEFT(AR121,1)),AT121=1,_xlfn.CONCAT(\"FUN_DEF\",\"-DCON_\",LEFT(AQ121,1),\"-FCON_\",LEFT(AR121,1)),AU121=1,_xlfn.CONCAT(\"NONFUN_NONDEF\",\"-DCON_\",LEFT(AQ121,1),\"-FCON_\",LEFT(AR121,1)),AV121=1,_xlfn.CONCAT(\"NONFUN_DEF\",\"-DCON_\",LEFT(AQ121,1),\"-FCON_\",LEFT(AR121,1)),AS121+AT121+AU121+AV121<1,_xlfn.CONCAT(\"-\"))","v":"-"}]
[null,null,null,null,null,null,null,null,null,null,null,null,null,null,null,null,null,null,null,null,null,0,null,null,null,null,null,null,null,null,null,0,0,0,0,"Unknown",{"$f":"_xlfn.IFS(G122=\"Natural\",0,H122=\"\",0,H122=\"COASTAL-CONSTRUCTED\",0,G122=\"Constructed\",_xlfn.XLOOKUP($H122,'Data Categories'!$U$4:$U$25,'Data Categories'!$V$4:V$25))","v":0},{"$f":"_xlfn.IFS(AK122=\"\",0,AJ122=\"Unknown\",0,AK122>1,AK122-AJ122,AK122=0,0)","v":0},{"$f":"_xlfn.IFS(Y122=\"\",0,Y122>1920,_xlfn.XLOOKUP($H122,'Data Categories'!$AE$20:$AE$42,'Data Categories'!$AG$20:$AG$42,0))","v":0},{"$f":"_xlfn.IFS(Y122=\"\",0,Y122>0,(2025-Y122))","v":0},{"$f":"_xlfn.IFS(Z122=\"Non-Deficient\",\"Non-Deficient\",Z122=\"Deficient\",\"Deficient\",AB122=\"Deficient\",\"Deficient\",Z122=\"Non-Deficient\",\"Non-Deficient\",AB122=\"Non-Deficient\",\"Non-Deficient\",P122=\"\",\"None\",AL122<0,\"Deficient\",AL122>10,\"Non-Deficient\")","v":"None"},{"$f":"_xlfn.IFS(H122=\"LOW WATER CROSSING\",\"Non-Functional\",G122=\"Natural\",\"Functional\",AA122=\"Functional\",\"Functional\",AC122=\"Functional\",\"Functional\",AA122=\"Non-Functional\",\"Non-Functional\",AC122=\"Non-Functional\",\"Non-Functional\",AA122=\"Unknown\",\"Unknown\",AC122=\"Unknown\",\"Unknown\",AA122=\"\",\"None\")","v":"None"},{"$f":"_xlfn.IFS(X122=\"Functionality\",\"Low\",W122=\"No\",\"Low\",Y122>=2015,\"High\",Y122>=1920,\"Low\",W122=\"\",\"None\",W122=\"Unknown\",\"None\")","v":"None"},{"$f":"_xlfn.IFS(H122=\"LOW WATER CROSSING\",\"Unknown\",G122=\"Natural\",\"None\",AM122<AN122,\"High\",AC122=\"Functional\",\"Low\",AC122=\"Non-Functional\",\"Low\",W122=\"No\",\"Low\",W122=\"Unknown\",\"None\",X122=\"Deficiency\",\"None\",W122=\"Yes\",\"High\",W122=\"\",\"None\")","v":"None"},0,0,0,0,{"$f":"_xlfn.CONCAT(LEFT(H122,3),\"-\")&IF(H122=\"-\",0,COUNTIF($H$4:H122,H122))","v":"-0"},{"$f":"_xlfn.IFS($H122<=0,\"-\",AS122=1,_xlfn.CONCAT(\"FUN_NONDEF\",\"-DCON_\",LEFT(AQ122,1),\"-FCON_\",LEFT(AR122,1)),AT122=1,_xlfn.CONCAT(\"FUN_DEF\",\"-DCON_\",LEFT(AQ122,1),\"-FCON_\",LEFT(AR122,1)),AU122=1,_xlfn.CONCAT(\"NONFUN_NONDEF\",\"-DCON_\",LEFT(AQ122,1),\"-FCON_\",LEFT(AR122,1)),AV122=1,_xlfn.CONCAT(\"NONFUN_DEF\",\"-DCON_\",LEFT(AQ122,1),\"-FCON_\",LEFT(AR122,1)),AS122+AT122+AU122+AV122<1,_xlfn.CONCAT(\"-\"))","v":"-"}]
[null,null,null,null,null,null,null,null,null,null,null,null,null,null,null,null,null,null,null,null,null,0,null,null,null,null,null,null,null,null,null,0,0,0,0,"Unknown",{"$f":"_xlfn.IFS(G123=\"Natural\",0,H123=\"\",0,H123=\"COASTAL-CONSTRUCTED\",0,G123=\"Constructed\",_xlfn.XLOOKUP($H123,'Data Categories'!$U$4:$U$25,'Data Categories'!$V$4:V$25))","v":0},{"$f":"_xlfn.IFS(AK123=\"\",0,AJ123=\"Unknown\",0,AK123>1,AK123-AJ123,AK123=0,0)","v":0},{"$f":"_xlfn.IFS(Y123=\"\",0,Y123>1920,_xlfn.XLOOKUP($H123,'Data Categories'!$AE$20:$AE$42,'Data Categories'!$AG$20:$AG$42,0))","v":0},{"$f":"_xlfn.IFS(Y123=\"\",0,Y123>0,(2025-Y123))","v":0},{"$f":"_xlfn.IFS(Z123=\"Non-Deficient\",\"Non-Deficient\",Z123=\"Deficient\",\"Deficient\",AB123=\"Deficient\",\"Deficient\",Z123=\"Non-Deficient\",\"Non-Deficient\",AB123=\"Non-Deficient\",\"Non-Deficient\",P123=\"\",\"None\",AL123<0,\"Deficient\",AL123>10,\"Non-Deficient\")","v":"None"},{"$f":"_xlfn.IFS(H123=\"LOW WATER CROSSING\",\"Non-Functional\",G123=\"Natural\",\"Functional\",AA123=\"Functional\",\"Functional\",AC123=\"Functional\",\"Functional\",AA123=\"Non-Functional\",\"Non-Functional\",AC123=\"Non-Functional\",\"Non-Functional\",AA123=\"Unknown\",\"Unknown\",AC123=\"Unknown\",\"Unknown\",AA123=\"\",\"None\")","v":"None"},{"$f":"_xlfn.IFS(X123=\"Functionality\",\"Low\",W123=\"No\",\"Low\",Y123>=2015,\"High\",Y123>=1920,\"Low\",W123=\"\",\"None\",W123=\"Unknown\",\"None\")","v":"None"},{"$f":"_xlfn.IFS(H123=\"LOW WATER CROSSING\",\"Unknown\",G123=\"Natural\",\"None\",AM123<AN123,\"High\",AC123=\"Functional\",\"Low\",AC123=\"Non-Functional\",\"Low\",W123=\"No\",\"Low\",W123=\"Unknown\",\"None\",X123=\"Deficiency\",\"None\",W123=\"Yes\",\"High\",W123=\"\",\"None\")","v":"None"},0,0,0,0,{"$f":"_xlfn.CONCAT(LEFT(H123,3),\"-\")&IF(H123=\"-\",0,COUNTIF($H$4:H123,H123))","v":"-0"},{"$f":"_xlfn.IFS($H123<=0,\"-\",AS123=1,_xlfn.CONCAT(\"FUN_NONDEF\",\"-DCON_\",LEFT(AQ123,1),\"-FCON_\",LEFT(AR123,1)),AT123=1,_xlfn.CONCAT(\"FUN_DEF\",\"-DCON_\",LEFT(AQ123,1),\"-FCON_\",LEFT(AR123,1)),AU123=1,_xlfn.CONCAT(\"NONFUN_NONDEF\",\"-DCON_\",LEFT(AQ123,1),\"-FCON_\",LEFT(AR123,1)),AV123=1,_xlfn.CONCAT(\"NONFUN_DEF\",\"-DCON_\",LEFT(AQ123,1),\"-FCON_\",LEFT(AR123,1)),AS123+AT123+AU123+AV123<1,_xlfn.CONCAT(\"-\"))","v":"-"}]
[null,null,null,null,null,null,null,null,null,null,null,null,null,null,null,null,null,null,null,null,null,0,null,null,null,null,null,null,null,null,null,0,0,0,0,"Unknown",{"$f":"_xlfn.IFS(G124=\"Natural\",0,H124=\"\",0,H124=\"COASTAL-CONSTRUCTED\",0,G124=\"Constructed\",_xlfn.XLOOKUP($H124,'Data Categories'!$U$4:$U$25,'Data Categories'!$V$4:V$25))","v":0},{"$f":"_xlfn.IFS(AK124=\"\",0,AJ124=\"Unknown\",0,AK124>1,AK124-AJ124,AK124=0,0)","v":0},{"$f":"_xlfn.IFS(Y124=\"\",0,Y124>1920,_xlfn.XLOOKUP($H124,'Data Categories'!$AE$20:$AE$42,'Data Categories'!$AG$20:$AG$42,0))","v":0},{"$f":"_xlfn.IFS(Y124=\"\",0,Y124>0,(2025-Y124))","v":0},{"$f":"_xlfn.IFS(Z124=\"Non-Deficient\",\"Non-Deficient\",Z124=\"Deficient\",\"Deficient\",AB124=\"Deficient\",\"Deficient\",Z124=\"Non-Deficient\",\"Non-Deficient\",AB124=\"Non-Deficient\",\"Non-Deficient\",P124=\"\",\"None\",AL124<0,\"Deficient\",AL124>10,\"Non-Deficient\")","v":"None"},{"$f":"_xlfn.IFS(H124=\"LOW WATER CROSSING\",\"Non-Functional\",G124=\"Natural\",\"Functional\",AA124=\"Functional\",\"Functional\",AC124=\"Functional\",\"Functional\",AA124=\"Non-Functional\",\"Non-Functional\",AC124=\"Non-Functional\",\"Non-Functional\",AA124=\"Unknown\",\"Unknown\",AC124=\"Unknown\",\"Unknown\",AA124=\"\",\"None\")","v":"None"},{"$f":"_xlfn.IFS(X124=\"Functionality\",\"Low\",W124=\"No\",\"Low\",Y124>=2015,\"High\",Y124>=1920,\"Low\",W124=\"\",\"None\",W124=\"Unknown\",\"None\")","v":"None"},{"$f":"_xlfn.IFS(H124=\"LOW WATER CROSSING\",\"Unknown\",G124=\"Natural\",\"None\",AM124<AN124,\"High\",AC124=\"Functional\",\"Low\",AC124=\"Non-Functional\",\"Low\",W124=\"No\",\"Low\",W124=\"Unknown\",\"None\",X124=\"Deficiency\",\"None\",W124=\"Yes\",\"High\",W124=\"\",\"None\")","v":"None"},0,0,0,0,{"$f":"_xlfn.CONCAT(LEFT(H124,3),\"-\")&IF(H124=\"-\",0,COUNTIF($H$4:H124,H124))","v":"-0"},{"$f":"_xlfn.IFS($H124<=0,\"-\",AS124=1,_xlfn.CONCAT(\"FUN_NONDEF\",\"-DCON_\",LEFT(AQ124,1),\"-FCON_\",LEFT(AR124,1)),AT124=1,_xlfn.CONCAT(\"FUN_DEF\",\"-DCON_\",LEFT(AQ124,1),\"-FCON_\",LEFT(AR124,1)),AU124=1,_xlfn.CONCAT(\"NONFUN_NONDEF\",\"-DCON_\",LEFT(AQ124,1),\"-FCON_\",LEFT(AR124,1)),AV124=1,_xlfn.CONCAT(\"NONFUN_DEF\",\"-DCON_\",LEFT(AQ124,1),\"-FCON_\",LEFT(AR124,1)),AS124+AT124+AU124+AV124<1,_xlfn.CONCAT(\"-\"))","v":"-"}]
[null,null,null,null,null,null,null,null,null,null,null,null,null,null,null,null,null,null,null,null,null,0,null,null,null,null,null,null,null,null,null,0,0,0,0,"Unknown",{"$f":"_xlfn.IFS(G125=\"Natural\",0,H125=\"\",0,H125=\"COASTAL-CONSTRUCTED\",0,G125=\"Constructed\",_xlfn.XLOOKUP($H125,'Data Categories'!$U$4:$U$25,'Data Categories'!$V$4:V$25))","v":0},{"$f":"_xlfn.IFS(AK125=\"\",0,AJ125=\"Unknown\",0,AK125>1,AK125-AJ125,AK125=0,0)","v":0},{"$f":"_xlfn.IFS(Y125=\"\",0,Y125>1920,_xlfn.XLOOKUP($H125,'Data Categories'!$AE$20:$AE$42,'Data Categories'!$AG$20:$AG$42,0))","v":0},{"$f":"_xlfn.IFS(Y125=\"\",0,Y125>0,(2025-Y125))","v":0},{"$f":"_xlfn.IFS(Z125=\"Non-Deficient\",\"Non-Deficient\",Z125=\"Deficient\",\"Deficient\",AB125=\"Deficient\",\"Deficient\",Z125=\"Non-Deficient\",\"Non-Deficient\",AB125=\"Non-Deficient\",\"Non-Deficient\",P125=\"\",\"None\",AL125<0,\"Deficient\",AL125>10,\"Non-Deficient\")","v":"None"},{"$f":"_xlfn.IFS(H125=\"LOW WATER CROSSING\",\"Non-Functional\",G125=\"Natural\",\"Functional\",AA125=\"Functional\",\"Functional\",AC125=\"Functional\",\"Functional\",AA125=\"Non-Functional\",\"Non-Functional\",AC125=\"Non-Functional\",\"Non-Functional\",AA125=\"Unknown\",\"Unknown\",AC125=\"Unknown\",\"Unknown\",AA125=\"\",\"None\")","v":"None"},{"$f":"_xlfn.IFS(X125=\"Functionality\",\"Low\",W125=\"No\",\"Low\",Y125>=2015,\"High\",Y125>=1920,\"Low\",W125=\"\",\"None\",W125=\"Unknown\",\"None\")","v":"None"},{"$f":"_xlfn.IFS(H125=\"LOW WATER CROSSING\",\"Unknown\",G125=\"Natural\",\"None\",AM125<AN125,\"High\",AC125=\"Functional\",\"Low\",AC125=\"Non-Functional\",\"Low\",W125=\"No\",\"Low\",W125=\"Unknown\",\"None\",X125=\"Deficiency\",\"None\",W125=\"Yes\",\"High\",W125=\"\",\"None\")","v":"None"},0,0,0,0,{"$f":"_xlfn.CONCAT(LEFT(H125,3),\"-\")&IF(H125=\"-\",0,COUNTIF($H$4:H125,H125))","v":"-0"},{"$f":"_xlfn.IFS($H125<=0,\"-\",AS125=1,_xlfn.CONCAT(\"FUN_NONDEF\",\"-DCON_\",LEFT(AQ125,1),\"-FCON_\",LEFT(AR125,1)),AT125=1,_xlfn.CONCAT(\"FUN_DEF\",\"-DCON_\",LEFT(AQ125,1),\"-FCON_\",LEFT(AR125,1)),AU125=1,_xlfn.CONCAT(\"NONFUN_NONDEF\",\"-DCON_\",LEFT(AQ125,1),\"-FCON_\",LEFT(AR125,1)),AV125=1,_xlfn.CONCAT(\"NONFUN_DEF\",\"-DCON_\",LEFT(AQ125,1),\"-FCON_\",LEFT(AR125,1)),AS125+AT125+AU125+AV125<1,_xlfn.CONCAT(\"-\"))","v":"-"}]
[null,null,null,null,null,null,null,null,null,null,null,null,null,null,null,null,null,null,null,null,null,0,null,null,null,null,null,null,null,null,null,0,0,0,0,"Unknown",{"$f":"_xlfn.IFS(G126=\"Natural\",0,H126=\"\",0,H126=\"COASTAL-CONSTRUCTED\",0,G126=\"Constructed\",_xlfn.XLOOKUP($H126,'Data Categories'!$U$4:$U$25,'Data Categories'!$V$4:V$25))","v":0},{"$f":"_xlfn.IFS(AK126=\"\",0,AJ126=\"Unknown\",0,AK126>1,AK126-AJ126,AK126=0,0)","v":0},{"$f":"_xlfn.IFS(Y126=\"\",0,Y126>1920,_xlfn.XLOOKUP($H126,'Data Categories'!$AE$20:$AE$42,'Data Categories'!$AG$20:$AG$42,0))","v":0},{"$f":"_xlfn.IFS(Y126=\"\",0,Y126>0,(2025-Y126))","v":0},{"$f":"_xlfn.IFS(Z126=\"Non-Deficient\",\"Non-Deficient\",Z126=\"Deficient\",\"Deficient\",AB126=\"Deficient\",\"Deficient\",Z126=\"Non-Deficient\",\"Non-Deficient\",AB126=\"Non-Deficient\",\"Non-Deficient\",P126=\"\",\"None\",AL126<0,\"Deficient\",AL126>10,\"Non-Deficient\")","v":"None"},{"$f":"_xlfn.IFS(H126=\"LOW WATER CROSSING\",\"Non-Functional\",G126=\"Natural\",\"Functional\",AA126=\"Functional\",\"Functional\",AC126=\"Functional\",\"Functional\",AA126=\"Non-Functional\",\"Non-Functional\",AC126=\"Non-Functional\",\"Non-Functional\",AA126=\"Unknown\",\"Unknown\",AC126=\"Unknown\",\"Unknown\",AA126=\"\",\"None\")","v":"None"},{"$f":"_xlfn.IFS(X126=\"Functionality\",\"Low\",W126=\"No\",\"Low\",Y126>=2015,\"High\",Y126>=1920,\"Low\",W126=\"\",\"None\",W126=\"Unknown\",\"None\")","v":"None"},{"$f":"_xlfn.IFS(H126=\"LOW WATER CROSSING\",\"Unknown\",G126=\"Natural\",\"None\",AM126<AN126,\"High\",AC126=\"Functional\",\"Low\",AC126=\"Non-Functional\",\"Low\",W126=\"No\",\"Low\",W126=\"Unknown\",\"None\",X126=\"Deficiency\",\"None\",W126=\"Yes\",\"High\",W126=\"\",\"None\")","v":"None"},0,0,0,0,{"$f":"_xlfn.CONCAT(LEFT(H126,3),\"-\")&IF(H126=\"-\",0,COUNTIF($H$4:H126,H126))","v":"-0"},{"$f":"_xlfn.IFS($H126<=0,\"-\",AS126=1,_xlfn.CONCAT(\"FUN_NONDEF\",\"-DCON_\",LEFT(AQ126,1),\"-FCON_\",LEFT(AR126,1)),AT126=1,_xlfn.CONCAT(\"FUN_DEF\",\"-DCON_\",LEFT(AQ126,1),\"-FCON_\",LEFT(AR126,1)),AU126=1,_xlfn.CONCAT(\"NONFUN_NONDEF\",\"-DCON_\",LEFT(AQ126,1),\"-FCON_\",LEFT(AR126,1)),AV126=1,_xlfn.CONCAT(\"NONFUN_DEF\",\"-DCON_\",LEFT(AQ126,1),\"-FCON_\",LEFT(AR126,1)),AS126+AT126+AU126+AV126<1,_xlfn.CONCAT(\"-\"))","v":"-"}]
[null,null,null,null,null,null,null,null,null,null,null,null,null,null,null,null,null,null,null,null,null,0,null,null,null,null,null,null,null,null,null,0,0,0,0,"Unknown",{"$f":"_xlfn.IFS(G127=\"Natural\",0,H127=\"\",0,H127=\"COASTAL-CONSTRUCTED\",0,G127=\"Constructed\",_xlfn.XLOOKUP($H127,'Data Categories'!$U$4:$U$25,'Data Categories'!$V$4:V$25))","v":0},{"$f":"_xlfn.IFS(AK127=\"\",0,AJ127=\"Unknown\",0,AK127>1,AK127-AJ127,AK127=0,0)","v":0},{"$f":"_xlfn.IFS(Y127=\"\",0,Y127>1920,_xlfn.XLOOKUP($H127,'Data Categories'!$AE$20:$AE$42,'Data Categories'!$AG$20:$AG$42,0))","v":0},{"$f":"_xlfn.IFS(Y127=\"\",0,Y127>0,(2025-Y127))","v":0},{"$f":"_xlfn.IFS(Z127=\"Non-Deficient\",\"Non-Deficient\",Z127=\"Deficient\",\"Deficient\",AB127=\"Deficient\",\"Deficient\",Z127=\"Non-Deficient\",\"Non-Deficient\",AB127=\"Non-Deficient\",\"Non-Deficient\",P127=\"\",\"None\",AL127<0,\"Deficient\",AL127>10,\"Non-Deficient\")","v":"None"},{"$f":"_xlfn.IFS(H127=\"LOW WATER CROSSING\",\"Non-Functional\",G127=\"Natural\",\"Functional\",AA127=\"Functional\",\"Functional\",AC127=\"Functional\",\"Functional\",AA127=\"Non-Functional\",\"Non-Functional\",AC127=\"Non-Functional\",\"Non-Functional\",AA127=\"Unknown\",\"Unknown\",AC127=\"Unknown\",\"Unknown\",AA127=\"\",\"None\")","v":"None"},{"$f":"_xlfn.IFS(X127=\"Functionality\",\"Low\",W127=\"No\",\"Low\",Y127>=2015,\"High\",Y127>=1920,\"Low\",W127=\"\",\"None\",W127=\"Unknown\",\"None\")","v":"None"},{"$f":"_xlfn.IFS(H127=\"LOW WATER CROSSING\",\"Unknown\",G127=\"Natural\",\"None\",AM127<AN127,\"High\",AC127=\"Functional\",\"Low\",AC127=\"Non-Functional\",\"Low\",W127=\"No\",\"Low\",W127=\"Unknown\",\"None\",X127=\"Deficiency\",\"None\",W127=\"Yes\",\"High\",W127=\"\",\"None\")","v":"None"},0,0,0,0,{"$f":"_xlfn.CONCAT(LEFT(H127,3),\"-\")&IF(H127=\"-\",0,COUNTIF($H$4:H127,H127))","v":"-0"},{"$f":"_xlfn.IFS($H127<=0,\"-\",AS127=1,_xlfn.CONCAT(\"FUN_NONDEF\",\"-DCON_\",LEFT(AQ127,1),\"-FCON_\",LEFT(AR127,1)),AT127=1,_xlfn.CONCAT(\"FUN_DEF\",\"-DCON_\",LEFT(AQ127,1),\"-FCON_\",LEFT(AR127,1)),AU127=1,_xlfn.CONCAT(\"NONFUN_NONDEF\",\"-DCON_\",LEFT(AQ127,1),\"-FCON_\",LEFT(AR127,1)),AV127=1,_xlfn.CONCAT(\"NONFUN_DEF\",\"-DCON_\",LEFT(AQ127,1),\"-FCON_\",LEFT(AR127,1)),AS127+AT127+AU127+AV127<1,_xlfn.CONCAT(\"-\"))","v":"-"}]
[null,null,null,null,null,null,null,null,null,null,null,null,null,null,null,null,null,null,null,null,null,0,null,null,null,null,null,null,null,null,null,0,0,0,0,"Unknown",{"$f":"_xlfn.IFS(G128=\"Natural\",0,H128=\"\",0,H128=\"COASTAL-CONSTRUCTED\",0,G128=\"Constructed\",_xlfn.XLOOKUP($H128,'Data Categories'!$U$4:$U$25,'Data Categories'!$V$4:V$25))","v":0},{"$f":"_xlfn.IFS(AK128=\"\",0,AJ128=\"Unknown\",0,AK128>1,AK128-AJ128,AK128=0,0)","v":0},{"$f":"_xlfn.IFS(Y128=\"\",0,Y128>1920,_xlfn.XLOOKUP($H128,'Data Categories'!$AE$20:$AE$42,'Data Categories'!$AG$20:$AG$42,0))","v":0},{"$f":"_xlfn.IFS(Y128=\"\",0,Y128>0,(2025-Y128))","v":0},{"$f":"_xlfn.IFS(Z128=\"Non-Deficient\",\"Non-Deficient\",Z128=\"Deficient\",\"Deficient\",AB128=\"Deficient\",\"Deficient\",Z128=\"Non-Deficient\",\"Non-Deficient\",AB128=\"Non-Deficient\",\"Non-Deficient\",P128=\"\",\"None\",AL128<0,\"Deficient\",AL128>10,\"Non-Deficient\")","v":"None"},{"$f":"_xlfn.IFS(H128=\"LOW WATER CROSSING\",\"Non-Functional\",G128=\"Natural\",\"Functional\",AA128=\"Functional\",\"Functional\",AC128=\"Functional\",\"Functional\",AA128=\"Non-Functional\",\"Non-Functional\",AC128=\"Non-Functional\",\"Non-Functional\",AA128=\"Unknown\",\"Unknown\",AC128=\"Unknown\",\"Unknown\",AA128=\"\",\"None\")","v":"None"},{"$f":"_xlfn.IFS(X128=\"Functionality\",\"Low\",W128=\"No\",\"Low\",Y128>=2015,\"High\",Y128>=1920,\"Low\",W128=\"\",\"None\",W128=\"Unknown\",\"None\")","v":"None"},{"$f":"_xlfn.IFS(H128=\"LOW WATER CROSSING\",\"Unknown\",G128=\"Natural\",\"None\",AM128<AN128,\"High\",AC128=\"Functional\",\"Low\",AC128=\"Non-Functional\",\"Low\",W128=\"No\",\"Low\",W128=\"Unknown\",\"None\",X128=\"Deficiency\",\"None\",W128=\"Yes\",\"High\",W128=\"\",\"None\")","v":"None"},0,0,0,0,{"$f":"_xlfn.CONCAT(LEFT(H128,3),\"-\")&IF(H128=\"-\",0,COUNTIF($H$4:H128,H128))","v":"-0"},{"$f":"_xlfn.IFS($H128<=0,\"-\",AS128=1,_xlfn.CONCAT(\"FUN_NONDEF\",\"-DCON_\",LEFT(AQ128,1),\"-FCON_\",LEFT(AR128,1)),AT128=1,_xlfn.CONCAT(\"FUN_DEF\",\"-DCON_\",LEFT(AQ128,1),\"-FCON_\",LEFT(AR128,1)),AU128=1,_xlfn.CONCAT(\"NONFUN_NONDEF\",\"-DCON_\",LEFT(AQ128,1),\"-FCON_\",LEFT(AR128,1)),AV128=1,_xlfn.CONCAT(\"NONFUN_DEF\",\"-DCON_\",LEFT(AQ128,1),\"-FCON_\",LEFT(AR128,1)),AS128+AT128+AU128+AV128<1,_xlfn.CONCAT(\"-\"))","v":"-"}]
[null,null,null,null,null,null,null,null,null,null,null,null,null,null,null,null,null,null,null,null,null,0,null,null,null,null,null,null,null,null,null,0,0,0,0,"Unknown",{"$f":"_xlfn.IFS(G129=\"Natural\",0,H129=\"\",0,H129=\"COASTAL-CONSTRUCTED\",0,G129=\"Constructed\",_xlfn.XLOOKUP($H129,'Data Categories'!$U$4:$U$25,'Data Categories'!$V$4:V$25))","v":0},{"$f":"_xlfn.IFS(AK129=\"\",0,AJ129=\"Unknown\",0,AK129>1,AK129-AJ129,AK129=0,0)","v":0},{"$f":"_xlfn.IFS(Y129=\"\",0,Y129>1920,_xlfn.XLOOKUP($H129,'Data Categories'!$AE$20:$AE$42,'Data Categories'!$AG$20:$AG$42,0))","v":0},{"$f":"_xlfn.IFS(Y129=\"\",0,Y129>0,(2025-Y129))","v":0},{"$f":"_xlfn.IFS(Z129=\"Non-Deficient\",\"Non-Deficient\",Z129=\"Deficient\",\"Deficient\",AB129=\"Deficient\",\"Deficient\",Z129=\"Non-Deficient\",\"Non-Deficient\",AB129=\"Non-Deficient\",\"Non-Deficient\",P129=\"\",\"None\",AL129<0,\"Deficient\",AL129>10,\"Non-Deficient\")","v":"None"},{"$f":"_xlfn.IFS(H129=\"LOW WATER CROSSING\",\"Non-Functional\",G129=\"Natural\",\"Functional\",AA129=\"Functional\",\"Functional\",AC129=\"Functional\",\"Functional\",AA129=\"Non-Functional\",\"Non-Functional\",AC129=\"Non-Functional\",\"Non-Functional\",AA129=\"Unknown\",\"Unknown\",AC129=\"Unknown\",\"Unknown\",AA129=\"\",\"None\")","v":"None"},{"$f":"_xlfn.IFS(X129=\"Functionality\",\"Low\",W129=\"No\",\"Low\",Y129>=2015,\"High\",Y129>=1920,\"Low\",W129=\"\",\"None\",W129=\"Unknown\",\"None\")","v":"None"},{"$f":"_xlfn.IFS(H129=\"LOW WATER CROSSING\",\"Unknown\",G129=\"Natural\",\"None\",AM129<AN129,\"High\",AC129=\"Functional\",\"Low\",AC129=\"Non-Functional\",\"Low\",W129=\"No\",\"Low\",W129=\"Unknown\",\"None\",X129=\"Deficiency\",\"None\",W129=\"Yes\",\"High\",W129=\"\",\"None\")","v":"None"},0,0,0,0,{"$f":"_xlfn.CONCAT(LEFT(H129,3),\"-\")&IF(H129=\"-\",0,COUNTIF($H$4:H129,H129))","v":"-0"},{"$f":"_xlfn.IFS($H129<=0,\"-\",AS129=1,_xlfn.CONCAT(\"FUN_NONDEF\",\"-DCON_\",LEFT(AQ129,1),\"-FCON_\",LEFT(AR129,1)),AT129=1,_xlfn.CONCAT(\"FUN_DEF\",\"-DCON_\",LEFT(AQ129,1),\"-FCON_\",LEFT(AR129,1)),AU129=1,_xlfn.CONCAT(\"NONFUN_NONDEF\",\"-DCON_\",LEFT(AQ129,1),\"-FCON_\",LEFT(AR129,1)),AV129=1,_xlfn.CONCAT(\"NONFUN_DEF\",\"-DCON_\",LEFT(AQ129,1),\"-FCON_\",LEFT(AR129,1)),AS129+AT129+AU129+AV129<1,_xlfn.CONCAT(\"-\"))","v":"-"}]
[null,null,null,null,null,null,null,null,null,null,null,null,null,null,null,null,null,null,null,null,null,0,null,null,null,null,null,null,null,null,null,0,0,0,0,"Unknown",{"$f":"_xlfn.IFS(G130=\"Natural\",0,H130=\"\",0,H130=\"COASTAL-CONSTRUCTED\",0,G130=\"Constructed\",_xlfn.XLOOKUP($H130,'Data Categories'!$U$4:$U$25,'Data Categories'!$V$4:V$25))","v":0},{"$f":"_xlfn.IFS(AK130=\"\",0,AJ130=\"Unknown\",0,AK130>1,AK130-AJ130,AK130=0,0)","v":0},{"$f":"_xlfn.IFS(Y130=\"\",0,Y130>1920,_xlfn.XLOOKUP($H130,'Data Categories'!$AE$20:$AE$42,'Data Categories'!$AG$20:$AG$42,0))","v":0},{"$f":"_xlfn.IFS(Y130=\"\",0,Y130>0,(2025-Y130))","v":0},{"$f":"_xlfn.IFS(Z130=\"Non-Deficient\",\"Non-Deficient\",Z130=\"Deficient\",\"Deficient\",AB130=\"Deficient\",\"Deficient\",Z130=\"Non-Deficient\",\"Non-Deficient\",AB130=\"Non-Deficient\",\"Non-Deficient\",P130=\"\",\"None\",AL130<0,\"Deficient\",AL130>10,\"Non-Deficient\")","v":"None"},{"$f":"_xlfn.IFS(H130=\"LOW WATER CROSSING\",\"Non-Functional\",G130=\"Natural\",\"Functional\",AA130=\"Functional\",\"Functional\",AC130=\"Functional\",\"Functional\",AA130=\"Non-Functional\",\"Non-Functional\",AC130=\"Non-Functional\",\"Non-Functional\",AA130=\"Unknown\",\"Unknown\",AC130=\"Unknown\",\"Unknown\",AA130=\"\",\"None\")","v":"None"},{"$f":"_xlfn.IFS(X130=\"Functionality\",\"Low\",W130=\"No\",\"Low\",Y130>=2015,\"High\",Y130>=1920,\"Low\",W130=\"\",\"None\",W130=\"Unknown\",\"None\")","v":"None"},{"$f":"_xlfn.IFS(H130=\"LOW WATER CROSSING\",\"Unknown\",G130=\"Natural\",\"None\",AM130<AN130,\"High\",AC130=\"Functional\",\"Low\",AC130=\"Non-Functional\",\"Low\",W130=\"No\",\"Low\",W130=\"Unknown\",\"None\",X130=\"Deficiency\",\"None\",W130=\"Yes\",\"High\",W130=\"\",\"None\")","v":"None"},0,0,0,0,{"$f":"_xlfn.CONCAT(LEFT(H130,3),\"-\")&IF(H130=\"-\",0,COUNTIF($H$4:H130,H130))","v":"-0"},{"$f":"_xlfn.IFS($H130<=0,\"-\",AS130=1,_xlfn.CONCAT(\"FUN_NONDEF\",\"-DCON_\",LEFT(AQ130,1),\"-FCON_\",LEFT(AR130,1)),AT130=1,_xlfn.CONCAT(\"FUN_DEF\",\"-DCON_\",LEFT(AQ130,1),\"-FCON_\",LEFT(AR130,1)),AU130=1,_xlfn.CONCAT(\"NONFUN_NONDEF\",\"-DCON_\",LEFT(AQ130,1),\"-FCON_\",LEFT(AR130,1)),AV130=1,_xlfn.CONCAT(\"NONFUN_DEF\",\"-DCON_\",LEFT(AQ130,1),\"-FCON_\",LEFT(AR130,1)),AS130+AT130+AU130+AV130<1,_xlfn.CONCAT(\"-\"))","v":"-"}]
[null,null,null,null,null,null,null,null,null,null,null,null,null,null,null,null,null,null,null,null,null,0,null,null,null,null,null,null,null,null,null,0,0,0,0,"Unknown",{"$f":"_xlfn.IFS(G131=\"Natural\",0,H131=\"\",0,H131=\"COASTAL-CONSTRUCTED\",0,G131=\"Constructed\",_xlfn.XLOOKUP($H131,'Data Categories'!$U$4:$U$25,'Data Categories'!$V$4:V$25))","v":0},{"$f":"_xlfn.IFS(AK131=\"\",0,AJ131=\"Unknown\",0,AK131>1,AK131-AJ131,AK131=0,0)","v":0},{"$f":"_xlfn.IFS(Y131=\"\",0,Y131>1920,_xlfn.XLOOKUP($H131,'Data Categories'!$AE$20:$AE$42,'Data Categories'!$AG$20:$AG$42,0))","v":0},{"$f":"_xlfn.IFS(Y131=\"\",0,Y131>0,(2025-Y131))","v":0},{"$f":"_xlfn.IFS(Z131=\"Non-Deficient\",\"Non-Deficient\",Z131=\"Deficient\",\"Deficient\",AB131=\"Deficient\",\"Deficient\",Z131=\"Non-Deficient\",\"Non-Deficient\",AB131=\"Non-Deficient\",\"Non-Deficient\",P131=\"\",\"None\",AL131<0,\"Deficient\",AL131>10,\"Non-Deficient\")","v":"None"},{"$f":"_xlfn.IFS(H131=\"LOW WATER CROSSING\",\"Non-Functional\",G131=\"Natural\",\"Functional\",AA131=\"Functional\",\"Functional\",AC131=\"Functional\",\"Functional\",AA131=\"Non-Functional\",\"Non-Functional\",AC131=\"Non-Functional\",\"Non-Functional\",AA131=\"Unknown\",\"Unknown\",AC131=\"Unknown\",\"Unknown\",AA131=\"\",\"None\")","v":"None"},{"$f":"_xlfn.IFS(X131=\"Functionality\",\"Low\",W131=\"No\",\"Low\",Y131>=2015,\"High\",Y131>=1920,\"Low\",W131=\"\",\"None\",W131=\"Unknown\",\"None\")","v":"None"},{"$f":"_xlfn.IFS(H131=\"LOW WATER CROSSING\",\"Unknown\",G131=\"Natural\",\"None\",AM131<AN131,\"High\",AC131=\"Functional\",\"Low\",AC131=\"Non-Functional\",\"Low\",W131=\"No\",\"Low\",W131=\"Unknown\",\"None\",X131=\"Deficiency\",\"None\",W131=\"Yes\",\"High\",W131=\"\",\"None\")","v":"None"},0,0,0,0,{"$f":"_xlfn.CONCAT(LEFT(H131,3),\"-\")&IF(H131=\"-\",0,COUNTIF($H$4:H131,H131))","v":"-0"},{"$f":"_xlfn.IFS($H131<=0,\"-\",AS131=1,_xlfn.CONCAT(\"FUN_NONDEF\",\"-DCON_\",LEFT(AQ131,1),\"-FCON_\",LEFT(AR131,1)),AT131=1,_xlfn.CONCAT(\"FUN_DEF\",\"-DCON_\",LEFT(AQ131,1),\"-FCON_\",LEFT(AR131,1)),AU131=1,_xlfn.CONCAT(\"NONFUN_NONDEF\",\"-DCON_\",LEFT(AQ131,1),\"-FCON_\",LEFT(AR131,1)),AV131=1,_xlfn.CONCAT(\"NONFUN_DEF\",\"-DCON_\",LEFT(AQ131,1),\"-FCON_\",LEFT(AR131,1)),AS131+AT131+AU131+AV131<1,_xlfn.CONCAT(\"-\"))","v":"-"}]
[null,null,null,null,null,null,null,null,null,null,null,null,null,null,null,null,null,null,null,null,null,0,null,null,null,null,null,null,null,null,null,0,{"$f":"IF(S132+T132+U132>0,(S132*T132*U132/43560),0)","v":0},0,0,"Unknown",{"$f":"_xlfn.IFS(G132=\"Natural\",0,H132=\"\",0,H132=\"COASTAL-CONSTRUCTED\",0,G132=\"Constructed\",_xlfn.XLOOKUP($H132,'Data Categories'!$U$4:$U$25,'Data Categories'!$V$4:V$25))","v":0},{"$f":"_xlfn.IFS(AK132=\"\",0,AJ132=\"Unknown\",0,AK132>1,AK132-AJ132,AK132=0,0)","v":0},{"$f":"_xlfn.IFS(Y132=\"\",0,Y132>1920,_xlfn.XLOOKUP($H132,'Data Categories'!$AE$20:$AE$42,'Data Categories'!$AG$20:$AG$42,0))","v":0},{"$f":"_xlfn.IFS(Y132=\"\",0,Y132>0,(2025-Y132))","v":0},{"$f":"_xlfn.IFS(Z132=\"Non-Deficient\",\"Non-Deficient\",Z132=\"Deficient\",\"Deficient\",AB132=\"Deficient\",\"Deficient\",Z132=\"Non-Deficient\",\"Non-Deficient\",AB132=\"Non-Deficient\",\"Non-Deficient\",P132=\"\",\"None\",AL132<0,\"Deficient\",AL132>10,\"Non-Deficient\")","v":"None"},{"$f":"_xlfn.IFS(H132=\"LOW WATER CROSSING\",\"Non-Functional\",G132=\"Natural\",\"Functional\",AA132=\"Functional\",\"Functional\",AC132=\"Functional\",\"Functional\",AA132=\"Non-Functional\",\"Non-Functional\",AC132=\"Non-Functional\",\"Non-Functional\",AA132=\"Unknown\",\"Unknown\",AC132=\"Unknown\",\"Unknown\",AA132=\"\",\"None\")","v":"None"},{"$f":"_xlfn.IFS(X132=\"Functionality\",\"Low\",W132=\"No\",\"Low\",Y132>=2015,\"High\",Y132>=1920,\"Low\",W132=\"\",\"None\",W132=\"Unknown\",\"None\")","v":"None"},{"$f":"_xlfn.IFS(H132=\"LOW WATER CROSSING\",\"Unknown\",G132=\"Natural\",\"None\",AM132<AN132,\"High\",AC132=\"Functional\",\"Low\",AC132=\"Non-Functional\",\"Low\",W132=\"No\",\"Low\",W132=\"Unknown\",\"None\",X132=\"Deficiency\",\"None\",W132=\"Yes\",\"High\",W132=\"\",\"None\")","v":"None"},{"$f":"IF(AND(AO132=\"Non-Deficient\",AP132=\"Functional\"),1,0)","v":0},{"$f":"IF(AND(AO132=\"Deficient\",AP132=\"Functional\"),1,0)","v":0},{"$f":"IF(AND(AO132=\"Non-Deficient\",AP132=\"Non-Functional\"),1,0)","v":0},{"$f":"IF(AND(AO132=\"Deficient\",AP132=\"Non-Functional\"),1,0)","v":0},{"$f":"_xlfn.CONCAT(LEFT(H132,3),\"-\")&IF(H132=\"-\",0,COUNTIF($H$4:H132,H132))","v":"-0"},{"$f":"_xlfn.IFS($H132<=0,\"-\",AS132=1,_xlfn.CONCAT(\"FUN_NONDEF\",\"-DCON_\",LEFT(AQ132,1),\"-FCON_\",LEFT(AR132,1)),AT132=1,_xlfn.CONCAT(\"FUN_DEF\",\"-DCON_\",LEFT(AQ132,1),\"-FCON_\",LEFT(AR132,1)),AU132=1,_xlfn.CONCAT(\"NONFUN_NONDEF\",\"-DCON_\",LEFT(AQ132,1),\"-FCON_\",LEFT(AR132,1)),AV132=1,_xlfn.CONCAT(\"NONFUN_DEF\",\"-DCON_\",LEFT(AQ132,1),\"-FCON_\",LEFT(AR132,1)),AS132+AT132+AU132+AV132<1,_xlfn.CONCAT(\"-\"))","v":"-"}]
[null,null,null,null,null,null,null,null,null,null,null,null,null,null,null,null,null,null,null,null,null,0,null,null,null,null,null,null,null,null,null,0,0,{"$f":"S133","v":0},{"$f":"H133","v":0},"Unknown",{"$f":"_xlfn.IFS(G133=\"Natural\",0,H133=\"\",0,H133=\"COASTAL-CONSTRUCTED\",0,G133=\"Constructed\",_xlfn.XLOOKUP($H133,'Data Categories'!$U$4:$U$25,'Data Categories'!$V$4:V$25))","v":0},{"$f":"_xlfn.IFS(AK133=\"\",0,AJ133=\"Unknown\",0,AK133>1,AK133-AJ133,AK133=0,0)","v":0},{"$f":"_xlfn.IFS(Y133=\"\",0,Y133>1920,_xlfn.XLOOKUP($H133,'Data Categories'!$AE$20:$AE$42,'Data Categories'!$AG$20:$AG$42,0))","v":0},{"$f":"_xlfn.IFS(Y133=\"\",0,Y133>0,(2025-Y133))","v":0},{"$f":"_xlfn.IFS(Z133=\"Non-Deficient\",\"Non-Deficient\",Z133=\"Deficient\",\"Deficient\",AB133=\"Deficient\",\"Deficient\",Z133=\"Non-Deficient\",\"Non-Deficient\",AB133=\"Non-Deficient\",\"Non-Deficient\",P133=\"\",\"None\",AL133<0,\"Deficient\",AL133>10,\"Non-Deficient\")","v":"None"},{"$f":"_xlfn.IFS(H133=\"LOW WATER CROSSING\",\"Non-Functional\",G133=\"Natural\",\"Functional\",AA133=\"Functional\",\"Functional\",AC133=\"Functional\",\"Functional\",AA133=\"Non-Functional\",\"Non-Functional\",AC133=\"Non-Functional\",\"Non-Functional\",AA133=\"Unknown\",\"Unknown\",AC133=\"Unknown\",\"Unknown\",AA133=\"\",\"None\")","v":"None"},{"$f":"_xlfn.IFS(X133=\"Functionality\",\"Low\",W133=\"No\",\"Low\",Y133>=2015,\"High\",Y133>=1920,\"Low\",W133=\"\",\"None\",W133=\"Unknown\",\"None\")","v":"None"},{"$f":"_xlfn.IFS(H133=\"LOW WATER CROSSING\",\"Unknown\",G133=\"Natural\",\"None\",AM133<AN133,\"High\",AC133=\"Functional\",\"Low\",AC133=\"Non-Functional\",\"Low\",W133=\"No\",\"Low\",W133=\"Unknown\",\"None\",X133=\"Deficiency\",\"None\",W133=\"Yes\",\"High\",W133=\"\",\"None\")","v":"None"},0,0,0,0,{"$f":"_xlfn.CONCAT(LEFT(H133,3),\"-\")&IF(H133=\"-\",0,COUNTIF($H$4:H133,H133))","v":"-0"},{"$f":"_xlfn.IFS($H133<=0,\"-\",AS133=1,_xlfn.CONCAT(\"FUN_NONDEF\",\"-DCON_\",LEFT(AQ133,1),\"-FCON_\",LEFT(AR133,1)),AT133=1,_xlfn.CONCAT(\"FUN_DEF\",\"-DCON_\",LEFT(AQ133,1),\"-FCON_\",LEFT(AR133,1)),AU133=1,_xlfn.CONCAT(\"NONFUN_NONDEF\",\"-DCON_\",LEFT(AQ133,1),\"-FCON_\",LEFT(AR133,1)),AV133=1,_xlfn.CONCAT(\"NONFUN_DEF\",\"-DCON_\",LEFT(AQ133,1),\"-FCON_\",LEFT(AR133,1)),AS133+AT133+AU133+AV133<1,_xlfn.CONCAT(\"-\"))","v":"-"}]
[null,null,null,null,null,null,null,null,null,null,null,null,null,null,null,null,null,null,null,null,null,0,null,null,null,null,null,null,null,null,null,0,0,0,0,{"$f":"IF(P134>=1900,2025-P134,\"Unknown\")","v":"Unknown"},{"$f":"_xlfn.IFS(G134=\"Natural\",0,H134=\"\",0,H134=\"COASTAL-CONSTRUCTED\",0,G134=\"Constructed\",_xlfn.XLOOKUP($H134,'Data Categories'!$U$4:$U$25,'Data Categories'!$V$4:V$25))","v":0},{"$f":"_xlfn.IFS(AK134=\"\",0,AJ134=\"Unknown\",0,AK134>1,AK134-AJ134,AK134=0,0)","v":0},{"$f":"_xlfn.IFS(Y134=\"\",0,Y134>1920,_xlfn.XLOOKUP($H134,'Data Categories'!$AE$20:$AE$42,'Data Categories'!$AG$20:$AG$42,0))","v":0},{"$f":"_xlfn.IFS(Y134=\"\",0,Y134>0,(2025-Y134))","v":0},{"$f":"_xlfn.IFS(Z134=\"Non-Deficient\",\"Non-Deficient\",Z134=\"Deficient\",\"Deficient\",AB134=\"Deficient\",\"Deficient\",Z134=\"Non-Deficient\",\"Non-Deficient\",AB134=\"Non-Deficient\",\"Non-Deficient\",P134=\"\",\"None\",AL134<0,\"Deficient\",AL134>10,\"Non-Deficient\")","v":"None"},{"$f":"_xlfn.IFS(H134=\"LOW WATER CROSSING\",\"Non-Functional\",G134=\"Natural\",\"Functional\",AA134=\"Functional\",\"Functional\",AC134=\"Functional\",\"Functional\",AA134=\"Non-Functional\",\"Non-Functional\",AC134=\"Non-Functional\",\"Non-Functional\",AA134=\"Unknown\",\"Unknown\",AC134=\"Unknown\",\"Unknown\",AA134=\"\",\"None\")","v":"None"},{"$f":"_xlfn.IFS(X134=\"Functionality\",\"Low\",W134=\"No\",\"Low\",Y134>=2015,\"High\",Y134>=1920,\"Low\",W134=\"\",\"None\",W134=\"Unknown\",\"None\")","v":"None"},{"$f":"_xlfn.IFS(H134=\"LOW WATER CROSSING\",\"Unknown\",G134=\"Natural\",\"None\",AM134<AN134,\"High\",AC134=\"Functional\",\"Low\",AC134=\"Non-Functional\",\"Low\",W134=\"No\",\"Low\",W134=\"Unknown\",\"None\",X134=\"Deficiency\",\"None\",W134=\"Yes\",\"High\",W134=\"\",\"None\")","v":"None"},0,0,0,0,{"$f":"_xlfn.CONCAT(LEFT(H134,3),\"-\")&IF(H134=\"-\",0,COUNTIF($H$4:H134,H134))","v":"-0"},{"$f":"_xlfn.IFS($H134<=0,\"-\",AS134=1,_xlfn.CONCAT(\"FUN_NONDEF\",\"-DCON_\",LEFT(AQ134,1),\"-FCON_\",LEFT(AR134,1)),AT134=1,_xlfn.CONCAT(\"FUN_DEF\",\"-DCON_\",LEFT(AQ134,1),\"-FCON_\",LEFT(AR134,1)),AU134=1,_xlfn.CONCAT(\"NONFUN_NONDEF\",\"-DCON_\",LEFT(AQ134,1),\"-FCON_\",LEFT(AR134,1)),AV134=1,_xlfn.CONCAT(\"NONFUN_DEF\",\"-DCON_\",LEFT(AQ134,1),\"-FCON_\",LEFT(AR134,1)),AS134+AT134+AU134+AV134<1,_xlfn.CONCAT(\"-\"))","v":"-"}]
[null,null,null,null,null,null,null,null,null,null,null,null,null,null,null,null,null,null,null,null,null,0,null,null,null,null,null,null,null,null,null,0,0,0,0,"Unknown",{"$f":"_xlfn.IFS(G135=\"Natural\",0,H135=\"\",0,H135=\"COASTAL-CONSTRUCTED\",0,G135=\"Constructed\",_xlfn.XLOOKUP($H135,'Data Categories'!$U$4:$U$25,'Data Categories'!$V$4:V$25))","v":0},{"$f":"_xlfn.IFS(AK135=\"\",0,AJ135=\"Unknown\",0,AK135>1,AK135-AJ135,AK135=0,0)","v":0},{"$f":"_xlfn.IFS(Y135=\"\",0,Y135>1920,_xlfn.XLOOKUP($H135,'Data Categories'!$AE$20:$AE$42,'Data Categories'!$AG$20:$AG$42,0))","v":0},{"$f":"_xlfn.IFS(Y135=\"\",0,Y135>0,(2025-Y135))","v":0},{"$f":"_xlfn.IFS(Z135=\"Non-Deficient\",\"Non-Deficient\",Z135=\"Deficient\",\"Deficient\",AB135=\"Deficient\",\"Deficient\",Z135=\"Non-Deficient\",\"Non-Deficient\",AB135=\"Non-Deficient\",\"Non-Deficient\",P135=\"\",\"None\",AL135<0,\"Deficient\",AL135>10,\"Non-Deficient\")","v":"None"},{"$f":"_xlfn.IFS(H135=\"LOW WATER CROSSING\",\"Non-Functional\",G135=\"Natural\",\"Functional\",AA135=\"Functional\",\"Functional\",AC135=\"Functional\",\"Functional\",AA135=\"Non-Functional\",\"Non-Functional\",AC135=\"Non-Functional\",\"Non-Functional\",AA135=\"Unknown\",\"Unknown\",AC135=\"Unknown\",\"Unknown\",AA135=\"\",\"None\")","v":"None"},{"$f":"_xlfn.IFS(X135=\"Functionality\",\"Low\",W135=\"No\",\"Low\",Y135>=2015,\"High\",Y135>=1920,\"Low\",W135=\"\",\"None\",W135=\"Unknown\",\"None\")","v":"None"},{"$f":"_xlfn.IFS(H135=\"LOW WATER CROSSING\",\"Unknown\",G135=\"Natural\",\"None\",AM135<AN135,\"High\",AC135=\"Functional\",\"Low\",AC135=\"Non-Functional\",\"Low\",W135=\"No\",\"Low\",W135=\"Unknown\",\"None\",X135=\"Deficiency\",\"None\",W135=\"Yes\",\"High\",W135=\"\",\"None\")","v":"None"},0,0,0,0,{"$f":"_xlfn.CONCAT(LEFT(H135,3),\"-\")&IF(H135=\"-\",0,COUNTIF($H$4:H135,H135))","v":"-0"},{"$f":"_xlfn.IFS($H135<=0,\"-\",AS135=1,_xlfn.CONCAT(\"FUN_NONDEF\",\"-DCON_\",LEFT(AQ135,1),\"-FCON_\",LEFT(AR135,1)),AT135=1,_xlfn.CONCAT(\"FUN_DEF\",\"-DCON_\",LEFT(AQ135,1),\"-FCON_\",LEFT(AR135,1)),AU135=1,_xlfn.CONCAT(\"NONFUN_NONDEF\",\"-DCON_\",LEFT(AQ135,1),\"-FCON_\",LEFT(AR135,1)),AV135=1,_xlfn.CONCAT(\"NONFUN_DEF\",\"-DCON_\",LEFT(AQ135,1),\"-FCON_\",LEFT(AR135,1)),AS135+AT135+AU135+AV135<1,_xlfn.CONCAT(\"-\"))","v":"-"}]
[null,null,null,null,null,null,null,null,null,null,null,null,null,null,null,null,null,null,null,null,null,0,null,null,null,null,null,null,null,null,null,0,0,0,0,"Unknown",{"$f":"_xlfn.IFS(G136=\"Natural\",0,H136=\"\",0,H136=\"COASTAL-CONSTRUCTED\",0,G136=\"Constructed\",_xlfn.XLOOKUP($H136,'Data Categories'!$U$4:$U$25,'Data Categories'!$V$4:V$25))","v":0},{"$f":"_xlfn.IFS(AK136=\"\",0,AJ136=\"Unknown\",0,AK136>1,AK136-AJ136,AK136=0,0)","v":0},{"$f":"_xlfn.IFS(Y136=\"\",0,Y136>1920,_xlfn.XLOOKUP($H136,'Data Categories'!$AE$20:$AE$42,'Data Categories'!$AG$20:$AG$42,0))","v":0},{"$f":"_xlfn.IFS(Y136=\"\",0,Y136>0,(2025-Y136))","v":0},{"$f":"_xlfn.IFS(Z136=\"Non-Deficient\",\"Non-Deficient\",Z136=\"Deficient\",\"Deficient\",AB136=\"Deficient\",\"Deficient\",Z136=\"Non-Deficient\",\"Non-Deficient\",AB136=\"Non-Deficient\",\"Non-Deficient\",P136=\"\",\"None\",AL136<0,\"Deficient\",AL136>10,\"Non-Deficient\")","v":"None"},{"$f":"_xlfn.IFS(H136=\"LOW WATER CROSSING\",\"Non-Functional\",G136=\"Natural\",\"Functional\",AA136=\"Functional\",\"Functional\",AC136=\"Functional\",\"Functional\",AA136=\"Non-Functional\",\"Non-Functional\",AC136=\"Non-Functional\",\"Non-Functional\",AA136=\"Unknown\",\"Unknown\",AC136=\"Unknown\",\"Unknown\",AA136=\"\",\"None\")","v":"None"},{"$f":"_xlfn.IFS(X136=\"Functionality\",\"Low\",W136=\"No\",\"Low\",Y136>=2015,\"High\",Y136>=1920,\"Low\",W136=\"\",\"None\",W136=\"Unknown\",\"None\")","v":"None"},{"$f":"_xlfn.IFS(H136=\"LOW WATER CROSSING\",\"Unknown\",G136=\"Natural\",\"None\",AM136<AN136,\"High\",AC136=\"Functional\",\"Low\",AC136=\"Non-Functional\",\"Low\",W136=\"No\",\"Low\",W136=\"Unknown\",\"None\",X136=\"Deficiency\",\"None\",W136=\"Yes\",\"High\",W136=\"\",\"None\")","v":"None"},0,0,0,0,{"$f":"_xlfn.CONCAT(LEFT(H136,3),\"-\")&IF(H136=\"-\",0,COUNTIF($H$4:H136,H136))","v":"-0"},{"$f":"_xlfn.IFS($H136<=0,\"-\",AS136=1,_xlfn.CONCAT(\"FUN_NONDEF\",\"-DCON_\",LEFT(AQ136,1),\"-FCON_\",LEFT(AR136,1)),AT136=1,_xlfn.CONCAT(\"FUN_DEF\",\"-DCON_\",LEFT(AQ136,1),\"-FCON_\",LEFT(AR136,1)),AU136=1,_xlfn.CONCAT(\"NONFUN_NONDEF\",\"-DCON_\",LEFT(AQ136,1),\"-FCON_\",LEFT(AR136,1)),AV136=1,_xlfn.CONCAT(\"NONFUN_DEF\",\"-DCON_\",LEFT(AQ136,1),\"-FCON_\",LEFT(AR136,1)),AS136+AT136+AU136+AV136<1,_xlfn.CONCAT(\"-\"))","v":"-"}]
[null,null,null,null,null,null,null,null,null,null,null,null,null,null,null,null,null,null,null,null,null,0,null,null,null,null,null,null,null,null,null,0,0,0,0,"Unknown",{"$f":"_xlfn.IFS(G137=\"Natural\",0,H137=\"\",0,H137=\"COASTAL-CONSTRUCTED\",0,G137=\"Constructed\",_xlfn.XLOOKUP($H137,'Data Categories'!$U$4:$U$25,'Data Categories'!$V$4:V$25))","v":0},{"$f":"_xlfn.IFS(AK137=\"\",0,AJ137=\"Unknown\",0,AK137>1,AK137-AJ137,AK137=0,0)","v":0},{"$f":"_xlfn.IFS(Y137=\"\",0,Y137>1920,_xlfn.XLOOKUP($H137,'Data Categories'!$AE$20:$AE$42,'Data Categories'!$AG$20:$AG$42,0))","v":0},{"$f":"_xlfn.IFS(Y137=\"\",0,Y137>0,(2025-Y137))","v":0},{"$f":"_xlfn.IFS(Z137=\"Non-Deficient\",\"Non-Deficient\",Z137=\"Deficient\",\"Deficient\",AB137=\"Deficient\",\"Deficient\",Z137=\"Non-Deficient\",\"Non-Deficient\",AB137=\"Non-Deficient\",\"Non-Deficient\",P137=\"\",\"None\",AL137<0,\"Deficient\",AL137>10,\"Non-Deficient\")","v":"None"},{"$f":"_xlfn.IFS(H137=\"LOW WATER CROSSING\",\"Non-Functional\",G137=\"Natural\",\"Functional\",AA137=\"Functional\",\"Functional\",AC137=\"Functional\",\"Functional\",AA137=\"Non-Functional\",\"Non-Functional\",AC137=\"Non-Functional\",\"Non-Functional\",AA137=\"Unknown\",\"Unknown\",AC137=\"Unknown\",\"Unknown\",AA137=\"\",\"None\")","v":"None"},{"$f":"_xlfn.IFS(X137=\"Functionality\",\"Low\",W137=\"No\",\"Low\",Y137>=2015,\"High\",Y137>=1920,\"Low\",W137=\"\",\"None\",W137=\"Unknown\",\"None\")","v":"None"},{"$f":"_xlfn.IFS(H137=\"LOW WATER CROSSING\",\"Unknown\",G137=\"Natural\",\"None\",AM137<AN137,\"High\",AC137=\"Functional\",\"Low\",AC137=\"Non-Functional\",\"Low\",W137=\"No\",\"Low\",W137=\"Unknown\",\"None\",X137=\"Deficiency\",\"None\",W137=\"Yes\",\"High\",W137=\"\",\"None\")","v":"None"},0,0,0,0,{"$f":"_xlfn.CONCAT(LEFT(H137,3),\"-\")&IF(H137=\"-\",0,COUNTIF($H$4:H137,H137))","v":"-0"},{"$f":"_xlfn.IFS($H137<=0,\"-\",AS137=1,_xlfn.CONCAT(\"FUN_NONDEF\",\"-DCON_\",LEFT(AQ137,1),\"-FCON_\",LEFT(AR137,1)),AT137=1,_xlfn.CONCAT(\"FUN_DEF\",\"-DCON_\",LEFT(AQ137,1),\"-FCON_\",LEFT(AR137,1)),AU137=1,_xlfn.CONCAT(\"NONFUN_NONDEF\",\"-DCON_\",LEFT(AQ137,1),\"-FCON_\",LEFT(AR137,1)),AV137=1,_xlfn.CONCAT(\"NONFUN_DEF\",\"-DCON_\",LEFT(AQ137,1),\"-FCON_\",LEFT(AR137,1)),AS137+AT137+AU137+AV137<1,_xlfn.CONCAT(\"-\"))","v":"-"}]
[null,null,null,null,null,null,null,null,null,null,null,null,null,null,null,null,null,null,null,null,null,0,null,null,null,null,null,null,null,null,null,0,0,0,0,"Unknown",{"$f":"_xlfn.IFS(G138=\"Natural\",0,H138=\"\",0,H138=\"COASTAL-CONSTRUCTED\",0,G138=\"Constructed\",_xlfn.XLOOKUP($H138,'Data Categories'!$U$4:$U$25,'Data Categories'!$V$4:V$25))","v":0},{"$f":"_xlfn.IFS(AK138=\"\",0,AJ138=\"Unknown\",0,AK138>1,AK138-AJ138,AK138=0,0)","v":0},{"$f":"_xlfn.IFS(Y138=\"\",0,Y138>1920,_xlfn.XLOOKUP($H138,'Data Categories'!$AE$20:$AE$42,'Data Categories'!$AG$20:$AG$42,0))","v":0},{"$f":"_xlfn.IFS(Y138=\"\",0,Y138>0,(2025-Y138))","v":0},{"$f":"_xlfn.IFS(Z138=\"Non-Deficient\",\"Non-Deficient\",Z138=\"Deficient\",\"Deficient\",AB138=\"Deficient\",\"Deficient\",Z138=\"Non-Deficient\",\"Non-Deficient\",AB138=\"Non-Deficient\",\"Non-Deficient\",P138=\"\",\"None\",AL138<0,\"Deficient\",AL138>10,\"Non-Deficient\")","v":"None"},{"$f":"_xlfn.IFS(H138=\"LOW WATER CROSSING\",\"Non-Functional\",G138=\"Natural\",\"Functional\",AA138=\"Functional\",\"Functional\",AC138=\"Functional\",\"Functional\",AA138=\"Non-Functional\",\"Non-Functional\",AC138=\"Non-Functional\",\"Non-Functional\",AA138=\"Unknown\",\"Unknown\",AC138=\"Unknown\",\"Unknown\",AA138=\"\",\"None\")","v":"None"},{"$f":"_xlfn.IFS(X138=\"Functionality\",\"Low\",W138=\"No\",\"Low\",Y138>=2015,\"High\",Y138>=1920,\"Low\",W138=\"\",\"None\",W138=\"Unknown\",\"None\")","v":"None"},{"$f":"_xlfn.IFS(H138=\"LOW WATER CROSSING\",\"Unknown\",G138=\"Natural\",\"None\",AM138<AN138,\"High\",AC138=\"Functional\",\"Low\",AC138=\"Non-Functional\",\"Low\",W138=\"No\",\"Low\",W138=\"Unknown\",\"None\",X138=\"Deficiency\",\"None\",W138=\"Yes\",\"High\",W138=\"\",\"None\")","v":"None"},0,0,0,0,{"$f":"_xlfn.CONCAT(LEFT(H138,3),\"-\")&IF(H138=\"-\",0,COUNTIF($H$4:H138,H138))","v":"-0"},{"$f":"_xlfn.IFS($H138<=0,\"-\",AS138=1,_xlfn.CONCAT(\"FUN_NONDEF\",\"-DCON_\",LEFT(AQ138,1),\"-FCON_\",LEFT(AR138,1)),AT138=1,_xlfn.CONCAT(\"FUN_DEF\",\"-DCON_\",LEFT(AQ138,1),\"-FCON_\",LEFT(AR138,1)),AU138=1,_xlfn.CONCAT(\"NONFUN_NONDEF\",\"-DCON_\",LEFT(AQ138,1),\"-FCON_\",LEFT(AR138,1)),AV138=1,_xlfn.CONCAT(\"NONFUN_DEF\",\"-DCON_\",LEFT(AQ138,1),\"-FCON_\",LEFT(AR138,1)),AS138+AT138+AU138+AV138<1,_xlfn.CONCAT(\"-\"))","v":"-"}]
[null,null,null,null,null,null,null,null,null,null,null,null,null,null,null,null,null,null,null,null,null,0,null,null,null,null,null,null,null,null,null,0,0,0,0,"Unknown",{"$f":"_xlfn.IFS(G139=\"Natural\",0,H139=\"\",0,H139=\"COASTAL-CONSTRUCTED\",0,G139=\"Constructed\",_xlfn.XLOOKUP($H139,'Data Categories'!$U$4:$U$25,'Data Categories'!$V$4:V$25))","v":0},{"$f":"_xlfn.IFS(AK139=\"\",0,AJ139=\"Unknown\",0,AK139>1,AK139-AJ139,AK139=0,0)","v":0},{"$f":"_xlfn.IFS(Y139=\"\",0,Y139>1920,_xlfn.XLOOKUP($H139,'Data Categories'!$AE$20:$AE$42,'Data Categories'!$AG$20:$AG$42,0))","v":0},{"$f":"_xlfn.IFS(Y139=\"\",0,Y139>0,(2025-Y139))","v":0},{"$f":"_xlfn.IFS(Z139=\"Non-Deficient\",\"Non-Deficient\",Z139=\"Deficient\",\"Deficient\",AB139=\"Deficient\",\"Deficient\",Z139=\"Non-Deficient\",\"Non-Deficient\",AB139=\"Non-Deficient\",\"Non-Deficient\",P139=\"\",\"None\",AL139<0,\"Deficient\",AL139>10,\"Non-Deficient\")","v":"None"},{"$f":"_xlfn.IFS(H139=\"LOW WATER CROSSING\",\"Non-Functional\",G139=\"Natural\",\"Functional\",AA139=\"Functional\",\"Functional\",AC139=\"Functional\",\"Functional\",AA139=\"Non-Functional\",\"Non-Functional\",AC139=\"Non-Functional\",\"Non-Functional\",AA139=\"Unknown\",\"Unknown\",AC139=\"Unknown\",\"Unknown\",AA139=\"\",\"None\")","v":"None"},{"$f":"_xlfn.IFS(X139=\"Functionality\",\"Low\",W139=\"No\",\"Low\",Y139>=2015,\"High\",Y139>=1920,\"Low\",W139=\"\",\"None\",W139=\"Unknown\",\"None\")","v":"None"},{"$f":"_xlfn.IFS(H139=\"LOW WATER CROSSING\",\"Unknown\",G139=\"Natural\",\"None\",AM139<AN139,\"High\",AC139=\"Functional\",\"Low\",AC139=\"Non-Functional\",\"Low\",W139=\"No\",\"Low\",W139=\"Unknown\",\"None\",X139=\"Deficiency\",\"None\",W139=\"Yes\",\"High\",W139=\"\",\"None\")","v":"None"},0,0,0,0,{"$f":"_xlfn.CONCAT(LEFT(H139,3),\"-\")&IF(H139=\"-\",0,COUNTIF($H$4:H139,H139))","v":"-0"},{"$f":"_xlfn.IFS($H139<=0,\"-\",AS139=1,_xlfn.CONCAT(\"FUN_NONDEF\",\"-DCON_\",LEFT(AQ139,1),\"-FCON_\",LEFT(AR139,1)),AT139=1,_xlfn.CONCAT(\"FUN_DEF\",\"-DCON_\",LEFT(AQ139,1),\"-FCON_\",LEFT(AR139,1)),AU139=1,_xlfn.CONCAT(\"NONFUN_NONDEF\",\"-DCON_\",LEFT(AQ139,1),\"-FCON_\",LEFT(AR139,1)),AV139=1,_xlfn.CONCAT(\"NONFUN_DEF\",\"-DCON_\",LEFT(AQ139,1),\"-FCON_\",LEFT(AR139,1)),AS139+AT139+AU139+AV139<1,_xlfn.CONCAT(\"-\"))","v":"-"}]
[null,null,null,null,null,null,null,null,null,null,null,null,null,null,null,null,null,null,null,null,null,0,null,null,null,null,null,null,null,null,null,0,0,0,0,"Unknown",{"$f":"_xlfn.IFS(G140=\"Natural\",0,H140=\"\",0,H140=\"COASTAL-CONSTRUCTED\",0,G140=\"Constructed\",_xlfn.XLOOKUP($H140,'Data Categories'!$U$4:$U$25,'Data Categories'!$V$4:V$25))","v":0},{"$f":"_xlfn.IFS(AK140=\"\",0,AJ140=\"Unknown\",0,AK140>1,AK140-AJ140,AK140=0,0)","v":0},{"$f":"_xlfn.IFS(Y140=\"\",0,Y140>1920,_xlfn.XLOOKUP($H140,'Data Categories'!$AE$20:$AE$42,'Data Categories'!$AG$20:$AG$42,0))","v":0},{"$f":"_xlfn.IFS(Y140=\"\",0,Y140>0,(2025-Y140))","v":0},{"$f":"_xlfn.IFS(Z140=\"Non-Deficient\",\"Non-Deficient\",Z140=\"Deficient\",\"Deficient\",AB140=\"Deficient\",\"Deficient\",Z140=\"Non-Deficient\",\"Non-Deficient\",AB140=\"Non-Deficient\",\"Non-Deficient\",P140=\"\",\"None\",AL140<0,\"Deficient\",AL140>10,\"Non-Deficient\")","v":"None"},{"$f":"_xlfn.IFS(H140=\"LOW WATER CROSSING\",\"Non-Functional\",G140=\"Natural\",\"Functional\",AA140=\"Functional\",\"Functional\",AC140=\"Functional\",\"Functional\",AA140=\"Non-Functional\",\"Non-Functional\",AC140=\"Non-Functional\",\"Non-Functional\",AA140=\"Unknown\",\"Unknown\",AC140=\"Unknown\",\"Unknown\",AA140=\"\",\"None\")","v":"None"},{"$f":"_xlfn.IFS(X140=\"Functionality\",\"Low\",W140=\"No\",\"Low\",Y140>=2015,\"High\",Y140>=1920,\"Low\",W140=\"\",\"None\",W140=\"Unknown\",\"None\")","v":"None"},{"$f":"_xlfn.IFS(H140=\"LOW WATER CROSSING\",\"Unknown\",G140=\"Natural\",\"None\",AM140<AN140,\"High\",AC140=\"Functional\",\"Low\",AC140=\"Non-Functional\",\"Low\",W140=\"No\",\"Low\",W140=\"Unknown\",\"None\",X140=\"Deficiency\",\"None\",W140=\"Yes\",\"High\",W140=\"\",\"None\")","v":"None"},0,0,0,0,{"$f":"_xlfn.CONCAT(LEFT(H140,3),\"-\")&IF(H140=\"-\",0,COUNTIF($H$4:H140,H140))","v":"-0"},{"$f":"_xlfn.IFS($H140<=0,\"-\",AS140=1,_xlfn.CONCAT(\"FUN_NONDEF\",\"-DCON_\",LEFT(AQ140,1),\"-FCON_\",LEFT(AR140,1)),AT140=1,_xlfn.CONCAT(\"FUN_DEF\",\"-DCON_\",LEFT(AQ140,1),\"-FCON_\",LEFT(AR140,1)),AU140=1,_xlfn.CONCAT(\"NONFUN_NONDEF\",\"-DCON_\",LEFT(AQ140,1),\"-FCON_\",LEFT(AR140,1)),AV140=1,_xlfn.CONCAT(\"NONFUN_DEF\",\"-DCON_\",LEFT(AQ140,1),\"-FCON_\",LEFT(AR140,1)),AS140+AT140+AU140+AV140<1,_xlfn.CONCAT(\"-\"))","v":"-"}]
[null,null,null,null,null,null,null,null,null,null,null,null,null,null,null,null,null,null,null,null,null,0,null,null,null,null,null,null,null,null,null,0,0,0,0,"Unknown",{"$f":"_xlfn.IFS(G141=\"Natural\",0,H141=\"\",0,H141=\"COASTAL-CONSTRUCTED\",0,G141=\"Constructed\",_xlfn.XLOOKUP($H141,'Data Categories'!$U$4:$U$25,'Data Categories'!$V$4:V$25))","v":0},{"$f":"_xlfn.IFS(AK141=\"\",0,AJ141=\"Unknown\",0,AK141>1,AK141-AJ141,AK141=0,0)","v":0},{"$f":"_xlfn.IFS(Y141=\"\",0,Y141>1920,_xlfn.XLOOKUP($H141,'Data Categories'!$AE$20:$AE$42,'Data Categories'!$AG$20:$AG$42,0))","v":0},{"$f":"_xlfn.IFS(Y141=\"\",0,Y141>0,(2025-Y141))","v":0},{"$f":"_xlfn.IFS(Z141=\"Non-Deficient\",\"Non-Deficient\",Z141=\"Deficient\",\"Deficient\",AB141=\"Deficient\",\"Deficient\",Z141=\"Non-Deficient\",\"Non-Deficient\",AB141=\"Non-Deficient\",\"Non-Deficient\",P141=\"\",\"None\",AL141<0,\"Deficient\",AL141>10,\"Non-Deficient\")","v":"None"},{"$f":"_xlfn.IFS(H141=\"LOW WATER CROSSING\",\"Non-Functional\",G141=\"Natural\",\"Functional\",AA141=\"Functional\",\"Functional\",AC141=\"Functional\",\"Functional\",AA141=\"Non-Functional\",\"Non-Functional\",AC141=\"Non-Functional\",\"Non-Functional\",AA141=\"Unknown\",\"Unknown\",AC141=\"Unknown\",\"Unknown\",AA141=\"\",\"None\")","v":"None"},{"$f":"_xlfn.IFS(X141=\"Functionality\",\"Low\",W141=\"No\",\"Low\",Y141>=2015,\"High\",Y141>=1920,\"Low\",W141=\"\",\"None\",W141=\"Unknown\",\"None\")","v":"None"},{"$f":"_xlfn.IFS(H141=\"LOW WATER CROSSING\",\"Unknown\",G141=\"Natural\",\"None\",AM141<AN141,\"High\",AC141=\"Functional\",\"Low\",AC141=\"Non-Functional\",\"Low\",W141=\"No\",\"Low\",W141=\"Unknown\",\"None\",X141=\"Deficiency\",\"None\",W141=\"Yes\",\"High\",W141=\"\",\"None\")","v":"None"},0,0,0,0,{"$f":"_xlfn.CONCAT(LEFT(H141,3),\"-\")&IF(H141=\"-\",0,COUNTIF($H$4:H141,H141))","v":"-0"},{"$f":"_xlfn.IFS($H141<=0,\"-\",AS141=1,_xlfn.CONCAT(\"FUN_NONDEF\",\"-DCON_\",LEFT(AQ141,1),\"-FCON_\",LEFT(AR141,1)),AT141=1,_xlfn.CONCAT(\"FUN_DEF\",\"-DCON_\",LEFT(AQ141,1),\"-FCON_\",LEFT(AR141,1)),AU141=1,_xlfn.CONCAT(\"NONFUN_NONDEF\",\"-DCON_\",LEFT(AQ141,1),\"-FCON_\",LEFT(AR141,1)),AV141=1,_xlfn.CONCAT(\"NONFUN_DEF\",\"-DCON_\",LEFT(AQ141,1),\"-FCON_\",LEFT(AR141,1)),AS141+AT141+AU141+AV141<1,_xlfn.CONCAT(\"-\"))","v":"-"}]
[null,null,null,null,null,null,null,null,null,null,null,null,null,null,null,null,null,null,null,null,null,0,null,null,null,null,null,null,null,null,null,0,0,0,0,"Unknown",{"$f":"_xlfn.IFS(G142=\"Natural\",0,H142=\"\",0,H142=\"COASTAL-CONSTRUCTED\",0,G142=\"Constructed\",_xlfn.XLOOKUP($H142,'Data Categories'!$U$4:$U$25,'Data Categories'!$V$4:V$25))","v":0},{"$f":"_xlfn.IFS(AK142=\"\",0,AJ142=\"Unknown\",0,AK142>1,AK142-AJ142,AK142=0,0)","v":0},{"$f":"_xlfn.IFS(Y142=\"\",0,Y142>1920,_xlfn.XLOOKUP($H142,'Data Categories'!$AE$20:$AE$42,'Data Categories'!$AG$20:$AG$42,0))","v":0},{"$f":"_xlfn.IFS(Y142=\"\",0,Y142>0,(2025-Y142))","v":0},{"$f":"_xlfn.IFS(Z142=\"Non-Deficient\",\"Non-Deficient\",Z142=\"Deficient\",\"Deficient\",AB142=\"Deficient\",\"Deficient\",Z142=\"Non-Deficient\",\"Non-Deficient\",AB142=\"Non-Deficient\",\"Non-Deficient\",P142=\"\",\"None\",AL142<0,\"Deficient\",AL142>10,\"Non-Deficient\")","v":"None"},{"$f":"_xlfn.IFS(H142=\"LOW WATER CROSSING\",\"Non-Functional\",G142=\"Natural\",\"Functional\",AA142=\"Functional\",\"Functional\",AC142=\"Functional\",\"Functional\",AA142=\"Non-Functional\",\"Non-Functional\",AC142=\"Non-Functional\",\"Non-Functional\",AA142=\"Unknown\",\"Unknown\",AC142=\"Unknown\",\"Unknown\",AA142=\"\",\"None\")","v":"None"},{"$f":"_xlfn.IFS(X142=\"Functionality\",\"Low\",W142=\"No\",\"Low\",Y142>=2015,\"High\",Y142>=1920,\"Low\",W142=\"\",\"None\",W142=\"Unknown\",\"None\")","v":"None"},{"$f":"_xlfn.IFS(H142=\"LOW WATER CROSSING\",\"Unknown\",G142=\"Natural\",\"None\",AM142<AN142,\"High\",AC142=\"Functional\",\"Low\",AC142=\"Non-Functional\",\"Low\",W142=\"No\",\"Low\",W142=\"Unknown\",\"None\",X142=\"Deficiency\",\"None\",W142=\"Yes\",\"High\",W142=\"\",\"None\")","v":"None"},0,0,0,0,{"$f":"_xlfn.CONCAT(LEFT(H142,3),\"-\")&IF(H142=\"-\",0,COUNTIF($H$4:H142,H142))","v":"-0"},{"$f":"_xlfn.IFS($H142<=0,\"-\",AS142=1,_xlfn.CONCAT(\"FUN_NONDEF\",\"-DCON_\",LEFT(AQ142,1),\"-FCON_\",LEFT(AR142,1)),AT142=1,_xlfn.CONCAT(\"FUN_DEF\",\"-DCON_\",LEFT(AQ142,1),\"-FCON_\",LEFT(AR142,1)),AU142=1,_xlfn.CONCAT(\"NONFUN_NONDEF\",\"-DCON_\",LEFT(AQ142,1),\"-FCON_\",LEFT(AR142,1)),AV142=1,_xlfn.CONCAT(\"NONFUN_DEF\",\"-DCON_\",LEFT(AQ142,1),\"-FCON_\",LEFT(AR142,1)),AS142+AT142+AU142+AV142<1,_xlfn.CONCAT(\"-\"))","v":"-"}]
[null,null,null,null,null,null,null,null,null,null,null,null,null,null,null,null,null,null,null,null,null,0,null,null,null,null,null,null,null,null,null,0,0,0,0,"Unknown",{"$f":"_xlfn.IFS(G143=\"Natural\",0,H143=\"\",0,H143=\"COASTAL-CONSTRUCTED\",0,G143=\"Constructed\",_xlfn.XLOOKUP($H143,'Data Categories'!$U$4:$U$25,'Data Categories'!$V$4:V$25))","v":0},{"$f":"_xlfn.IFS(AK143=\"\",0,AJ143=\"Unknown\",0,AK143>1,AK143-AJ143,AK143=0,0)","v":0},{"$f":"_xlfn.IFS(Y143=\"\",0,Y143>1920,_xlfn.XLOOKUP($H143,'Data Categories'!$AE$20:$AE$42,'Data Categories'!$AG$20:$AG$42,0))","v":0},{"$f":"_xlfn.IFS(Y143=\"\",0,Y143>0,(2025-Y143))","v":0},{"$f":"_xlfn.IFS(Z143=\"Non-Deficient\",\"Non-Deficient\",Z143=\"Deficient\",\"Deficient\",AB143=\"Deficient\",\"Deficient\",Z143=\"Non-Deficient\",\"Non-Deficient\",AB143=\"Non-Deficient\",\"Non-Deficient\",P143=\"\",\"None\",AL143<0,\"Deficient\",AL143>10,\"Non-Deficient\")","v":"None"},{"$f":"_xlfn.IFS(H143=\"LOW WATER CROSSING\",\"Non-Functional\",G143=\"Natural\",\"Functional\",AA143=\"Functional\",\"Functional\",AC143=\"Functional\",\"Functional\",AA143=\"Non-Functional\",\"Non-Functional\",AC143=\"Non-Functional\",\"Non-Functional\",AA143=\"Unknown\",\"Unknown\",AC143=\"Unknown\",\"Unknown\",AA143=\"\",\"None\")","v":"None"},{"$f":"_xlfn.IFS(X143=\"Functionality\",\"Low\",W143=\"No\",\"Low\",Y143>=2015,\"High\",Y143>=1920,\"Low\",W143=\"\",\"None\",W143=\"Unknown\",\"None\")","v":"None"},{"$f":"_xlfn.IFS(H143=\"LOW WATER CROSSING\",\"Unknown\",G143=\"Natural\",\"None\",AM143<AN143,\"High\",AC143=\"Functional\",\"Low\",AC143=\"Non-Functional\",\"Low\",W143=\"No\",\"Low\",W143=\"Unknown\",\"None\",X143=\"Deficiency\",\"None\",W143=\"Yes\",\"High\",W143=\"\",\"None\")","v":"None"},0,0,0,0,{"$f":"_xlfn.CONCAT(LEFT(H143,3),\"-\")&IF(H143=\"-\",0,COUNTIF($H$4:H143,H143))","v":"-0"},{"$f":"_xlfn.IFS($H143<=0,\"-\",AS143=1,_xlfn.CONCAT(\"FUN_NONDEF\",\"-DCON_\",LEFT(AQ143,1),\"-FCON_\",LEFT(AR143,1)),AT143=1,_xlfn.CONCAT(\"FUN_DEF\",\"-DCON_\",LEFT(AQ143,1),\"-FCON_\",LEFT(AR143,1)),AU143=1,_xlfn.CONCAT(\"NONFUN_NONDEF\",\"-DCON_\",LEFT(AQ143,1),\"-FCON_\",LEFT(AR143,1)),AV143=1,_xlfn.CONCAT(\"NONFUN_DEF\",\"-DCON_\",LEFT(AQ143,1),\"-FCON_\",LEFT(AR143,1)),AS143+AT143+AU143+AV143<1,_xlfn.CONCAT(\"-\"))","v":"-"}]
[null,null,null,null,null,null,null,null,null,null,null,null,null,null,null,null,null,null,null,null,null,0,null,null,null,null,null,null,null,null,null,0,0,0,0,"Unknown",{"$f":"_xlfn.IFS(G144=\"Natural\",0,H144=\"\",0,H144=\"COASTAL-CONSTRUCTED\",0,G144=\"Constructed\",_xlfn.XLOOKUP($H144,'Data Categories'!$U$4:$U$25,'Data Categories'!$V$4:V$25))","v":0},{"$f":"_xlfn.IFS(AK144=\"\",0,AJ144=\"Unknown\",0,AK144>1,AK144-AJ144,AK144=0,0)","v":0},{"$f":"_xlfn.IFS(Y144=\"\",0,Y144>1920,_xlfn.XLOOKUP($H144,'Data Categories'!$AE$20:$AE$42,'Data Categories'!$AG$20:$AG$42,0))","v":0},{"$f":"_xlfn.IFS(Y144=\"\",0,Y144>0,(2025-Y144))","v":0},{"$f":"_xlfn.IFS(Z144=\"Non-Deficient\",\"Non-Deficient\",Z144=\"Deficient\",\"Deficient\",AB144=\"Deficient\",\"Deficient\",Z144=\"Non-Deficient\",\"Non-Deficient\",AB144=\"Non-Deficient\",\"Non-Deficient\",P144=\"\",\"None\",AL144<0,\"Deficient\",AL144>10,\"Non-Deficient\")","v":"None"},{"$f":"_xlfn.IFS(H144=\"LOW WATER CROSSING\",\"Non-Functional\",G144=\"Natural\",\"Functional\",AA144=\"Functional\",\"Functional\",AC144=\"Functional\",\"Functional\",AA144=\"Non-Functional\",\"Non-Functional\",AC144=\"Non-Functional\",\"Non-Functional\",AA144=\"Unknown\",\"Unknown\",AC144=\"Unknown\",\"Unknown\",AA144=\"\",\"None\")","v":"None"},{"$f":"_xlfn.IFS(X144=\"Functionality\",\"Low\",W144=\"No\",\"Low\",Y144>=2015,\"High\",Y144>=1920,\"Low\",W144=\"\",\"None\",W144=\"Unknown\",\"None\")","v":"None"},{"$f":"_xlfn.IFS(H144=\"LOW WATER CROSSING\",\"Unknown\",G144=\"Natural\",\"None\",AM144<AN144,\"High\",AC144=\"Functional\",\"Low\",AC144=\"Non-Functional\",\"Low\",W144=\"No\",\"Low\",W144=\"Unknown\",\"None\",X144=\"Deficiency\",\"None\",W144=\"Yes\",\"High\",W144=\"\",\"None\")","v":"None"},0,0,0,0,{"$f":"_xlfn.CONCAT(LEFT(H144,3),\"-\")&IF(H144=\"-\",0,COUNTIF($H$4:H144,H144))","v":"-0"},{"$f":"_xlfn.IFS($H144<=0,\"-\",AS144=1,_xlfn.CONCAT(\"FUN_NONDEF\",\"-DCON_\",LEFT(AQ144,1),\"-FCON_\",LEFT(AR144,1)),AT144=1,_xlfn.CONCAT(\"FUN_DEF\",\"-DCON_\",LEFT(AQ144,1),\"-FCON_\",LEFT(AR144,1)),AU144=1,_xlfn.CONCAT(\"NONFUN_NONDEF\",\"-DCON_\",LEFT(AQ144,1),\"-FCON_\",LEFT(AR144,1)),AV144=1,_xlfn.CONCAT(\"NONFUN_DEF\",\"-DCON_\",LEFT(AQ144,1),\"-FCON_\",LEFT(AR144,1)),AS144+AT144+AU144+AV144<1,_xlfn.CONCAT(\"-\"))","v":"-"}]
[null,null,null,null,null,null,null,null,null,null,null,null,null,null,null,null,null,null,null,null,null,0,null,null,null,null,null,null,null,null,null,0,0,0,0,"Unknown",{"$f":"_xlfn.IFS(G145=\"Natural\",0,H145=\"\",0,H145=\"COASTAL-CONSTRUCTED\",0,G145=\"Constructed\",_xlfn.XLOOKUP($H145,'Data Categories'!$U$4:$U$25,'Data Categories'!$V$4:V$25))","v":0},{"$f":"_xlfn.IFS(AK145=\"\",0,AJ145=\"Unknown\",0,AK145>1,AK145-AJ145,AK145=0,0)","v":0},{"$f":"_xlfn.IFS(Y145=\"\",0,Y145>1920,_xlfn.XLOOKUP($H145,'Data Categories'!$AE$20:$AE$42,'Data Categories'!$AG$20:$AG$42,0))","v":0},{"$f":"_xlfn.IFS(Y145=\"\",0,Y145>0,(2025-Y145))","v":0},{"$f":"_xlfn.IFS(Z145=\"Non-Deficient\",\"Non-Deficient\",Z145=\"Deficient\",\"Deficient\",AB145=\"Deficient\",\"Deficient\",Z145=\"Non-Deficient\",\"Non-Deficient\",AB145=\"Non-Deficient\",\"Non-Deficient\",P145=\"\",\"None\",AL145<0,\"Deficient\",AL145>10,\"Non-Deficient\")","v":"None"},{"$f":"_xlfn.IFS(H145=\"LOW WATER CROSSING\",\"Non-Functional\",G145=\"Natural\",\"Functional\",AA145=\"Functional\",\"Functional\",AC145=\"Functional\",\"Functional\",AA145=\"Non-Functional\",\"Non-Functional\",AC145=\"Non-Functional\",\"Non-Functional\",AA145=\"Unknown\",\"Unknown\",AC145=\"Unknown\",\"Unknown\",AA145=\"\",\"None\")","v":"None"},{"$f":"_xlfn.IFS(X145=\"Functionality\",\"Low\",W145=\"No\",\"Low\",Y145>=2015,\"High\",Y145>=1920,\"Low\",W145=\"\",\"None\",W145=\"Unknown\",\"None\")","v":"None"},{"$f":"_xlfn.IFS(H145=\"LOW WATER CROSSING\",\"Unknown\",G145=\"Natural\",\"None\",AM145<AN145,\"High\",AC145=\"Functional\",\"Low\",AC145=\"Non-Functional\",\"Low\",W145=\"No\",\"Low\",W145=\"Unknown\",\"None\",X145=\"Deficiency\",\"None\",W145=\"Yes\",\"High\",W145=\"\",\"None\")","v":"None"},0,0,0,0,{"$f":"_xlfn.CONCAT(LEFT(H145,3),\"-\")&IF(H145=\"-\",0,COUNTIF($H$4:H145,H145))","v":"-0"},{"$f":"_xlfn.IFS($H145<=0,\"-\",AS145=1,_xlfn.CONCAT(\"FUN_NONDEF\",\"-DCON_\",LEFT(AQ145,1),\"-FCON_\",LEFT(AR145,1)),AT145=1,_xlfn.CONCAT(\"FUN_DEF\",\"-DCON_\",LEFT(AQ145,1),\"-FCON_\",LEFT(AR145,1)),AU145=1,_xlfn.CONCAT(\"NONFUN_NONDEF\",\"-DCON_\",LEFT(AQ145,1),\"-FCON_\",LEFT(AR145,1)),AV145=1,_xlfn.CONCAT(\"NONFUN_DEF\",\"-DCON_\",LEFT(AQ145,1),\"-FCON_\",LEFT(AR145,1)),AS145+AT145+AU145+AV145<1,_xlfn.CONCAT(\"-\"))","v":"-"}]
[null,null,null,null,null,null,null,null,null,null,null,null,null,null,null,null,null,null,null,null,null,0,null,null,null,null,null,null,null,null,null,0,0,0,0,"Unknown",{"$f":"_xlfn.IFS(G146=\"Natural\",0,H146=\"\",0,H146=\"COASTAL-CONSTRUCTED\",0,G146=\"Constructed\",_xlfn.XLOOKUP($H146,'Data Categories'!$U$4:$U$25,'Data Categories'!$V$4:V$25))","v":0},{"$f":"_xlfn.IFS(AK146=\"\",0,AJ146=\"Unknown\",0,AK146>1,AK146-AJ146,AK146=0,0)","v":0},{"$f":"_xlfn.IFS(Y146=\"\",0,Y146>1920,_xlfn.XLOOKUP($H146,'Data Categories'!$AE$20:$AE$42,'Data Categories'!$AG$20:$AG$42,0))","v":0},{"$f":"_xlfn.IFS(Y146=\"\",0,Y146>0,(2025-Y146))","v":0},{"$f":"_xlfn.IFS(Z146=\"Non-Deficient\",\"Non-Deficient\",Z146=\"Deficient\",\"Deficient\",AB146=\"Deficient\",\"Deficient\",Z146=\"Non-Deficient\",\"Non-Deficient\",AB146=\"Non-Deficient\",\"Non-Deficient\",P146=\"\",\"None\",AL146<0,\"Deficient\",AL146>10,\"Non-Deficient\")","v":"None"},{"$f":"_xlfn.IFS(H146=\"LOW WATER CROSSING\",\"Non-Functional\",G146=\"Natural\",\"Functional\",AA146=\"Functional\",\"Functional\",AC146=\"Functional\",\"Functional\",AA146=\"Non-Functional\",\"Non-Functional\",AC146=\"Non-Functional\",\"Non-Functional\",AA146=\"Unknown\",\"Unknown\",AC146=\"Unknown\",\"Unknown\",AA146=\"\",\"None\")","v":"None"},{"$f":"_xlfn.IFS(X146=\"Functionality\",\"Low\",W146=\"No\",\"Low\",Y146>=2015,\"High\",Y146>=1920,\"Low\",W146=\"\",\"None\",W146=\"Unknown\",\"None\")","v":"None"},{"$f":"_xlfn.IFS(H146=\"LOW WATER CROSSING\",\"Unknown\",G146=\"Natural\",\"None\",AM146<AN146,\"High\",AC146=\"Functional\",\"Low\",AC146=\"Non-Functional\",\"Low\",W146=\"No\",\"Low\",W146=\"Unknown\",\"None\",X146=\"Deficiency\",\"None\",W146=\"Yes\",\"High\",W146=\"\",\"None\")","v":"None"},0,0,0,0,{"$f":"_xlfn.CONCAT(LEFT(H146,3),\"-\")&IF(H146=\"-\",0,COUNTIF($H$4:H146,H146))","v":"-0"},{"$f":"_xlfn.IFS($H146<=0,\"-\",AS146=1,_xlfn.CONCAT(\"FUN_NONDEF\",\"-DCON_\",LEFT(AQ146,1),\"-FCON_\",LEFT(AR146,1)),AT146=1,_xlfn.CONCAT(\"FUN_DEF\",\"-DCON_\",LEFT(AQ146,1),\"-FCON_\",LEFT(AR146,1)),AU146=1,_xlfn.CONCAT(\"NONFUN_NONDEF\",\"-DCON_\",LEFT(AQ146,1),\"-FCON_\",LEFT(AR146,1)),AV146=1,_xlfn.CONCAT(\"NONFUN_DEF\",\"-DCON_\",LEFT(AQ146,1),\"-FCON_\",LEFT(AR146,1)),AS146+AT146+AU146+AV146<1,_xlfn.CONCAT(\"-\"))","v":"-"}]
[null,null,null,null,null,null,null,null,null,null,null,null,null,null,null,null,null,null,null,null,null,0,null,null,null,null,null,null,null,null,null,0,0,0,0,"Unknown",{"$f":"_xlfn.IFS(G147=\"Natural\",0,H147=\"\",0,H147=\"COASTAL-CONSTRUCTED\",0,G147=\"Constructed\",_xlfn.XLOOKUP($H147,'Data Categories'!$U$4:$U$25,'Data Categories'!$V$4:V$25))","v":0},{"$f":"_xlfn.IFS(AK147=\"\",0,AJ147=\"Unknown\",0,AK147>1,AK147-AJ147,AK147=0,0)","v":0},{"$f":"_xlfn.IFS(Y147=\"\",0,Y147>1920,_xlfn.XLOOKUP($H147,'Data Categories'!$AE$20:$AE$42,'Data Categories'!$AG$20:$AG$42,0))","v":0},{"$f":"_xlfn.IFS(Y147=\"\",0,Y147>0,(2025-Y147))","v":0},{"$f":"_xlfn.IFS(Z147=\"Non-Deficient\",\"Non-Deficient\",Z147=\"Deficient\",\"Deficient\",AB147=\"Deficient\",\"Deficient\",Z147=\"Non-Deficient\",\"Non-Deficient\",AB147=\"Non-Deficient\",\"Non-Deficient\",P147=\"\",\"None\",AL147<0,\"Deficient\",AL147>10,\"Non-Deficient\")","v":"None"},{"$f":"_xlfn.IFS(H147=\"LOW WATER CROSSING\",\"Non-Functional\",G147=\"Natural\",\"Functional\",AA147=\"Functional\",\"Functional\",AC147=\"Functional\",\"Functional\",AA147=\"Non-Functional\",\"Non-Functional\",AC147=\"Non-Functional\",\"Non-Functional\",AA147=\"Unknown\",\"Unknown\",AC147=\"Unknown\",\"Unknown\",AA147=\"\",\"None\")","v":"None"},{"$f":"_xlfn.IFS(X147=\"Functionality\",\"Low\",W147=\"No\",\"Low\",Y147>=2015,\"High\",Y147>=1920,\"Low\",W147=\"\",\"None\",W147=\"Unknown\",\"None\")","v":"None"},{"$f":"_xlfn.IFS(H147=\"LOW WATER CROSSING\",\"Unknown\",G147=\"Natural\",\"None\",AM147<AN147,\"High\",AC147=\"Functional\",\"Low\",AC147=\"Non-Functional\",\"Low\",W147=\"No\",\"Low\",W147=\"Unknown\",\"None\",X147=\"Deficiency\",\"None\",W147=\"Yes\",\"High\",W147=\"\",\"None\")","v":"None"},0,0,0,0,{"$f":"_xlfn.CONCAT(LEFT(H147,3),\"-\")&IF(H147=\"-\",0,COUNTIF($H$4:H147,H147))","v":"-0"},{"$f":"_xlfn.IFS($H147<=0,\"-\",AS147=1,_xlfn.CONCAT(\"FUN_NONDEF\",\"-DCON_\",LEFT(AQ147,1),\"-FCON_\",LEFT(AR147,1)),AT147=1,_xlfn.CONCAT(\"FUN_DEF\",\"-DCON_\",LEFT(AQ147,1),\"-FCON_\",LEFT(AR147,1)),AU147=1,_xlfn.CONCAT(\"NONFUN_NONDEF\",\"-DCON_\",LEFT(AQ147,1),\"-FCON_\",LEFT(AR147,1)),AV147=1,_xlfn.CONCAT(\"NONFUN_DEF\",\"-DCON_\",LEFT(AQ147,1),\"-FCON_\",LEFT(AR147,1)),AS147+AT147+AU147+AV147<1,_xlfn.CONCAT(\"-\"))","v":"-"}]
[null,null,null,null,null,null,null,null,null,null,null,null,null,null,null,null,null,null,null,null,null,0,null,null,null,null,null,null,null,null,null,0,0,0,0,"Unknown",{"$f":"_xlfn.IFS(G148=\"Natural\",0,H148=\"\",0,H148=\"COASTAL-CONSTRUCTED\",0,G148=\"Constructed\",_xlfn.XLOOKUP($H148,'Data Categories'!$U$4:$U$25,'Data Categories'!$V$4:V$25))","v":0},{"$f":"_xlfn.IFS(AK148=\"\",0,AJ148=\"Unknown\",0,AK148>1,AK148-AJ148,AK148=0,0)","v":0},{"$f":"_xlfn.IFS(Y148=\"\",0,Y148>1920,_xlfn.XLOOKUP($H148,'Data Categories'!$AE$20:$AE$42,'Data Categories'!$AG$20:$AG$42,0))","v":0},{"$f":"_xlfn.IFS(Y148=\"\",0,Y148>0,(2025-Y148))","v":0},{"$f":"_xlfn.IFS(Z148=\"Non-Deficient\",\"Non-Deficient\",Z148=\"Deficient\",\"Deficient\",AB148=\"Deficient\",\"Deficient\",Z148=\"Non-Deficient\",\"Non-Deficient\",AB148=\"Non-Deficient\",\"Non-Deficient\",P148=\"\",\"None\",AL148<0,\"Deficient\",AL148>10,\"Non-Deficient\")","v":"None"},{"$f":"_xlfn.IFS(H148=\"LOW WATER CROSSING\",\"Non-Functional\",G148=\"Natural\",\"Functional\",AA148=\"Functional\",\"Functional\",AC148=\"Functional\",\"Functional\",AA148=\"Non-Functional\",\"Non-Functional\",AC148=\"Non-Functional\",\"Non-Functional\",AA148=\"Unknown\",\"Unknown\",AC148=\"Unknown\",\"Unknown\",AA148=\"\",\"None\")","v":"None"},{"$f":"_xlfn.IFS(X148=\"Functionality\",\"Low\",W148=\"No\",\"Low\",Y148>=2015,\"High\",Y148>=1920,\"Low\",W148=\"\",\"None\",W148=\"Unknown\",\"None\")","v":"None"},{"$f":"_xlfn.IFS(H148=\"LOW WATER CROSSING\",\"Unknown\",G148=\"Natural\",\"None\",AM148<AN148,\"High\",AC148=\"Functional\",\"Low\",AC148=\"Non-Functional\",\"Low\",W148=\"No\",\"Low\",W148=\"Unknown\",\"None\",X148=\"Deficiency\",\"None\",W148=\"Yes\",\"High\",W148=\"\",\"None\")","v":"None"},0,0,0,0,{"$f":"_xlfn.CONCAT(LEFT(H148,3),\"-\")&IF(H148=\"-\",0,COUNTIF($H$4:H148,H148))","v":"-0"},{"$f":"_xlfn.IFS($H148<=0,\"-\",AS148=1,_xlfn.CONCAT(\"FUN_NONDEF\",\"-DCON_\",LEFT(AQ148,1),\"-FCON_\",LEFT(AR148,1)),AT148=1,_xlfn.CONCAT(\"FUN_DEF\",\"-DCON_\",LEFT(AQ148,1),\"-FCON_\",LEFT(AR148,1)),AU148=1,_xlfn.CONCAT(\"NONFUN_NONDEF\",\"-DCON_\",LEFT(AQ148,1),\"-FCON_\",LEFT(AR148,1)),AV148=1,_xlfn.CONCAT(\"NONFUN_DEF\",\"-DCON_\",LEFT(AQ148,1),\"-FCON_\",LEFT(AR148,1)),AS148+AT148+AU148+AV148<1,_xlfn.CONCAT(\"-\"))","v":"-"}]
[null,null,null,null,null,null,null,null,null,null,null,null,null,null,null,null,null,null,null,null,null,0,null,null,null,null,null,null,null,null,null,0,0,0,0,"Unknown",{"$f":"_xlfn.IFS(G149=\"Natural\",0,H149=\"\",0,H149=\"COASTAL-CONSTRUCTED\",0,G149=\"Constructed\",_xlfn.XLOOKUP($H149,'Data Categories'!$U$4:$U$25,'Data Categories'!$V$4:V$25))","v":0},{"$f":"_xlfn.IFS(AK149=\"\",0,AJ149=\"Unknown\",0,AK149>1,AK149-AJ149,AK149=0,0)","v":0},{"$f":"_xlfn.IFS(Y149=\"\",0,Y149>1920,_xlfn.XLOOKUP($H149,'Data Categories'!$AE$20:$AE$42,'Data Categories'!$AG$20:$AG$42,0))","v":0},{"$f":"_xlfn.IFS(Y149=\"\",0,Y149>0,(2025-Y149))","v":0},{"$f":"_xlfn.IFS(Z149=\"Non-Deficient\",\"Non-Deficient\",Z149=\"Deficient\",\"Deficient\",AB149=\"Deficient\",\"Deficient\",Z149=\"Non-Deficient\",\"Non-Deficient\",AB149=\"Non-Deficient\",\"Non-Deficient\",P149=\"\",\"None\",AL149<0,\"Deficient\",AL149>10,\"Non-Deficient\")","v":"None"},{"$f":"_xlfn.IFS(H149=\"LOW WATER CROSSING\",\"Non-Functional\",G149=\"Natural\",\"Functional\",AA149=\"Functional\",\"Functional\",AC149=\"Functional\",\"Functional\",AA149=\"Non-Functional\",\"Non-Functional\",AC149=\"Non-Functional\",\"Non-Functional\",AA149=\"Unknown\",\"Unknown\",AC149=\"Unknown\",\"Unknown\",AA149=\"\",\"None\")","v":"None"},{"$f":"_xlfn.IFS(X149=\"Functionality\",\"Low\",W149=\"No\",\"Low\",Y149>=2015,\"High\",Y149>=1920,\"Low\",W149=\"\",\"None\",W149=\"Unknown\",\"None\")","v":"None"},{"$f":"_xlfn.IFS(H149=\"LOW WATER CROSSING\",\"Unknown\",G149=\"Natural\",\"None\",AM149<AN149,\"High\",AC149=\"Functional\",\"Low\",AC149=\"Non-Functional\",\"Low\",W149=\"No\",\"Low\",W149=\"Unknown\",\"None\",X149=\"Deficiency\",\"None\",W149=\"Yes\",\"High\",W149=\"\",\"None\")","v":"None"},0,0,0,0,{"$f":"_xlfn.CONCAT(LEFT(H149,3),\"-\")&IF(H149=\"-\",0,COUNTIF($H$4:H149,H149))","v":"-0"},{"$f":"_xlfn.IFS($H149<=0,\"-\",AS149=1,_xlfn.CONCAT(\"FUN_NONDEF\",\"-DCON_\",LEFT(AQ149,1),\"-FCON_\",LEFT(AR149,1)),AT149=1,_xlfn.CONCAT(\"FUN_DEF\",\"-DCON_\",LEFT(AQ149,1),\"-FCON_\",LEFT(AR149,1)),AU149=1,_xlfn.CONCAT(\"NONFUN_NONDEF\",\"-DCON_\",LEFT(AQ149,1),\"-FCON_\",LEFT(AR149,1)),AV149=1,_xlfn.CONCAT(\"NONFUN_DEF\",\"-DCON_\",LEFT(AQ149,1),\"-FCON_\",LEFT(AR149,1)),AS149+AT149+AU149+AV149<1,_xlfn.CONCAT(\"-\"))","v":"-"}]
[null,null,null,null,null,null,null,null,null,null,null,null,null,null,null,null,null,null,null,null,null,0,null,null,null,null,null,null,null,null,null,0,0,0,0,"Unknown",{"$f":"_xlfn.IFS(G150=\"Natural\",0,H150=\"\",0,H150=\"COASTAL-CONSTRUCTED\",0,G150=\"Constructed\",_xlfn.XLOOKUP($H150,'Data Categories'!$U$4:$U$25,'Data Categories'!$V$4:V$25))","v":0},{"$f":"_xlfn.IFS(AK150=\"\",0,AJ150=\"Unknown\",0,AK150>1,AK150-AJ150,AK150=0,0)","v":0},{"$f":"_xlfn.IFS(Y150=\"\",0,Y150>1920,_xlfn.XLOOKUP($H150,'Data Categories'!$AE$20:$AE$42,'Data Categories'!$AG$20:$AG$42,0))","v":0},{"$f":"_xlfn.IFS(Y150=\"\",0,Y150>0,(2025-Y150))","v":0},{"$f":"_xlfn.IFS(Z150=\"Non-Deficient\",\"Non-Deficient\",Z150=\"Deficient\",\"Deficient\",AB150=\"Deficient\",\"Deficient\",Z150=\"Non-Deficient\",\"Non-Deficient\",AB150=\"Non-Deficient\",\"Non-Deficient\",P150=\"\",\"None\",AL150<0,\"Deficient\",AL150>10,\"Non-Deficient\")","v":"None"},{"$f":"_xlfn.IFS(H150=\"LOW WATER CROSSING\",\"Non-Functional\",G150=\"Natural\",\"Functional\",AA150=\"Functional\",\"Functional\",AC150=\"Functional\",\"Functional\",AA150=\"Non-Functional\",\"Non-Functional\",AC150=\"Non-Functional\",\"Non-Functional\",AA150=\"Unknown\",\"Unknown\",AC150=\"Unknown\",\"Unknown\",AA150=\"\",\"None\")","v":"None"},{"$f":"_xlfn.IFS(X150=\"Functionality\",\"Low\",W150=\"No\",\"Low\",Y150>=2015,\"High\",Y150>=1920,\"Low\",W150=\"\",\"None\",W150=\"Unknown\",\"None\")","v":"None"},{"$f":"_xlfn.IFS(H150=\"LOW WATER CROSSING\",\"Unknown\",G150=\"Natural\",\"None\",AM150<AN150,\"High\",AC150=\"Functional\",\"Low\",AC150=\"Non-Functional\",\"Low\",W150=\"No\",\"Low\",W150=\"Unknown\",\"None\",X150=\"Deficiency\",\"None\",W150=\"Yes\",\"High\",W150=\"\",\"None\")","v":"None"},0,0,0,0,{"$f":"_xlfn.CONCAT(LEFT(H150,3),\"-\")&IF(H150=\"-\",0,COUNTIF($H$4:H150,H150))","v":"-0"},{"$f":"_xlfn.IFS($H150<=0,\"-\",AS150=1,_xlfn.CONCAT(\"FUN_NONDEF\",\"-DCON_\",LEFT(AQ150,1),\"-FCON_\",LEFT(AR150,1)),AT150=1,_xlfn.CONCAT(\"FUN_DEF\",\"-DCON_\",LEFT(AQ150,1),\"-FCON_\",LEFT(AR150,1)),AU150=1,_xlfn.CONCAT(\"NONFUN_NONDEF\",\"-DCON_\",LEFT(AQ150,1),\"-FCON_\",LEFT(AR150,1)),AV150=1,_xlfn.CONCAT(\"NONFUN_DEF\",\"-DCON_\",LEFT(AQ150,1),\"-FCON_\",LEFT(AR150,1)),AS150+AT150+AU150+AV150<1,_xlfn.CONCAT(\"-\"))","v":"-"}]
[null,null,null,null,null,null,null,null,null,null,null,null,null,null,null,null,null,null,null,null,null,0,null,null,null,null,null,null,null,null,null,0,0,0,0,"Unknown",{"$f":"_xlfn.IFS(G151=\"Natural\",0,H151=\"\",0,H151=\"COASTAL-CONSTRUCTED\",0,G151=\"Constructed\",_xlfn.XLOOKUP($H151,'Data Categories'!$U$4:$U$25,'Data Categories'!$V$4:V$25))","v":0},{"$f":"_xlfn.IFS(AK151=\"\",0,AJ151=\"Unknown\",0,AK151>1,AK151-AJ151,AK151=0,0)","v":0},{"$f":"_xlfn.IFS(Y151=\"\",0,Y151>1920,_xlfn.XLOOKUP($H151,'Data Categories'!$AE$20:$AE$42,'Data Categories'!$AG$20:$AG$42,0))","v":0},{"$f":"_xlfn.IFS(Y151=\"\",0,Y151>0,(2025-Y151))","v":0},{"$f":"_xlfn.IFS(Z151=\"Non-Deficient\",\"Non-Deficient\",Z151=\"Deficient\",\"Deficient\",AB151=\"Deficient\",\"Deficient\",Z151=\"Non-Deficient\",\"Non-Deficient\",AB151=\"Non-Deficient\",\"Non-Deficient\",P151=\"\",\"None\",AL151<0,\"Deficient\",AL151>10,\"Non-Deficient\")","v":"None"},{"$f":"_xlfn.IFS(H151=\"LOW WATER CROSSING\",\"Non-Functional\",G151=\"Natural\",\"Functional\",AA151=\"Functional\",\"Functional\",AC151=\"Functional\",\"Functional\",AA151=\"Non-Functional\",\"Non-Functional\",AC151=\"Non-Functional\",\"Non-Functional\",AA151=\"Unknown\",\"Unknown\",AC151=\"Unknown\",\"Unknown\",AA151=\"\",\"None\")","v":"None"},{"$f":"_xlfn.IFS(X151=\"Functionality\",\"Low\",W151=\"No\",\"Low\",Y151>=2015,\"High\",Y151>=1920,\"Low\",W151=\"\",\"None\",W151=\"Unknown\",\"None\")","v":"None"},{"$f":"_xlfn.IFS(H151=\"LOW WATER CROSSING\",\"Unknown\",G151=\"Natural\",\"None\",AM151<AN151,\"High\",AC151=\"Functional\",\"Low\",AC151=\"Non-Functional\",\"Low\",W151=\"No\",\"Low\",W151=\"Unknown\",\"None\",X151=\"Deficiency\",\"None\",W151=\"Yes\",\"High\",W151=\"\",\"None\")","v":"None"},0,0,0,0,{"$f":"_xlfn.CONCAT(LEFT(H151,3),\"-\")&IF(H151=\"-\",0,COUNTIF($H$4:H151,H151))","v":"-0"},{"$f":"_xlfn.IFS($H151<=0,\"-\",AS151=1,_xlfn.CONCAT(\"FUN_NONDEF\",\"-DCON_\",LEFT(AQ151,1),\"-FCON_\",LEFT(AR151,1)),AT151=1,_xlfn.CONCAT(\"FUN_DEF\",\"-DCON_\",LEFT(AQ151,1),\"-FCON_\",LEFT(AR151,1)),AU151=1,_xlfn.CONCAT(\"NONFUN_NONDEF\",\"-DCON_\",LEFT(AQ151,1),\"-FCON_\",LEFT(AR151,1)),AV151=1,_xlfn.CONCAT(\"NONFUN_DEF\",\"-DCON_\",LEFT(AQ151,1),\"-FCON_\",LEFT(AR151,1)),AS151+AT151+AU151+AV151<1,_xlfn.CONCAT(\"-\"))","v":"-"}]
[null,null,null,null,null,null,null,null,null,null,null,null,null,null,null,null,null,null,null,null,null,0,null,null,null,null,null,null,null,null,null,0,0,0,0,"Unknown",{"$f":"_xlfn.IFS(G152=\"Natural\",0,H152=\"\",0,H152=\"COASTAL-CONSTRUCTED\",0,G152=\"Constructed\",_xlfn.XLOOKUP($H152,'Data Categories'!$U$4:$U$25,'Data Categories'!$V$4:V$25))","v":0},{"$f":"_xlfn.IFS(AK152=\"\",0,AJ152=\"Unknown\",0,AK152>1,AK152-AJ152,AK152=0,0)","v":0},{"$f":"_xlfn.IFS(Y152=\"\",0,Y152>1920,_xlfn.XLOOKUP($H152,'Data Categories'!$AE$20:$AE$42,'Data Categories'!$AG$20:$AG$42,0))","v":0},{"$f":"_xlfn.IFS(Y152=\"\",0,Y152>0,(2025-Y152))","v":0},{"$f":"_xlfn.IFS(Z152=\"Non-Deficient\",\"Non-Deficient\",Z152=\"Deficient\",\"Deficient\",AB152=\"Deficient\",\"Deficient\",Z152=\"Non-Deficient\",\"Non-Deficient\",AB152=\"Non-Deficient\",\"Non-Deficient\",P152=\"\",\"None\",AL152<0,\"Deficient\",AL152>10,\"Non-Deficient\")","v":"None"},{"$f":"_xlfn.IFS(H152=\"LOW WATER CROSSING\",\"Non-Functional\",G152=\"Natural\",\"Functional\",AA152=\"Functional\",\"Functional\",AC152=\"Functional\",\"Functional\",AA152=\"Non-Functional\",\"Non-Functional\",AC152=\"Non-Functional\",\"Non-Functional\",AA152=\"Unknown\",\"Unknown\",AC152=\"Unknown\",\"Unknown\",AA152=\"\",\"None\")","v":"None"},{"$f":"_xlfn.IFS(X152=\"Functionality\",\"Low\",W152=\"No\",\"Low\",Y152>=2015,\"High\",Y152>=1920,\"Low\",W152=\"\",\"None\",W152=\"Unknown\",\"None\")","v":"None"},{"$f":"_xlfn.IFS(H152=\"LOW WATER CROSSING\",\"Unknown\",G152=\"Natural\",\"None\",AM152<AN152,\"High\",AC152=\"Functional\",\"Low\",AC152=\"Non-Functional\",\"Low\",W152=\"No\",\"Low\",W152=\"Unknown\",\"None\",X152=\"Deficiency\",\"None\",W152=\"Yes\",\"High\",W152=\"\",\"None\")","v":"None"},0,0,0,0,{"$f":"_xlfn.CONCAT(LEFT(H152,3),\"-\")&IF(H152=\"-\",0,COUNTIF($H$4:H152,H152))","v":"-0"},{"$f":"_xlfn.IFS($H152<=0,\"-\",AS152=1,_xlfn.CONCAT(\"FUN_NONDEF\",\"-DCON_\",LEFT(AQ152,1),\"-FCON_\",LEFT(AR152,1)),AT152=1,_xlfn.CONCAT(\"FUN_DEF\",\"-DCON_\",LEFT(AQ152,1),\"-FCON_\",LEFT(AR152,1)),AU152=1,_xlfn.CONCAT(\"NONFUN_NONDEF\",\"-DCON_\",LEFT(AQ152,1),\"-FCON_\",LEFT(AR152,1)),AV152=1,_xlfn.CONCAT(\"NONFUN_DEF\",\"-DCON_\",LEFT(AQ152,1),\"-FCON_\",LEFT(AR152,1)),AS152+AT152+AU152+AV152<1,_xlfn.CONCAT(\"-\"))","v":"-"}]
[null,null,null,null,null,null,null,null,null,null,null,null,null,null,null,null,null,null,null,null,null,0,null,null,null,null,null,null,null,null,null,0,0,0,0,"Unknown",{"$f":"_xlfn.IFS(G153=\"Natural\",0,H153=\"\",0,H153=\"COASTAL-CONSTRUCTED\",0,G153=\"Constructed\",_xlfn.XLOOKUP($H153,'Data Categories'!$U$4:$U$25,'Data Categories'!$V$4:V$25))","v":0},{"$f":"_xlfn.IFS(AK153=\"\",0,AJ153=\"Unknown\",0,AK153>1,AK153-AJ153,AK153=0,0)","v":0},{"$f":"_xlfn.IFS(Y153=\"\",0,Y153>1920,_xlfn.XLOOKUP($H153,'Data Categories'!$AE$20:$AE$42,'Data Categories'!$AG$20:$AG$42,0))","v":0},{"$f":"_xlfn.IFS(Y153=\"\",0,Y153>0,(2025-Y153))","v":0},{"$f":"_xlfn.IFS(Z153=\"Non-Deficient\",\"Non-Deficient\",Z153=\"Deficient\",\"Deficient\",AB153=\"Deficient\",\"Deficient\",Z153=\"Non-Deficient\",\"Non-Deficient\",AB153=\"Non-Deficient\",\"Non-Deficient\",P153=\"\",\"None\",AL153<0,\"Deficient\",AL153>10,\"Non-Deficient\")","v":"None"},{"$f":"_xlfn.IFS(H153=\"LOW WATER CROSSING\",\"Non-Functional\",G153=\"Natural\",\"Functional\",AA153=\"Functional\",\"Functional\",AC153=\"Functional\",\"Functional\",AA153=\"Non-Functional\",\"Non-Functional\",AC153=\"Non-Functional\",\"Non-Functional\",AA153=\"Unknown\",\"Unknown\",AC153=\"Unknown\",\"Unknown\",AA153=\"\",\"None\")","v":"None"},{"$f":"_xlfn.IFS(X153=\"Functionality\",\"Low\",W153=\"No\",\"Low\",Y153>=2015,\"High\",Y153>=1920,\"Low\",W153=\"\",\"None\",W153=\"Unknown\",\"None\")","v":"None"},{"$f":"_xlfn.IFS(H153=\"LOW WATER CROSSING\",\"Unknown\",G153=\"Natural\",\"None\",AM153<AN153,\"High\",AC153=\"Functional\",\"Low\",AC153=\"Non-Functional\",\"Low\",W153=\"No\",\"Low\",W153=\"Unknown\",\"None\",X153=\"Deficiency\",\"None\",W153=\"Yes\",\"High\",W153=\"\",\"None\")","v":"None"},0,0,0,0,{"$f":"_xlfn.CONCAT(LEFT(H153,3),\"-\")&IF(H153=\"-\",0,COUNTIF($H$4:H153,H153))","v":"-0"},{"$f":"_xlfn.IFS($H153<=0,\"-\",AS153=1,_xlfn.CONCAT(\"FUN_NONDEF\",\"-DCON_\",LEFT(AQ153,1),\"-FCON_\",LEFT(AR153,1)),AT153=1,_xlfn.CONCAT(\"FUN_DEF\",\"-DCON_\",LEFT(AQ153,1),\"-FCON_\",LEFT(AR153,1)),AU153=1,_xlfn.CONCAT(\"NONFUN_NONDEF\",\"-DCON_\",LEFT(AQ153,1),\"-FCON_\",LEFT(AR153,1)),AV153=1,_xlfn.CONCAT(\"NONFUN_DEF\",\"-DCON_\",LEFT(AQ153,1),\"-FCON_\",LEFT(AR153,1)),AS153+AT153+AU153+AV153<1,_xlfn.CONCAT(\"-\"))","v":"-"}]
[null,null,null,null,null,null,null,null,null,null,null,null,null,null,null,null,null,null,null,null,null,0,null,null,null,null,null,null,null,null,null,0,0,0,0,"Unknown",{"$f":"_xlfn.IFS(G154=\"Natural\",0,H154=\"\",0,H154=\"COASTAL-CONSTRUCTED\",0,G154=\"Constructed\",_xlfn.XLOOKUP($H154,'Data Categories'!$U$4:$U$25,'Data Categories'!$V$4:V$25))","v":0},{"$f":"_xlfn.IFS(AK154=\"\",0,AJ154=\"Unknown\",0,AK154>1,AK154-AJ154,AK154=0,0)","v":0},{"$f":"_xlfn.IFS(Y154=\"\",0,Y154>1920,_xlfn.XLOOKUP($H154,'Data Categories'!$AE$20:$AE$42,'Data Categories'!$AG$20:$AG$42,0))","v":0},{"$f":"_xlfn.IFS(Y154=\"\",0,Y154>0,(2025-Y154))","v":0},{"$f":"_xlfn.IFS(Z154=\"Non-Deficient\",\"Non-Deficient\",Z154=\"Deficient\",\"Deficient\",AB154=\"Deficient\",\"Deficient\",Z154=\"Non-Deficient\",\"Non-Deficient\",AB154=\"Non-Deficient\",\"Non-Deficient\",P154=\"\",\"None\",AL154<0,\"Deficient\",AL154>10,\"Non-Deficient\")","v":"None"},{"$f":"_xlfn.IFS(H154=\"LOW WATER CROSSING\",\"Non-Functional\",G154=\"Natural\",\"Functional\",AA154=\"Functional\",\"Functional\",AC154=\"Functional\",\"Functional\",AA154=\"Non-Functional\",\"Non-Functional\",AC154=\"Non-Functional\",\"Non-Functional\",AA154=\"Unknown\",\"Unknown\",AC154=\"Unknown\",\"Unknown\",AA154=\"\",\"None\")","v":"None"},{"$f":"_xlfn.IFS(X154=\"Functionality\",\"Low\",W154=\"No\",\"Low\",Y154>=2015,\"High\",Y154>=1920,\"Low\",W154=\"\",\"None\",W154=\"Unknown\",\"None\")","v":"None"},{"$f":"_xlfn.IFS(H154=\"LOW WATER CROSSING\",\"Unknown\",G154=\"Natural\",\"None\",AM154<AN154,\"High\",AC154=\"Functional\",\"Low\",AC154=\"Non-Functional\",\"Low\",W154=\"No\",\"Low\",W154=\"Unknown\",\"None\",X154=\"Deficiency\",\"None\",W154=\"Yes\",\"High\",W154=\"\",\"None\")","v":"None"},0,0,0,0,{"$f":"_xlfn.CONCAT(LEFT(H154,3),\"-\")&IF(H154=\"-\",0,COUNTIF($H$4:H154,H154))","v":"-0"},{"$f":"_xlfn.IFS($H154<=0,\"-\",AS154=1,_xlfn.CONCAT(\"FUN_NONDEF\",\"-DCON_\",LEFT(AQ154,1),\"-FCON_\",LEFT(AR154,1)),AT154=1,_xlfn.CONCAT(\"FUN_DEF\",\"-DCON_\",LEFT(AQ154,1),\"-FCON_\",LEFT(AR154,1)),AU154=1,_xlfn.CONCAT(\"NONFUN_NONDEF\",\"-DCON_\",LEFT(AQ154,1),\"-FCON_\",LEFT(AR154,1)),AV154=1,_xlfn.CONCAT(\"NONFUN_DEF\",\"-DCON_\",LEFT(AQ154,1),\"-FCON_\",LEFT(AR154,1)),AS154+AT154+AU154+AV154<1,_xlfn.CONCAT(\"-\"))","v":"-"}]
[null,null,null,null,null,null,null,null,null,null,null,null,null,null,null,null,null,null,null,null,null,0,null,null,null,null,null,null,null,null,null,0,0,0,0,"Unknown",{"$f":"_xlfn.IFS(G155=\"Natural\",0,H155=\"\",0,H155=\"COASTAL-CONSTRUCTED\",0,G155=\"Constructed\",_xlfn.XLOOKUP($H155,'Data Categories'!$U$4:$U$25,'Data Categories'!$V$4:V$25))","v":0},{"$f":"_xlfn.IFS(AK155=\"\",0,AJ155=\"Unknown\",0,AK155>1,AK155-AJ155,AK155=0,0)","v":0},{"$f":"_xlfn.IFS(Y155=\"\",0,Y155>1920,_xlfn.XLOOKUP($H155,'Data Categories'!$AE$20:$AE$42,'Data Categories'!$AG$20:$AG$42,0))","v":0},{"$f":"_xlfn.IFS(Y155=\"\",0,Y155>0,(2025-Y155))","v":0},{"$f":"_xlfn.IFS(Z155=\"Non-Deficient\",\"Non-Deficient\",Z155=\"Deficient\",\"Deficient\",AB155=\"Deficient\",\"Deficient\",Z155=\"Non-Deficient\",\"Non-Deficient\",AB155=\"Non-Deficient\",\"Non-Deficient\",P155=\"\",\"None\",AL155<0,\"Deficient\",AL155>10,\"Non-Deficient\")","v":"None"},{"$f":"_xlfn.IFS(H155=\"LOW WATER CROSSING\",\"Non-Functional\",G155=\"Natural\",\"Functional\",AA155=\"Functional\",\"Functional\",AC155=\"Functional\",\"Functional\",AA155=\"Non-Functional\",\"Non-Functional\",AC155=\"Non-Functional\",\"Non-Functional\",AA155=\"Unknown\",\"Unknown\",AC155=\"Unknown\",\"Unknown\",AA155=\"\",\"None\")","v":"None"},{"$f":"_xlfn.IFS(X155=\"Functionality\",\"Low\",W155=\"No\",\"Low\",Y155>=2015,\"High\",Y155>=1920,\"Low\",W155=\"\",\"None\",W155=\"Unknown\",\"None\")","v":"None"},{"$f":"_xlfn.IFS(H155=\"LOW WATER CROSSING\",\"Unknown\",G155=\"Natural\",\"None\",AM155<AN155,\"High\",AC155=\"Functional\",\"Low\",AC155=\"Non-Functional\",\"Low\",W155=\"No\",\"Low\",W155=\"Unknown\",\"None\",X155=\"Deficiency\",\"None\",W155=\"Yes\",\"High\",W155=\"\",\"None\")","v":"None"},0,0,0,0,{"$f":"_xlfn.CONCAT(LEFT(H155,3),\"-\")&IF(H155=\"-\",0,COUNTIF($H$4:H155,H155))","v":"-0"},{"$f":"_xlfn.IFS($H155<=0,\"-\",AS155=1,_xlfn.CONCAT(\"FUN_NONDEF\",\"-DCON_\",LEFT(AQ155,1),\"-FCON_\",LEFT(AR155,1)),AT155=1,_xlfn.CONCAT(\"FUN_DEF\",\"-DCON_\",LEFT(AQ155,1),\"-FCON_\",LEFT(AR155,1)),AU155=1,_xlfn.CONCAT(\"NONFUN_NONDEF\",\"-DCON_\",LEFT(AQ155,1),\"-FCON_\",LEFT(AR155,1)),AV155=1,_xlfn.CONCAT(\"NONFUN_DEF\",\"-DCON_\",LEFT(AQ155,1),\"-FCON_\",LEFT(AR155,1)),AS155+AT155+AU155+AV155<1,_xlfn.CONCAT(\"-\"))","v":"-"}]
[null,null,null,null,null,null,null,null,null,null,null,null,null,null,null,null,null,null,null,null,null,0,null,null,null,null,null,null,null,null,null,0,0,0,0,"Unknown",{"$f":"_xlfn.IFS(G156=\"Natural\",0,H156=\"\",0,H156=\"COASTAL-CONSTRUCTED\",0,G156=\"Constructed\",_xlfn.XLOOKUP($H156,'Data Categories'!$U$4:$U$25,'Data Categories'!$V$4:V$25))","v":0},{"$f":"_xlfn.IFS(AK156=\"\",0,AJ156=\"Unknown\",0,AK156>1,AK156-AJ156,AK156=0,0)","v":0},{"$f":"_xlfn.IFS(Y156=\"\",0,Y156>1920,_xlfn.XLOOKUP($H156,'Data Categories'!$AE$20:$AE$42,'Data Categories'!$AG$20:$AG$42,0))","v":0},{"$f":"_xlfn.IFS(Y156=\"\",0,Y156>0,(2025-Y156))","v":0},{"$f":"_xlfn.IFS(Z156=\"Non-Deficient\",\"Non-Deficient\",Z156=\"Deficient\",\"Deficient\",AB156=\"Deficient\",\"Deficient\",Z156=\"Non-Deficient\",\"Non-Deficient\",AB156=\"Non-Deficient\",\"Non-Deficient\",P156=\"\",\"None\",AL156<0,\"Deficient\",AL156>10,\"Non-Deficient\")","v":"None"},{"$f":"_xlfn.IFS(H156=\"LOW WATER CROSSING\",\"Non-Functional\",G156=\"Natural\",\"Functional\",AA156=\"Functional\",\"Functional\",AC156=\"Functional\",\"Functional\",AA156=\"Non-Functional\",\"Non-Functional\",AC156=\"Non-Functional\",\"Non-Functional\",AA156=\"Unknown\",\"Unknown\",AC156=\"Unknown\",\"Unknown\",AA156=\"\",\"None\")","v":"None"},{"$f":"_xlfn.IFS(X156=\"Functionality\",\"Low\",W156=\"No\",\"Low\",Y156>=2015,\"High\",Y156>=1920,\"Low\",W156=\"\",\"None\",W156=\"Unknown\",\"None\")","v":"None"},{"$f":"_xlfn.IFS(H156=\"LOW WATER CROSSING\",\"Unknown\",G156=\"Natural\",\"None\",AM156<AN156,\"High\",AC156=\"Functional\",\"Low\",AC156=\"Non-Functional\",\"Low\",W156=\"No\",\"Low\",W156=\"Unknown\",\"None\",X156=\"Deficiency\",\"None\",W156=\"Yes\",\"High\",W156=\"\",\"None\")","v":"None"},0,0,0,0,{"$f":"_xlfn.CONCAT(LEFT(H156,3),\"-\")&IF(H156=\"-\",0,COUNTIF($H$4:H156,H156))","v":"-0"},{"$f":"_xlfn.IFS($H156<=0,\"-\",AS156=1,_xlfn.CONCAT(\"FUN_NONDEF\",\"-DCON_\",LEFT(AQ156,1),\"-FCON_\",LEFT(AR156,1)),AT156=1,_xlfn.CONCAT(\"FUN_DEF\",\"-DCON_\",LEFT(AQ156,1),\"-FCON_\",LEFT(AR156,1)),AU156=1,_xlfn.CONCAT(\"NONFUN_NONDEF\",\"-DCON_\",LEFT(AQ156,1),\"-FCON_\",LEFT(AR156,1)),AV156=1,_xlfn.CONCAT(\"NONFUN_DEF\",\"-DCON_\",LEFT(AQ156,1),\"-FCON_\",LEFT(AR156,1)),AS156+AT156+AU156+AV156<1,_xlfn.CONCAT(\"-\"))","v":"-"}]
[null,null,null,null,null,null,null,null,null,null,null,null,null,null,null,null,null,null,null,null,null,0,null,null,null,null,null,null,null,null,null,0,0,0,0,"Unknown",{"$f":"_xlfn.IFS(G157=\"Natural\",0,H157=\"\",0,H157=\"COASTAL-CONSTRUCTED\",0,G157=\"Constructed\",_xlfn.XLOOKUP($H157,'Data Categories'!$U$4:$U$25,'Data Categories'!$V$4:V$25))","v":0},{"$f":"_xlfn.IFS(AK157=\"\",0,AJ157=\"Unknown\",0,AK157>1,AK157-AJ157,AK157=0,0)","v":0},{"$f":"_xlfn.IFS(Y157=\"\",0,Y157>1920,_xlfn.XLOOKUP($H157,'Data Categories'!$AE$20:$AE$42,'Data Categories'!$AG$20:$AG$42,0))","v":0},{"$f":"_xlfn.IFS(Y157=\"\",0,Y157>0,(2025-Y157))","v":0},{"$f":"_xlfn.IFS(Z157=\"Non-Deficient\",\"Non-Deficient\",Z157=\"Deficient\",\"Deficient\",AB157=\"Deficient\",\"Deficient\",Z157=\"Non-Deficient\",\"Non-Deficient\",AB157=\"Non-Deficient\",\"Non-Deficient\",P157=\"\",\"None\",AL157<0,\"Deficient\",AL157>10,\"Non-Deficient\")","v":"None"},{"$f":"_xlfn.IFS(H157=\"LOW WATER CROSSING\",\"Non-Functional\",G157=\"Natural\",\"Functional\",AA157=\"Functional\",\"Functional\",AC157=\"Functional\",\"Functional\",AA157=\"Non-Functional\",\"Non-Functional\",AC157=\"Non-Functional\",\"Non-Functional\",AA157=\"Unknown\",\"Unknown\",AC157=\"Unknown\",\"Unknown\",AA157=\"\",\"None\")","v":"None"},{"$f":"_xlfn.IFS(X157=\"Functionality\",\"Low\",W157=\"No\",\"Low\",Y157>=2015,\"High\",Y157>=1920,\"Low\",W157=\"\",\"None\",W157=\"Unknown\",\"None\")","v":"None"},{"$f":"_xlfn.IFS(H157=\"LOW WATER CROSSING\",\"Unknown\",G157=\"Natural\",\"None\",AM157<AN157,\"High\",AC157=\"Functional\",\"Low\",AC157=\"Non-Functional\",\"Low\",W157=\"No\",\"Low\",W157=\"Unknown\",\"None\",X157=\"Deficiency\",\"None\",W157=\"Yes\",\"High\",W157=\"\",\"None\")","v":"None"},0,0,0,0,{"$f":"_xlfn.CONCAT(LEFT(H157,3),\"-\")&IF(H157=\"-\",0,COUNTIF($H$4:H157,H157))","v":"-0"},{"$f":"_xlfn.IFS($H157<=0,\"-\",AS157=1,_xlfn.CONCAT(\"FUN_NONDEF\",\"-DCON_\",LEFT(AQ157,1),\"-FCON_\",LEFT(AR157,1)),AT157=1,_xlfn.CONCAT(\"FUN_DEF\",\"-DCON_\",LEFT(AQ157,1),\"-FCON_\",LEFT(AR157,1)),AU157=1,_xlfn.CONCAT(\"NONFUN_NONDEF\",\"-DCON_\",LEFT(AQ157,1),\"-FCON_\",LEFT(AR157,1)),AV157=1,_xlfn.CONCAT(\"NONFUN_DEF\",\"-DCON_\",LEFT(AQ157,1),\"-FCON_\",LEFT(AR157,1)),AS157+AT157+AU157+AV157<1,_xlfn.CONCAT(\"-\"))","v":"-"}]
[null,null,null,null,null,null,null,null,null,null,null,null,null,null,null,null,null,null,null,null,null,0,null,null,null,null,null,null,null,null,null,0,0,0,0,"Unknown",{"$f":"_xlfn.IFS(G158=\"Natural\",0,H158=\"\",0,H158=\"COASTAL-CONSTRUCTED\",0,G158=\"Constructed\",_xlfn.XLOOKUP($H158,'Data Categories'!$U$4:$U$25,'Data Categories'!$V$4:V$25))","v":0},{"$f":"_xlfn.IFS(AK158=\"\",0,AJ158=\"Unknown\",0,AK158>1,AK158-AJ158,AK158=0,0)","v":0},{"$f":"_xlfn.IFS(Y158=\"\",0,Y158>1920,_xlfn.XLOOKUP($H158,'Data Categories'!$AE$20:$AE$42,'Data Categories'!$AG$20:$AG$42,0))","v":0},{"$f":"_xlfn.IFS(Y158=\"\",0,Y158>0,(2025-Y158))","v":0},{"$f":"_xlfn.IFS(Z158=\"Non-Deficient\",\"Non-Deficient\",Z158=\"Deficient\",\"Deficient\",AB158=\"Deficient\",\"Deficient\",Z158=\"Non-Deficient\",\"Non-Deficient\",AB158=\"Non-Deficient\",\"Non-Deficient\",P158=\"\",\"None\",AL158<0,\"Deficient\",AL158>10,\"Non-Deficient\")","v":"None"},{"$f":"_xlfn.IFS(H158=\"LOW WATER CROSSING\",\"Non-Functional\",G158=\"Natural\",\"Functional\",AA158=\"Functional\",\"Functional\",AC158=\"Functional\",\"Functional\",AA158=\"Non-Functional\",\"Non-Functional\",AC158=\"Non-Functional\",\"Non-Functional\",AA158=\"Unknown\",\"Unknown\",AC158=\"Unknown\",\"Unknown\",AA158=\"\",\"None\")","v":"None"},{"$f":"_xlfn.IFS(X158=\"Functionality\",\"Low\",W158=\"No\",\"Low\",Y158>=2015,\"High\",Y158>=1920,\"Low\",W158=\"\",\"None\",W158=\"Unknown\",\"None\")","v":"None"},{"$f":"_xlfn.IFS(H158=\"LOW WATER CROSSING\",\"Unknown\",G158=\"Natural\",\"None\",AM158<AN158,\"High\",AC158=\"Functional\",\"Low\",AC158=\"Non-Functional\",\"Low\",W158=\"No\",\"Low\",W158=\"Unknown\",\"None\",X158=\"Deficiency\",\"None\",W158=\"Yes\",\"High\",W158=\"\",\"None\")","v":"None"},0,0,0,0,{"$f":"_xlfn.CONCAT(LEFT(H158,3),\"-\")&IF(H158=\"-\",0,COUNTIF($H$4:H158,H158))","v":"-0"},{"$f":"_xlfn.IFS($H158<=0,\"-\",AS158=1,_xlfn.CONCAT(\"FUN_NONDEF\",\"-DCON_\",LEFT(AQ158,1),\"-FCON_\",LEFT(AR158,1)),AT158=1,_xlfn.CONCAT(\"FUN_DEF\",\"-DCON_\",LEFT(AQ158,1),\"-FCON_\",LEFT(AR158,1)),AU158=1,_xlfn.CONCAT(\"NONFUN_NONDEF\",\"-DCON_\",LEFT(AQ158,1),\"-FCON_\",LEFT(AR158,1)),AV158=1,_xlfn.CONCAT(\"NONFUN_DEF\",\"-DCON_\",LEFT(AQ158,1),\"-FCON_\",LEFT(AR158,1)),AS158+AT158+AU158+AV158<1,_xlfn.CONCAT(\"-\"))","v":"-"}]
[null,null,null,null,null,null,null,null,null,null,null,null,null,null,null,null,null,null,null,null,null,0,null,null,null,null,null,null,null,null,null,0,0,0,0,"Unknown",{"$f":"_xlfn.IFS(G159=\"Natural\",0,H159=\"\",0,H159=\"COASTAL-CONSTRUCTED\",0,G159=\"Constructed\",_xlfn.XLOOKUP($H159,'Data Categories'!$U$4:$U$25,'Data Categories'!$V$4:V$25))","v":0},{"$f":"_xlfn.IFS(AK159=\"\",0,AJ159=\"Unknown\",0,AK159>1,AK159-AJ159,AK159=0,0)","v":0},{"$f":"_xlfn.IFS(Y159=\"\",0,Y159>1920,_xlfn.XLOOKUP($H159,'Data Categories'!$AE$20:$AE$42,'Data Categories'!$AG$20:$AG$42,0))","v":0},{"$f":"_xlfn.IFS(Y159=\"\",0,Y159>0,(2025-Y159))","v":0},{"$f":"_xlfn.IFS(Z159=\"Non-Deficient\",\"Non-Deficient\",Z159=\"Deficient\",\"Deficient\",AB159=\"Deficient\",\"Deficient\",Z159=\"Non-Deficient\",\"Non-Deficient\",AB159=\"Non-Deficient\",\"Non-Deficient\",P159=\"\",\"None\",AL159<0,\"Deficient\",AL159>10,\"Non-Deficient\")","v":"None"},{"$f":"_xlfn.IFS(H159=\"LOW WATER CROSSING\",\"Non-Functional\",G159=\"Natural\",\"Functional\",AA159=\"Functional\",\"Functional\",AC159=\"Functional\",\"Functional\",AA159=\"Non-Functional\",\"Non-Functional\",AC159=\"Non-Functional\",\"Non-Functional\",AA159=\"Unknown\",\"Unknown\",AC159=\"Unknown\",\"Unknown\",AA159=\"\",\"None\")","v":"None"},{"$f":"_xlfn.IFS(X159=\"Functionality\",\"Low\",W159=\"No\",\"Low\",Y159>=2015,\"High\",Y159>=1920,\"Low\",W159=\"\",\"None\",W159=\"Unknown\",\"None\")","v":"None"},{"$f":"_xlfn.IFS(H159=\"LOW WATER CROSSING\",\"Unknown\",G159=\"Natural\",\"None\",AM159<AN159,\"High\",AC159=\"Functional\",\"Low\",AC159=\"Non-Functional\",\"Low\",W159=\"No\",\"Low\",W159=\"Unknown\",\"None\",X159=\"Deficiency\",\"None\",W159=\"Yes\",\"High\",W159=\"\",\"None\")","v":"None"},0,0,0,0,{"$f":"_xlfn.CONCAT(LEFT(H159,3),\"-\")&IF(H159=\"-\",0,COUNTIF($H$4:H159,H159))","v":"-0"},{"$f":"_xlfn.IFS($H159<=0,\"-\",AS159=1,_xlfn.CONCAT(\"FUN_NONDEF\",\"-DCON_\",LEFT(AQ159,1),\"-FCON_\",LEFT(AR159,1)),AT159=1,_xlfn.CONCAT(\"FUN_DEF\",\"-DCON_\",LEFT(AQ159,1),\"-FCON_\",LEFT(AR159,1)),AU159=1,_xlfn.CONCAT(\"NONFUN_NONDEF\",\"-DCON_\",LEFT(AQ159,1),\"-FCON_\",LEFT(AR159,1)),AV159=1,_xlfn.CONCAT(\"NONFUN_DEF\",\"-DCON_\",LEFT(AQ159,1),\"-FCON_\",LEFT(AR159,1)),AS159+AT159+AU159+AV159<1,_xlfn.CONCAT(\"-\"))","v":"-"}]
[null,null,null,null,null,null,null,null,null,null,null,null,null,null,null,null,null,null,null,null,null,0,null,null,null,null,null,null,null,null,null,0,0,0,0,"Unknown",{"$f":"_xlfn.IFS(G160=\"Natural\",0,H160=\"\",0,H160=\"COASTAL-CONSTRUCTED\",0,G160=\"Constructed\",_xlfn.XLOOKUP($H160,'Data Categories'!$U$4:$U$25,'Data Categories'!$V$4:V$25))","v":0},{"$f":"_xlfn.IFS(AK160=\"\",0,AJ160=\"Unknown\",0,AK160>1,AK160-AJ160,AK160=0,0)","v":0},{"$f":"_xlfn.IFS(Y160=\"\",0,Y160>1920,_xlfn.XLOOKUP($H160,'Data Categories'!$AE$20:$AE$42,'Data Categories'!$AG$20:$AG$42,0))","v":0},{"$f":"_xlfn.IFS(Y160=\"\",0,Y160>0,(2025-Y160))","v":0},{"$f":"_xlfn.IFS(Z160=\"Non-Deficient\",\"Non-Deficient\",Z160=\"Deficient\",\"Deficient\",AB160=\"Deficient\",\"Deficient\",Z160=\"Non-Deficient\",\"Non-Deficient\",AB160=\"Non-Deficient\",\"Non-Deficient\",P160=\"\",\"None\",AL160<0,\"Deficient\",AL160>10,\"Non-Deficient\")","v":"None"},{"$f":"_xlfn.IFS(H160=\"LOW WATER CROSSING\",\"Non-Functional\",G160=\"Natural\",\"Functional\",AA160=\"Functional\",\"Functional\",AC160=\"Functional\",\"Functional\",AA160=\"Non-Functional\",\"Non-Functional\",AC160=\"Non-Functional\",\"Non-Functional\",AA160=\"Unknown\",\"Unknown\",AC160=\"Unknown\",\"Unknown\",AA160=\"\",\"None\")","v":"None"},{"$f":"_xlfn.IFS(X160=\"Functionality\",\"Low\",W160=\"No\",\"Low\",Y160>=2015,\"High\",Y160>=1920,\"Low\",W160=\"\",\"None\",W160=\"Unknown\",\"None\")","v":"None"},{"$f":"_xlfn.IFS(H160=\"LOW WATER CROSSING\",\"Unknown\",G160=\"Natural\",\"None\",AM160<AN160,\"High\",AC160=\"Functional\",\"Low\",AC160=\"Non-Functional\",\"Low\",W160=\"No\",\"Low\",W160=\"Unknown\",\"None\",X160=\"Deficiency\",\"None\",W160=\"Yes\",\"High\",W160=\"\",\"None\")","v":"None"},0,0,0,0,{"$f":"_xlfn.CONCAT(LEFT(H160,3),\"-\")&IF(H160=\"-\",0,COUNTIF($H$4:H160,H160))","v":"-0"},{"$f":"_xlfn.IFS($H160<=0,\"-\",AS160=1,_xlfn.CONCAT(\"FUN_NONDEF\",\"-DCON_\",LEFT(AQ160,1),\"-FCON_\",LEFT(AR160,1)),AT160=1,_xlfn.CONCAT(\"FUN_DEF\",\"-DCON_\",LEFT(AQ160,1),\"-FCON_\",LEFT(AR160,1)),AU160=1,_xlfn.CONCAT(\"NONFUN_NONDEF\",\"-DCON_\",LEFT(AQ160,1),\"-FCON_\",LEFT(AR160,1)),AV160=1,_xlfn.CONCAT(\"NONFUN_DEF\",\"-DCON_\",LEFT(AQ160,1),\"-FCON_\",LEFT(AR160,1)),AS160+AT160+AU160+AV160<1,_xlfn.CONCAT(\"-\"))","v":"-"}]
[null,null,null,null,null,null,null,null,null,null,null,null,null,null,null,null,null,null,null,null,null,0,null,null,null,null,null,null,null,null,null,0,0,0,0,"Unknown",{"$f":"_xlfn.IFS(G161=\"Natural\",0,H161=\"\",0,H161=\"COASTAL-CONSTRUCTED\",0,G161=\"Constructed\",_xlfn.XLOOKUP($H161,'Data Categories'!$U$4:$U$25,'Data Categories'!$V$4:V$25))","v":0},{"$f":"_xlfn.IFS(AK161=\"\",0,AJ161=\"Unknown\",0,AK161>1,AK161-AJ161,AK161=0,0)","v":0},{"$f":"_xlfn.IFS(Y161=\"\",0,Y161>1920,_xlfn.XLOOKUP($H161,'Data Categories'!$AE$20:$AE$42,'Data Categories'!$AG$20:$AG$42,0))","v":0},{"$f":"_xlfn.IFS(Y161=\"\",0,Y161>0,(2025-Y161))","v":0},{"$f":"_xlfn.IFS(Z161=\"Non-Deficient\",\"Non-Deficient\",Z161=\"Deficient\",\"Deficient\",AB161=\"Deficient\",\"Deficient\",Z161=\"Non-Deficient\",\"Non-Deficient\",AB161=\"Non-Deficient\",\"Non-Deficient\",P161=\"\",\"None\",AL161<0,\"Deficient\",AL161>10,\"Non-Deficient\")","v":"None"},{"$f":"_xlfn.IFS(H161=\"LOW WATER CROSSING\",\"Non-Functional\",G161=\"Natural\",\"Functional\",AA161=\"Functional\",\"Functional\",AC161=\"Functional\",\"Functional\",AA161=\"Non-Functional\",\"Non-Functional\",AC161=\"Non-Functional\",\"Non-Functional\",AA161=\"Unknown\",\"Unknown\",AC161=\"Unknown\",\"Unknown\",AA161=\"\",\"None\")","v":"None"},{"$f":"_xlfn.IFS(X161=\"Functionality\",\"Low\",W161=\"No\",\"Low\",Y161>=2015,\"High\",Y161>=1920,\"Low\",W161=\"\",\"None\",W161=\"Unknown\",\"None\")","v":"None"},{"$f":"_xlfn.IFS(H161=\"LOW WATER CROSSING\",\"Unknown\",G161=\"Natural\",\"None\",AM161<AN161,\"High\",AC161=\"Functional\",\"Low\",AC161=\"Non-Functional\",\"Low\",W161=\"No\",\"Low\",W161=\"Unknown\",\"None\",X161=\"Deficiency\",\"None\",W161=\"Yes\",\"High\",W161=\"\",\"None\")","v":"None"},0,0,0,0,{"$f":"_xlfn.CONCAT(LEFT(H161,3),\"-\")&IF(H161=\"-\",0,COUNTIF($H$4:H161,H161))","v":"-0"},{"$f":"_xlfn.IFS($H161<=0,\"-\",AS161=1,_xlfn.CONCAT(\"FUN_NONDEF\",\"-DCON_\",LEFT(AQ161,1),\"-FCON_\",LEFT(AR161,1)),AT161=1,_xlfn.CONCAT(\"FUN_DEF\",\"-DCON_\",LEFT(AQ161,1),\"-FCON_\",LEFT(AR161,1)),AU161=1,_xlfn.CONCAT(\"NONFUN_NONDEF\",\"-DCON_\",LEFT(AQ161,1),\"-FCON_\",LEFT(AR161,1)),AV161=1,_xlfn.CONCAT(\"NONFUN_DEF\",\"-DCON_\",LEFT(AQ161,1),\"-FCON_\",LEFT(AR161,1)),AS161+AT161+AU161+AV161<1,_xlfn.CONCAT(\"-\"))","v":"-"}]
[null,null,null,null,null,null,null,null,null,null,null,null,null,null,null,null,null,null,null,null,null,0,null,null,null,null,null,null,null,null,null,0,0,0,0,"Unknown",{"$f":"_xlfn.IFS(G162=\"Natural\",0,H162=\"\",0,H162=\"COASTAL-CONSTRUCTED\",0,G162=\"Constructed\",_xlfn.XLOOKUP($H162,'Data Categories'!$U$4:$U$25,'Data Categories'!$V$4:V$25))","v":0},{"$f":"_xlfn.IFS(AK162=\"\",0,AJ162=\"Unknown\",0,AK162>1,AK162-AJ162,AK162=0,0)","v":0},{"$f":"_xlfn.IFS(Y162=\"\",0,Y162>1920,_xlfn.XLOOKUP($H162,'Data Categories'!$AE$20:$AE$42,'Data Categories'!$AG$20:$AG$42,0))","v":0},{"$f":"_xlfn.IFS(Y162=\"\",0,Y162>0,(2025-Y162))","v":0},{"$f":"_xlfn.IFS(Z162=\"Non-Deficient\",\"Non-Deficient\",Z162=\"Deficient\",\"Deficient\",AB162=\"Deficient\",\"Deficient\",Z162=\"Non-Deficient\",\"Non-Deficient\",AB162=\"Non-Deficient\",\"Non-Deficient\",P162=\"\",\"None\",AL162<0,\"Deficient\",AL162>10,\"Non-Deficient\")","v":"None"},{"$f":"_xlfn.IFS(H162=\"LOW WATER CROSSING\",\"Non-Functional\",G162=\"Natural\",\"Functional\",AA162=\"Functional\",\"Functional\",AC162=\"Functional\",\"Functional\",AA162=\"Non-Functional\",\"Non-Functional\",AC162=\"Non-Functional\",\"Non-Functional\",AA162=\"Unknown\",\"Unknown\",AC162=\"Unknown\",\"Unknown\",AA162=\"\",\"None\")","v":"None"},{"$f":"_xlfn.IFS(X162=\"Functionality\",\"Low\",W162=\"No\",\"Low\",Y162>=2015,\"High\",Y162>=1920,\"Low\",W162=\"\",\"None\",W162=\"Unknown\",\"None\")","v":"None"},{"$f":"_xlfn.IFS(H162=\"LOW WATER CROSSING\",\"Unknown\",G162=\"Natural\",\"None\",AM162<AN162,\"High\",AC162=\"Functional\",\"Low\",AC162=\"Non-Functional\",\"Low\",W162=\"No\",\"Low\",W162=\"Unknown\",\"None\",X162=\"Deficiency\",\"None\",W162=\"Yes\",\"High\",W162=\"\",\"None\")","v":"None"},0,0,0,0,{"$f":"_xlfn.CONCAT(LEFT(H162,3),\"-\")&IF(H162=\"-\",0,COUNTIF($H$4:H162,H162))","v":"-0"},{"$f":"_xlfn.IFS($H162<=0,\"-\",AS162=1,_xlfn.CONCAT(\"FUN_NONDEF\",\"-DCON_\",LEFT(AQ162,1),\"-FCON_\",LEFT(AR162,1)),AT162=1,_xlfn.CONCAT(\"FUN_DEF\",\"-DCON_\",LEFT(AQ162,1),\"-FCON_\",LEFT(AR162,1)),AU162=1,_xlfn.CONCAT(\"NONFUN_NONDEF\",\"-DCON_\",LEFT(AQ162,1),\"-FCON_\",LEFT(AR162,1)),AV162=1,_xlfn.CONCAT(\"NONFUN_DEF\",\"-DCON_\",LEFT(AQ162,1),\"-FCON_\",LEFT(AR162,1)),AS162+AT162+AU162+AV162<1,_xlfn.CONCAT(\"-\"))","v":"-"}]
[null,null,null,null,null,null,null,null,null,null,null,null,null,null,null,null,null,null,null,null,null,0,null,null,null,null,null,null,null,null,null,0,0,0,0,"Unknown",{"$f":"_xlfn.IFS(G163=\"Natural\",0,H163=\"\",0,H163=\"COASTAL-CONSTRUCTED\",0,G163=\"Constructed\",_xlfn.XLOOKUP($H163,'Data Categories'!$U$4:$U$25,'Data Categories'!$V$4:V$25))","v":0},{"$f":"_xlfn.IFS(AK163=\"\",0,AJ163=\"Unknown\",0,AK163>1,AK163-AJ163,AK163=0,0)","v":0},{"$f":"_xlfn.IFS(Y163=\"\",0,Y163>1920,_xlfn.XLOOKUP($H163,'Data Categories'!$AE$20:$AE$42,'Data Categories'!$AG$20:$AG$42,0))","v":0},{"$f":"_xlfn.IFS(Y163=\"\",0,Y163>0,(2025-Y163))","v":0},{"$f":"_xlfn.IFS(Z163=\"Non-Deficient\",\"Non-Deficient\",Z163=\"Deficient\",\"Deficient\",AB163=\"Deficient\",\"Deficient\",Z163=\"Non-Deficient\",\"Non-Deficient\",AB163=\"Non-Deficient\",\"Non-Deficient\",P163=\"\",\"None\",AL163<0,\"Deficient\",AL163>10,\"Non-Deficient\")","v":"None"},{"$f":"_xlfn.IFS(H163=\"LOW WATER CROSSING\",\"Non-Functional\",G163=\"Natural\",\"Functional\",AA163=\"Functional\",\"Functional\",AC163=\"Functional\",\"Functional\",AA163=\"Non-Functional\",\"Non-Functional\",AC163=\"Non-Functional\",\"Non-Functional\",AA163=\"Unknown\",\"Unknown\",AC163=\"Unknown\",\"Unknown\",AA163=\"\",\"None\")","v":"None"},{"$f":"_xlfn.IFS(X163=\"Functionality\",\"Low\",W163=\"No\",\"Low\",Y163>=2015,\"High\",Y163>=1920,\"Low\",W163=\"\",\"None\",W163=\"Unknown\",\"None\")","v":"None"},{"$f":"_xlfn.IFS(H163=\"LOW WATER CROSSING\",\"Unknown\",G163=\"Natural\",\"None\",AM163<AN163,\"High\",AC163=\"Functional\",\"Low\",AC163=\"Non-Functional\",\"Low\",W163=\"No\",\"Low\",W163=\"Unknown\",\"None\",X163=\"Deficiency\",\"None\",W163=\"Yes\",\"High\",W163=\"\",\"None\")","v":"None"},0,0,0,0,{"$f":"_xlfn.CONCAT(LEFT(H163,3),\"-\")&IF(H163=\"-\",0,COUNTIF($H$4:H163,H163))","v":"-0"},{"$f":"_xlfn.IFS($H163<=0,\"-\",AS163=1,_xlfn.CONCAT(\"FUN_NONDEF\",\"-DCON_\",LEFT(AQ163,1),\"-FCON_\",LEFT(AR163,1)),AT163=1,_xlfn.CONCAT(\"FUN_DEF\",\"-DCON_\",LEFT(AQ163,1),\"-FCON_\",LEFT(AR163,1)),AU163=1,_xlfn.CONCAT(\"NONFUN_NONDEF\",\"-DCON_\",LEFT(AQ163,1),\"-FCON_\",LEFT(AR163,1)),AV163=1,_xlfn.CONCAT(\"NONFUN_DEF\",\"-DCON_\",LEFT(AQ163,1),\"-FCON_\",LEFT(AR163,1)),AS163+AT163+AU163+AV163<1,_xlfn.CONCAT(\"-\"))","v":"-"}]
[null,null,null,null,null,null,null,null,null,null,null,null,null,null,null,null,null,null,null,null,null,0,null,null,null,null,null,null,null,null,null,0,0,0,0,"Unknown",{"$f":"_xlfn.IFS(G164=\"Natural\",0,H164=\"\",0,H164=\"COASTAL-CONSTRUCTED\",0,G164=\"Constructed\",_xlfn.XLOOKUP($H164,'Data Categories'!$U$4:$U$25,'Data Categories'!$V$4:V$25))","v":0},{"$f":"_xlfn.IFS(AK164=\"\",0,AJ164=\"Unknown\",0,AK164>1,AK164-AJ164,AK164=0,0)","v":0},{"$f":"_xlfn.IFS(Y164=\"\",0,Y164>1920,_xlfn.XLOOKUP($H164,'Data Categories'!$AE$20:$AE$42,'Data Categories'!$AG$20:$AG$42,0))","v":0},{"$f":"_xlfn.IFS(Y164=\"\",0,Y164>0,(2025-Y164))","v":0},{"$f":"_xlfn.IFS(Z164=\"Non-Deficient\",\"Non-Deficient\",Z164=\"Deficient\",\"Deficient\",AB164=\"Deficient\",\"Deficient\",Z164=\"Non-Deficient\",\"Non-Deficient\",AB164=\"Non-Deficient\",\"Non-Deficient\",P164=\"\",\"None\",AL164<0,\"Deficient\",AL164>10,\"Non-Deficient\")","v":"None"},{"$f":"_xlfn.IFS(H164=\"LOW WATER CROSSING\",\"Non-Functional\",G164=\"Natural\",\"Functional\",AA164=\"Functional\",\"Functional\",AC164=\"Functional\",\"Functional\",AA164=\"Non-Functional\",\"Non-Functional\",AC164=\"Non-Functional\",\"Non-Functional\",AA164=\"Unknown\",\"Unknown\",AC164=\"Unknown\",\"Unknown\",AA164=\"\",\"None\")","v":"None"},{"$f":"_xlfn.IFS(X164=\"Functionality\",\"Low\",W164=\"No\",\"Low\",Y164>=2015,\"High\",Y164>=1920,\"Low\",W164=\"\",\"None\",W164=\"Unknown\",\"None\")","v":"None"},{"$f":"_xlfn.IFS(H164=\"LOW WATER CROSSING\",\"Unknown\",G164=\"Natural\",\"None\",AM164<AN164,\"High\",AC164=\"Functional\",\"Low\",AC164=\"Non-Functional\",\"Low\",W164=\"No\",\"Low\",W164=\"Unknown\",\"None\",X164=\"Deficiency\",\"None\",W164=\"Yes\",\"High\",W164=\"\",\"None\")","v":"None"},0,0,0,0,{"$f":"_xlfn.CONCAT(LEFT(H164,3),\"-\")&IF(H164=\"-\",0,COUNTIF($H$4:H164,H164))","v":"-0"},{"$f":"_xlfn.IFS($H164<=0,\"-\",AS164=1,_xlfn.CONCAT(\"FUN_NONDEF\",\"-DCON_\",LEFT(AQ164,1),\"-FCON_\",LEFT(AR164,1)),AT164=1,_xlfn.CONCAT(\"FUN_DEF\",\"-DCON_\",LEFT(AQ164,1),\"-FCON_\",LEFT(AR164,1)),AU164=1,_xlfn.CONCAT(\"NONFUN_NONDEF\",\"-DCON_\",LEFT(AQ164,1),\"-FCON_\",LEFT(AR164,1)),AV164=1,_xlfn.CONCAT(\"NONFUN_DEF\",\"-DCON_\",LEFT(AQ164,1),\"-FCON_\",LEFT(AR164,1)),AS164+AT164+AU164+AV164<1,_xlfn.CONCAT(\"-\"))","v":"-"}]
[null,null,null,null,null,null,null,null,null,null,null,null,null,null,null,null,null,null,null,null,null,0,null,null,null,null,null,null,null,null,null,0,0,0,0,"Unknown",{"$f":"_xlfn.IFS(G165=\"Natural\",0,H165=\"\",0,H165=\"COASTAL-CONSTRUCTED\",0,G165=\"Constructed\",_xlfn.XLOOKUP($H165,'Data Categories'!$U$4:$U$25,'Data Categories'!$V$4:V$25))","v":0},{"$f":"_xlfn.IFS(AK165=\"\",0,AJ165=\"Unknown\",0,AK165>1,AK165-AJ165,AK165=0,0)","v":0},{"$f":"_xlfn.IFS(Y165=\"\",0,Y165>1920,_xlfn.XLOOKUP($H165,'Data Categories'!$AE$20:$AE$42,'Data Categories'!$AG$20:$AG$42,0))","v":0},{"$f":"_xlfn.IFS(Y165=\"\",0,Y165>0,(2025-Y165))","v":0},{"$f":"_xlfn.IFS(Z165=\"Non-Deficient\",\"Non-Deficient\",Z165=\"Deficient\",\"Deficient\",AB165=\"Deficient\",\"Deficient\",Z165=\"Non-Deficient\",\"Non-Deficient\",AB165=\"Non-Deficient\",\"Non-Deficient\",P165=\"\",\"None\",AL165<0,\"Deficient\",AL165>10,\"Non-Deficient\")","v":"None"},{"$f":"_xlfn.IFS(H165=\"LOW WATER CROSSING\",\"Non-Functional\",G165=\"Natural\",\"Functional\",AA165=\"Functional\",\"Functional\",AC165=\"Functional\",\"Functional\",AA165=\"Non-Functional\",\"Non-Functional\",AC165=\"Non-Functional\",\"Non-Functional\",AA165=\"Unknown\",\"Unknown\",AC165=\"Unknown\",\"Unknown\",AA165=\"\",\"None\")","v":"None"},{"$f":"_xlfn.IFS(X165=\"Functionality\",\"Low\",W165=\"No\",\"Low\",Y165>=2015,\"High\",Y165>=1920,\"Low\",W165=\"\",\"None\",W165=\"Unknown\",\"None\")","v":"None"},{"$f":"_xlfn.IFS(H165=\"LOW WATER CROSSING\",\"Unknown\",G165=\"Natural\",\"None\",AM165<AN165,\"High\",AC165=\"Functional\",\"Low\",AC165=\"Non-Functional\",\"Low\",W165=\"No\",\"Low\",W165=\"Unknown\",\"None\",X165=\"Deficiency\",\"None\",W165=\"Yes\",\"High\",W165=\"\",\"None\")","v":"None"},0,0,0,0,{"$f":"_xlfn.CONCAT(LEFT(H165,3),\"-\")&IF(H165=\"-\",0,COUNTIF($H$4:H165,H165))","v":"-0"},{"$f":"_xlfn.IFS($H165<=0,\"-\",AS165=1,_xlfn.CONCAT(\"FUN_NONDEF\",\"-DCON_\",LEFT(AQ165,1),\"-FCON_\",LEFT(AR165,1)),AT165=1,_xlfn.CONCAT(\"FUN_DEF\",\"-DCON_\",LEFT(AQ165,1),\"-FCON_\",LEFT(AR165,1)),AU165=1,_xlfn.CONCAT(\"NONFUN_NONDEF\",\"-DCON_\",LEFT(AQ165,1),\"-FCON_\",LEFT(AR165,1)),AV165=1,_xlfn.CONCAT(\"NONFUN_DEF\",\"-DCON_\",LEFT(AQ165,1),\"-FCON_\",LEFT(AR165,1)),AS165+AT165+AU165+AV165<1,_xlfn.CONCAT(\"-\"))","v":"-"}]
[null,null,null,null,null,null,null,null,null,null,null,null,null,null,null,null,null,null,null,null,null,0,null,null,null,null,null,null,null,null,null,0,0,0,0,"Unknown",{"$f":"_xlfn.IFS(G166=\"Natural\",0,H166=\"\",0,H166=\"COASTAL-CONSTRUCTED\",0,G166=\"Constructed\",_xlfn.XLOOKUP($H166,'Data Categories'!$U$4:$U$25,'Data Categories'!$V$4:V$25))","v":0},{"$f":"_xlfn.IFS(AK166=\"\",0,AJ166=\"Unknown\",0,AK166>1,AK166-AJ166,AK166=0,0)","v":0},{"$f":"_xlfn.IFS(Y166=\"\",0,Y166>1920,_xlfn.XLOOKUP($H166,'Data Categories'!$AE$20:$AE$42,'Data Categories'!$AG$20:$AG$42,0))","v":0},{"$f":"_xlfn.IFS(Y166=\"\",0,Y166>0,(2025-Y166))","v":0},{"$f":"_xlfn.IFS(Z166=\"Non-Deficient\",\"Non-Deficient\",Z166=\"Deficient\",\"Deficient\",AB166=\"Deficient\",\"Deficient\",Z166=\"Non-Deficient\",\"Non-Deficient\",AB166=\"Non-Deficient\",\"Non-Deficient\",P166=\"\",\"None\",AL166<0,\"Deficient\",AL166>10,\"Non-Deficient\")","v":"None"},{"$f":"_xlfn.IFS(H166=\"LOW WATER CROSSING\",\"Non-Functional\",G166=\"Natural\",\"Functional\",AA166=\"Functional\",\"Functional\",AC166=\"Functional\",\"Functional\",AA166=\"Non-Functional\",\"Non-Functional\",AC166=\"Non-Functional\",\"Non-Functional\",AA166=\"Unknown\",\"Unknown\",AC166=\"Unknown\",\"Unknown\",AA166=\"\",\"None\")","v":"None"},{"$f":"_xlfn.IFS(X166=\"Functionality\",\"Low\",W166=\"No\",\"Low\",Y166>=2015,\"High\",Y166>=1920,\"Low\",W166=\"\",\"None\",W166=\"Unknown\",\"None\")","v":"None"},{"$f":"_xlfn.IFS(H166=\"LOW WATER CROSSING\",\"Unknown\",G166=\"Natural\",\"None\",AM166<AN166,\"High\",AC166=\"Functional\",\"Low\",AC166=\"Non-Functional\",\"Low\",W166=\"No\",\"Low\",W166=\"Unknown\",\"None\",X166=\"Deficiency\",\"None\",W166=\"Yes\",\"High\",W166=\"\",\"None\")","v":"None"},0,0,0,0,{"$f":"_xlfn.CONCAT(LEFT(H166,3),\"-\")&IF(H166=\"-\",0,COUNTIF($H$4:H166,H166))","v":"-0"},{"$f":"_xlfn.IFS($H166<=0,\"-\",AS166=1,_xlfn.CONCAT(\"FUN_NONDEF\",\"-DCON_\",LEFT(AQ166,1),\"-FCON_\",LEFT(AR166,1)),AT166=1,_xlfn.CONCAT(\"FUN_DEF\",\"-DCON_\",LEFT(AQ166,1),\"-FCON_\",LEFT(AR166,1)),AU166=1,_xlfn.CONCAT(\"NONFUN_NONDEF\",\"-DCON_\",LEFT(AQ166,1),\"-FCON_\",LEFT(AR166,1)),AV166=1,_xlfn.CONCAT(\"NONFUN_DEF\",\"-DCON_\",LEFT(AQ166,1),\"-FCON_\",LEFT(AR166,1)),AS166+AT166+AU166+AV166<1,_xlfn.CONCAT(\"-\"))","v":"-"}]
[null,null,null,null,null,null,null,null,null,null,null,null,null,null,null,null,null,null,null,null,null,0,null,null,null,null,null,null,null,null,null,0,0,0,0,"Unknown",{"$f":"_xlfn.IFS(G167=\"Natural\",0,H167=\"\",0,H167=\"COASTAL-CONSTRUCTED\",0,G167=\"Constructed\",_xlfn.XLOOKUP($H167,'Data Categories'!$U$4:$U$25,'Data Categories'!$V$4:V$25))","v":0},{"$f":"_xlfn.IFS(AK167=\"\",0,AJ167=\"Unknown\",0,AK167>1,AK167-AJ167,AK167=0,0)","v":0},{"$f":"_xlfn.IFS(Y167=\"\",0,Y167>1920,_xlfn.XLOOKUP($H167,'Data Categories'!$AE$20:$AE$42,'Data Categories'!$AG$20:$AG$42,0))","v":0},{"$f":"_xlfn.IFS(Y167=\"\",0,Y167>0,(2025-Y167))","v":0},{"$f":"_xlfn.IFS(Z167=\"Non-Deficient\",\"Non-Deficient\",Z167=\"Deficient\",\"Deficient\",AB167=\"Deficient\",\"Deficient\",Z167=\"Non-Deficient\",\"Non-Deficient\",AB167=\"Non-Deficient\",\"Non-Deficient\",P167=\"\",\"None\",AL167<0,\"Deficient\",AL167>10,\"Non-Deficient\")","v":"None"},{"$f":"_xlfn.IFS(H167=\"LOW WATER CROSSING\",\"Non-Functional\",G167=\"Natural\",\"Functional\",AA167=\"Functional\",\"Functional\",AC167=\"Functional\",\"Functional\",AA167=\"Non-Functional\",\"Non-Functional\",AC167=\"Non-Functional\",\"Non-Functional\",AA167=\"Unknown\",\"Unknown\",AC167=\"Unknown\",\"Unknown\",AA167=\"\",\"None\")","v":"None"},{"$f":"_xlfn.IFS(X167=\"Functionality\",\"Low\",W167=\"No\",\"Low\",Y167>=2015,\"High\",Y167>=1920,\"Low\",W167=\"\",\"None\",W167=\"Unknown\",\"None\")","v":"None"},{"$f":"_xlfn.IFS(H167=\"LOW WATER CROSSING\",\"Unknown\",G167=\"Natural\",\"None\",AM167<AN167,\"High\",AC167=\"Functional\",\"Low\",AC167=\"Non-Functional\",\"Low\",W167=\"No\",\"Low\",W167=\"Unknown\",\"None\",X167=\"Deficiency\",\"None\",W167=\"Yes\",\"High\",W167=\"\",\"None\")","v":"None"},0,0,0,0,{"$f":"_xlfn.CONCAT(LEFT(H167,3),\"-\")&IF(H167=\"-\",0,COUNTIF($H$4:H167,H167))","v":"-0"},{"$f":"_xlfn.IFS($H167<=0,\"-\",AS167=1,_xlfn.CONCAT(\"FUN_NONDEF\",\"-DCON_\",LEFT(AQ167,1),\"-FCON_\",LEFT(AR167,1)),AT167=1,_xlfn.CONCAT(\"FUN_DEF\",\"-DCON_\",LEFT(AQ167,1),\"-FCON_\",LEFT(AR167,1)),AU167=1,_xlfn.CONCAT(\"NONFUN_NONDEF\",\"-DCON_\",LEFT(AQ167,1),\"-FCON_\",LEFT(AR167,1)),AV167=1,_xlfn.CONCAT(\"NONFUN_DEF\",\"-DCON_\",LEFT(AQ167,1),\"-FCON_\",LEFT(AR167,1)),AS167+AT167+AU167+AV167<1,_xlfn.CONCAT(\"-\"))","v":"-"}]
[null,null,null,null,null,null,null,null,null,null,null,null,null,null,null,null,null,null,null,null,null,0,null,null,null,null,null,null,null,null,null,0,0,0,0,"Unknown",{"$f":"_xlfn.IFS(G168=\"Natural\",0,H168=\"\",0,H168=\"COASTAL-CONSTRUCTED\",0,G168=\"Constructed\",_xlfn.XLOOKUP($H168,'Data Categories'!$U$4:$U$25,'Data Categories'!$V$4:V$25))","v":0},{"$f":"_xlfn.IFS(AK168=\"\",0,AJ168=\"Unknown\",0,AK168>1,AK168-AJ168,AK168=0,0)","v":0},{"$f":"_xlfn.IFS(Y168=\"\",0,Y168>1920,_xlfn.XLOOKUP($H168,'Data Categories'!$AE$20:$AE$42,'Data Categories'!$AG$20:$AG$42,0))","v":0},{"$f":"_xlfn.IFS(Y168=\"\",0,Y168>0,(2025-Y168))","v":0},{"$f":"_xlfn.IFS(Z168=\"Non-Deficient\",\"Non-Deficient\",Z168=\"Deficient\",\"Deficient\",AB168=\"Deficient\",\"Deficient\",Z168=\"Non-Deficient\",\"Non-Deficient\",AB168=\"Non-Deficient\",\"Non-Deficient\",P168=\"\",\"None\",AL168<0,\"Deficient\",AL168>10,\"Non-Deficient\")","v":"None"},{"$f":"_xlfn.IFS(H168=\"LOW WATER CROSSING\",\"Non-Functional\",G168=\"Natural\",\"Functional\",AA168=\"Functional\",\"Functional\",AC168=\"Functional\",\"Functional\",AA168=\"Non-Functional\",\"Non-Functional\",AC168=\"Non-Functional\",\"Non-Functional\",AA168=\"Unknown\",\"Unknown\",AC168=\"Unknown\",\"Unknown\",AA168=\"\",\"None\")","v":"None"},{"$f":"_xlfn.IFS(X168=\"Functionality\",\"Low\",W168=\"No\",\"Low\",Y168>=2015,\"High\",Y168>=1920,\"Low\",W168=\"\",\"None\",W168=\"Unknown\",\"None\")","v":"None"},{"$f":"_xlfn.IFS(H168=\"LOW WATER CROSSING\",\"Unknown\",G168=\"Natural\",\"None\",AM168<AN168,\"High\",AC168=\"Functional\",\"Low\",AC168=\"Non-Functional\",\"Low\",W168=\"No\",\"Low\",W168=\"Unknown\",\"None\",X168=\"Deficiency\",\"None\",W168=\"Yes\",\"High\",W168=\"\",\"None\")","v":"None"},0,0,0,0,{"$f":"_xlfn.CONCAT(LEFT(H168,3),\"-\")&IF(H168=\"-\",0,COUNTIF($H$4:H168,H168))","v":"-0"},{"$f":"_xlfn.IFS($H168<=0,\"-\",AS168=1,_xlfn.CONCAT(\"FUN_NONDEF\",\"-DCON_\",LEFT(AQ168,1),\"-FCON_\",LEFT(AR168,1)),AT168=1,_xlfn.CONCAT(\"FUN_DEF\",\"-DCON_\",LEFT(AQ168,1),\"-FCON_\",LEFT(AR168,1)),AU168=1,_xlfn.CONCAT(\"NONFUN_NONDEF\",\"-DCON_\",LEFT(AQ168,1),\"-FCON_\",LEFT(AR168,1)),AV168=1,_xlfn.CONCAT(\"NONFUN_DEF\",\"-DCON_\",LEFT(AQ168,1),\"-FCON_\",LEFT(AR168,1)),AS168+AT168+AU168+AV168<1,_xlfn.CONCAT(\"-\"))","v":"-"}]
[null,null,null,null,null,null,null,null,null,null,null,null,null,null,null,null,null,null,null,null,null,0,null,null,null,null,null,null,null,null,null,0,0,0,0,"Unknown",{"$f":"_xlfn.IFS(G169=\"Natural\",0,H169=\"\",0,H169=\"COASTAL-CONSTRUCTED\",0,G169=\"Constructed\",_xlfn.XLOOKUP($H169,'Data Categories'!$U$4:$U$25,'Data Categories'!$V$4:V$25))","v":0},{"$f":"_xlfn.IFS(AK169=\"\",0,AJ169=\"Unknown\",0,AK169>1,AK169-AJ169,AK169=0,0)","v":0},{"$f":"_xlfn.IFS(Y169=\"\",0,Y169>1920,_xlfn.XLOOKUP($H169,'Data Categories'!$AE$20:$AE$42,'Data Categories'!$AG$20:$AG$42,0))","v":0},{"$f":"_xlfn.IFS(Y169=\"\",0,Y169>0,(2025-Y169))","v":0},{"$f":"_xlfn.IFS(Z169=\"Non-Deficient\",\"Non-Deficient\",Z169=\"Deficient\",\"Deficient\",AB169=\"Deficient\",\"Deficient\",Z169=\"Non-Deficient\",\"Non-Deficient\",AB169=\"Non-Deficient\",\"Non-Deficient\",P169=\"\",\"None\",AL169<0,\"Deficient\",AL169>10,\"Non-Deficient\")","v":"None"},{"$f":"_xlfn.IFS(H169=\"LOW WATER CROSSING\",\"Non-Functional\",G169=\"Natural\",\"Functional\",AA169=\"Functional\",\"Functional\",AC169=\"Functional\",\"Functional\",AA169=\"Non-Functional\",\"Non-Functional\",AC169=\"Non-Functional\",\"Non-Functional\",AA169=\"Unknown\",\"Unknown\",AC169=\"Unknown\",\"Unknown\",AA169=\"\",\"None\")","v":"None"},{"$f":"_xlfn.IFS(X169=\"Functionality\",\"Low\",W169=\"No\",\"Low\",Y169>=2015,\"High\",Y169>=1920,\"Low\",W169=\"\",\"None\",W169=\"Unknown\",\"None\")","v":"None"},{"$f":"_xlfn.IFS(H169=\"LOW WATER CROSSING\",\"Unknown\",G169=\"Natural\",\"None\",AM169<AN169,\"High\",AC169=\"Functional\",\"Low\",AC169=\"Non-Functional\",\"Low\",W169=\"No\",\"Low\",W169=\"Unknown\",\"None\",X169=\"Deficiency\",\"None\",W169=\"Yes\",\"High\",W169=\"\",\"None\")","v":"None"},0,0,0,0,{"$f":"_xlfn.CONCAT(LEFT(H169,3),\"-\")&IF(H169=\"-\",0,COUNTIF($H$4:H169,H169))","v":"-0"},{"$f":"_xlfn.IFS($H169<=0,\"-\",AS169=1,_xlfn.CONCAT(\"FUN_NONDEF\",\"-DCON_\",LEFT(AQ169,1),\"-FCON_\",LEFT(AR169,1)),AT169=1,_xlfn.CONCAT(\"FUN_DEF\",\"-DCON_\",LEFT(AQ169,1),\"-FCON_\",LEFT(AR169,1)),AU169=1,_xlfn.CONCAT(\"NONFUN_NONDEF\",\"-DCON_\",LEFT(AQ169,1),\"-FCON_\",LEFT(AR169,1)),AV169=1,_xlfn.CONCAT(\"NONFUN_DEF\",\"-DCON_\",LEFT(AQ169,1),\"-FCON_\",LEFT(AR169,1)),AS169+AT169+AU169+AV169<1,_xlfn.CONCAT(\"-\"))","v":"-"}]
[null,null,null,null,null,null,null,null,null,null,null,null,null,null,null,null,null,null,null,null,null,0,null,null,null,null,null,null,null,null,null,0,0,0,0,"Unknown",{"$f":"_xlfn.IFS(G170=\"Natural\",0,H170=\"\",0,H170=\"COASTAL-CONSTRUCTED\",0,G170=\"Constructed\",_xlfn.XLOOKUP($H170,'Data Categories'!$U$4:$U$25,'Data Categories'!$V$4:V$25))","v":0},{"$f":"_xlfn.IFS(AK170=\"\",0,AJ170=\"Unknown\",0,AK170>1,AK170-AJ170,AK170=0,0)","v":0},{"$f":"_xlfn.IFS(Y170=\"\",0,Y170>1920,_xlfn.XLOOKUP($H170,'Data Categories'!$AE$20:$AE$42,'Data Categories'!$AG$20:$AG$42,0))","v":0},{"$f":"_xlfn.IFS(Y170=\"\",0,Y170>0,(2025-Y170))","v":0},{"$f":"_xlfn.IFS(Z170=\"Non-Deficient\",\"Non-Deficient\",Z170=\"Deficient\",\"Deficient\",AB170=\"Deficient\",\"Deficient\",Z170=\"Non-Deficient\",\"Non-Deficient\",AB170=\"Non-Deficient\",\"Non-Deficient\",P170=\"\",\"None\",AL170<0,\"Deficient\",AL170>10,\"Non-Deficient\")","v":"None"},{"$f":"_xlfn.IFS(H170=\"LOW WATER CROSSING\",\"Non-Functional\",G170=\"Natural\",\"Functional\",AA170=\"Functional\",\"Functional\",AC170=\"Functional\",\"Functional\",AA170=\"Non-Functional\",\"Non-Functional\",AC170=\"Non-Functional\",\"Non-Functional\",AA170=\"Unknown\",\"Unknown\",AC170=\"Unknown\",\"Unknown\",AA170=\"\",\"None\")","v":"None"},{"$f":"_xlfn.IFS(X170=\"Functionality\",\"Low\",W170=\"No\",\"Low\",Y170>=2015,\"High\",Y170>=1920,\"Low\",W170=\"\",\"None\",W170=\"Unknown\",\"None\")","v":"None"},{"$f":"_xlfn.IFS(H170=\"LOW WATER CROSSING\",\"Unknown\",G170=\"Natural\",\"None\",AM170<AN170,\"High\",AC170=\"Functional\",\"Low\",AC170=\"Non-Functional\",\"Low\",W170=\"No\",\"Low\",W170=\"Unknown\",\"None\",X170=\"Deficiency\",\"None\",W170=\"Yes\",\"High\",W170=\"\",\"None\")","v":"None"},0,0,0,0,{"$f":"_xlfn.CONCAT(LEFT(H170,3),\"-\")&IF(H170=\"-\",0,COUNTIF($H$4:H170,H170))","v":"-0"},{"$f":"_xlfn.IFS($H170<=0,\"-\",AS170=1,_xlfn.CONCAT(\"FUN_NONDEF\",\"-DCON_\",LEFT(AQ170,1),\"-FCON_\",LEFT(AR170,1)),AT170=1,_xlfn.CONCAT(\"FUN_DEF\",\"-DCON_\",LEFT(AQ170,1),\"-FCON_\",LEFT(AR170,1)),AU170=1,_xlfn.CONCAT(\"NONFUN_NONDEF\",\"-DCON_\",LEFT(AQ170,1),\"-FCON_\",LEFT(AR170,1)),AV170=1,_xlfn.CONCAT(\"NONFUN_DEF\",\"-DCON_\",LEFT(AQ170,1),\"-FCON_\",LEFT(AR170,1)),AS170+AT170+AU170+AV170<1,_xlfn.CONCAT(\"-\"))","v":"-"}]
[null,null,null,null,null,null,null,null,null,null,null,null,null,null,null,null,null,null,null,null,null,0,null,null,null,null,null,null,null,null,null,0,0,0,0,"Unknown",{"$f":"_xlfn.IFS(G171=\"Natural\",0,H171=\"\",0,H171=\"COASTAL-CONSTRUCTED\",0,G171=\"Constructed\",_xlfn.XLOOKUP($H171,'Data Categories'!$U$4:$U$25,'Data Categories'!$V$4:V$25))","v":0},{"$f":"_xlfn.IFS(AK171=\"\",0,AJ171=\"Unknown\",0,AK171>1,AK171-AJ171,AK171=0,0)","v":0},{"$f":"_xlfn.IFS(Y171=\"\",0,Y171>1920,_xlfn.XLOOKUP($H171,'Data Categories'!$AE$20:$AE$42,'Data Categories'!$AG$20:$AG$42,0))","v":0},{"$f":"_xlfn.IFS(Y171=\"\",0,Y171>0,(2025-Y171))","v":0},{"$f":"_xlfn.IFS(Z171=\"Non-Deficient\",\"Non-Deficient\",Z171=\"Deficient\",\"Deficient\",AB171=\"Deficient\",\"Deficient\",Z171=\"Non-Deficient\",\"Non-Deficient\",AB171=\"Non-Deficient\",\"Non-Deficient\",P171=\"\",\"None\",AL171<0,\"Deficient\",AL171>10,\"Non-Deficient\")","v":"None"},{"$f":"_xlfn.IFS(H171=\"LOW WATER CROSSING\",\"Non-Functional\",G171=\"Natural\",\"Functional\",AA171=\"Functional\",\"Functional\",AC171=\"Functional\",\"Functional\",AA171=\"Non-Functional\",\"Non-Functional\",AC171=\"Non-Functional\",\"Non-Functional\",AA171=\"Unknown\",\"Unknown\",AC171=\"Unknown\",\"Unknown\",AA171=\"\",\"None\")","v":"None"},{"$f":"_xlfn.IFS(X171=\"Functionality\",\"Low\",W171=\"No\",\"Low\",Y171>=2015,\"High\",Y171>=1920,\"Low\",W171=\"\",\"None\",W171=\"Unknown\",\"None\")","v":"None"},{"$f":"_xlfn.IFS(H171=\"LOW WATER CROSSING\",\"Unknown\",G171=\"Natural\",\"None\",AM171<AN171,\"High\",AC171=\"Functional\",\"Low\",AC171=\"Non-Functional\",\"Low\",W171=\"No\",\"Low\",W171=\"Unknown\",\"None\",X171=\"Deficiency\",\"None\",W171=\"Yes\",\"High\",W171=\"\",\"None\")","v":"None"},0,0,0,0,{"$f":"_xlfn.CONCAT(LEFT(H171,3),\"-\")&IF(H171=\"-\",0,COUNTIF($H$4:H171,H171))","v":"-0"},{"$f":"_xlfn.IFS($H171<=0,\"-\",AS171=1,_xlfn.CONCAT(\"FUN_NONDEF\",\"-DCON_\",LEFT(AQ171,1),\"-FCON_\",LEFT(AR171,1)),AT171=1,_xlfn.CONCAT(\"FUN_DEF\",\"-DCON_\",LEFT(AQ171,1),\"-FCON_\",LEFT(AR171,1)),AU171=1,_xlfn.CONCAT(\"NONFUN_NONDEF\",\"-DCON_\",LEFT(AQ171,1),\"-FCON_\",LEFT(AR171,1)),AV171=1,_xlfn.CONCAT(\"NONFUN_DEF\",\"-DCON_\",LEFT(AQ171,1),\"-FCON_\",LEFT(AR171,1)),AS171+AT171+AU171+AV171<1,_xlfn.CONCAT(\"-\"))","v":"-"}]
[null,null,null,null,null,null,null,null,null,null,null,null,null,null,null,null,null,null,null,null,null,0,null,null,null,null,null,null,null,null,null,0,0,0,0,"Unknown",{"$f":"_xlfn.IFS(G172=\"Natural\",0,H172=\"\",0,H172=\"COASTAL-CONSTRUCTED\",0,G172=\"Constructed\",_xlfn.XLOOKUP($H172,'Data Categories'!$U$4:$U$25,'Data Categories'!$V$4:V$25))","v":0},{"$f":"_xlfn.IFS(AK172=\"\",0,AJ172=\"Unknown\",0,AK172>1,AK172-AJ172,AK172=0,0)","v":0},{"$f":"_xlfn.IFS(Y172=\"\",0,Y172>1920,_xlfn.XLOOKUP($H172,'Data Categories'!$AE$20:$AE$42,'Data Categories'!$AG$20:$AG$42,0))","v":0},{"$f":"_xlfn.IFS(Y172=\"\",0,Y172>0,(2025-Y172))","v":0},{"$f":"_xlfn.IFS(Z172=\"Non-Deficient\",\"Non-Deficient\",Z172=\"Deficient\",\"Deficient\",AB172=\"Deficient\",\"Deficient\",Z172=\"Non-Deficient\",\"Non-Deficient\",AB172=\"Non-Deficient\",\"Non-Deficient\",P172=\"\",\"None\",AL172<0,\"Deficient\",AL172>10,\"Non-Deficient\")","v":"None"},{"$f":"_xlfn.IFS(H172=\"LOW WATER CROSSING\",\"Non-Functional\",G172=\"Natural\",\"Functional\",AA172=\"Functional\",\"Functional\",AC172=\"Functional\",\"Functional\",AA172=\"Non-Functional\",\"Non-Functional\",AC172=\"Non-Functional\",\"Non-Functional\",AA172=\"Unknown\",\"Unknown\",AC172=\"Unknown\",\"Unknown\",AA172=\"\",\"None\")","v":"None"},{"$f":"_xlfn.IFS(X172=\"Functionality\",\"Low\",W172=\"No\",\"Low\",Y172>=2015,\"High\",Y172>=1920,\"Low\",W172=\"\",\"None\",W172=\"Unknown\",\"None\")","v":"None"},{"$f":"_xlfn.IFS(H172=\"LOW WATER CROSSING\",\"Unknown\",G172=\"Natural\",\"None\",AM172<AN172,\"High\",AC172=\"Functional\",\"Low\",AC172=\"Non-Functional\",\"Low\",W172=\"No\",\"Low\",W172=\"Unknown\",\"None\",X172=\"Deficiency\",\"None\",W172=\"Yes\",\"High\",W172=\"\",\"None\")","v":"None"},0,0,0,0,{"$f":"_xlfn.CONCAT(LEFT(H172,3),\"-\")&IF(H172=\"-\",0,COUNTIF($H$4:H172,H172))","v":"-0"},{"$f":"_xlfn.IFS($H172<=0,\"-\",AS172=1,_xlfn.CONCAT(\"FUN_NONDEF\",\"-DCON_\",LEFT(AQ172,1),\"-FCON_\",LEFT(AR172,1)),AT172=1,_xlfn.CONCAT(\"FUN_DEF\",\"-DCON_\",LEFT(AQ172,1),\"-FCON_\",LEFT(AR172,1)),AU172=1,_xlfn.CONCAT(\"NONFUN_NONDEF\",\"-DCON_\",LEFT(AQ172,1),\"-FCON_\",LEFT(AR172,1)),AV172=1,_xlfn.CONCAT(\"NONFUN_DEF\",\"-DCON_\",LEFT(AQ172,1),\"-FCON_\",LEFT(AR172,1)),AS172+AT172+AU172+AV172<1,_xlfn.CONCAT(\"-\"))","v":"-"}]
[null,null,null,null,null,null,null,null,null,null,null,null,null,null,null,null,null,null,null,null,null,0,null,null,null,null,null,null,null,null,null,0,0,0,0,"Unknown",{"$f":"_xlfn.IFS(G173=\"Natural\",0,H173=\"\",0,H173=\"COASTAL-CONSTRUCTED\",0,G173=\"Constructed\",_xlfn.XLOOKUP($H173,'Data Categories'!$U$4:$U$25,'Data Categories'!$V$4:V$25))","v":0},{"$f":"_xlfn.IFS(AK173=\"\",0,AJ173=\"Unknown\",0,AK173>1,AK173-AJ173,AK173=0,0)","v":0},{"$f":"_xlfn.IFS(Y173=\"\",0,Y173>1920,_xlfn.XLOOKUP($H173,'Data Categories'!$AE$20:$AE$42,'Data Categories'!$AG$20:$AG$42,0))","v":0},{"$f":"_xlfn.IFS(Y173=\"\",0,Y173>0,(2025-Y173))","v":0},{"$f":"_xlfn.IFS(Z173=\"Non-Deficient\",\"Non-Deficient\",Z173=\"Deficient\",\"Deficient\",AB173=\"Deficient\",\"Deficient\",Z173=\"Non-Deficient\",\"Non-Deficient\",AB173=\"Non-Deficient\",\"Non-Deficient\",P173=\"\",\"None\",AL173<0,\"Deficient\",AL173>10,\"Non-Deficient\")","v":"None"},{"$f":"_xlfn.IFS(H173=\"LOW WATER CROSSING\",\"Non-Functional\",G173=\"Natural\",\"Functional\",AA173=\"Functional\",\"Functional\",AC173=\"Functional\",\"Functional\",AA173=\"Non-Functional\",\"Non-Functional\",AC173=\"Non-Functional\",\"Non-Functional\",AA173=\"Unknown\",\"Unknown\",AC173=\"Unknown\",\"Unknown\",AA173=\"\",\"None\")","v":"None"},{"$f":"_xlfn.IFS(X173=\"Functionality\",\"Low\",W173=\"No\",\"Low\",Y173>=2015,\"High\",Y173>=1920,\"Low\",W173=\"\",\"None\",W173=\"Unknown\",\"None\")","v":"None"},{"$f":"_xlfn.IFS(H173=\"LOW WATER CROSSING\",\"Unknown\",G173=\"Natural\",\"None\",AM173<AN173,\"High\",AC173=\"Functional\",\"Low\",AC173=\"Non-Functional\",\"Low\",W173=\"No\",\"Low\",W173=\"Unknown\",\"None\",X173=\"Deficiency\",\"None\",W173=\"Yes\",\"High\",W173=\"\",\"None\")","v":"None"},0,0,0,0,{"$f":"_xlfn.CONCAT(LEFT(H173,3),\"-\")&IF(H173=\"-\",0,COUNTIF($H$4:H173,H173))","v":"-0"},{"$f":"_xlfn.IFS($H173<=0,\"-\",AS173=1,_xlfn.CONCAT(\"FUN_NONDEF\",\"-DCON_\",LEFT(AQ173,1),\"-FCON_\",LEFT(AR173,1)),AT173=1,_xlfn.CONCAT(\"FUN_DEF\",\"-DCON_\",LEFT(AQ173,1),\"-FCON_\",LEFT(AR173,1)),AU173=1,_xlfn.CONCAT(\"NONFUN_NONDEF\",\"-DCON_\",LEFT(AQ173,1),\"-FCON_\",LEFT(AR173,1)),AV173=1,_xlfn.CONCAT(\"NONFUN_DEF\",\"-DCON_\",LEFT(AQ173,1),\"-FCON_\",LEFT(AR173,1)),AS173+AT173+AU173+AV173<1,_xlfn.CONCAT(\"-\"))","v":"-"}]
[null,null,null,null,null,null,null,null,null,null,null,null,null,null,null,null,null,null,null,null,null,0,null,null,null,null,null,null,null,null,null,0,0,0,0,"Unknown",{"$f":"_xlfn.IFS(G174=\"Natural\",0,H174=\"\",0,H174=\"COASTAL-CONSTRUCTED\",0,G174=\"Constructed\",_xlfn.XLOOKUP($H174,'Data Categories'!$U$4:$U$25,'Data Categories'!$V$4:V$25))","v":0},{"$f":"_xlfn.IFS(AK174=\"\",0,AJ174=\"Unknown\",0,AK174>1,AK174-AJ174,AK174=0,0)","v":0},{"$f":"_xlfn.IFS(Y174=\"\",0,Y174>1920,_xlfn.XLOOKUP($H174,'Data Categories'!$AE$20:$AE$42,'Data Categories'!$AG$20:$AG$42,0))","v":0},{"$f":"_xlfn.IFS(Y174=\"\",0,Y174>0,(2025-Y174))","v":0},{"$f":"_xlfn.IFS(Z174=\"Non-Deficient\",\"Non-Deficient\",Z174=\"Deficient\",\"Deficient\",AB174=\"Deficient\",\"Deficient\",Z174=\"Non-Deficient\",\"Non-Deficient\",AB174=\"Non-Deficient\",\"Non-Deficient\",P174=\"\",\"None\",AL174<0,\"Deficient\",AL174>10,\"Non-Deficient\")","v":"None"},{"$f":"_xlfn.IFS(H174=\"LOW WATER CROSSING\",\"Non-Functional\",G174=\"Natural\",\"Functional\",AA174=\"Functional\",\"Functional\",AC174=\"Functional\",\"Functional\",AA174=\"Non-Functional\",\"Non-Functional\",AC174=\"Non-Functional\",\"Non-Functional\",AA174=\"Unknown\",\"Unknown\",AC174=\"Unknown\",\"Unknown\",AA174=\"\",\"None\")","v":"None"},{"$f":"_xlfn.IFS(X174=\"Functionality\",\"Low\",W174=\"No\",\"Low\",Y174>=2015,\"High\",Y174>=1920,\"Low\",W174=\"\",\"None\",W174=\"Unknown\",\"None\")","v":"None"},{"$f":"_xlfn.IFS(H174=\"LOW WATER CROSSING\",\"Unknown\",G174=\"Natural\",\"None\",AM174<AN174,\"High\",AC174=\"Functional\",\"Low\",AC174=\"Non-Functional\",\"Low\",W174=\"No\",\"Low\",W174=\"Unknown\",\"None\",X174=\"Deficiency\",\"None\",W174=\"Yes\",\"High\",W174=\"\",\"None\")","v":"None"},0,0,0,0,{"$f":"_xlfn.CONCAT(LEFT(H174,3),\"-\")&IF(H174=\"-\",0,COUNTIF($H$4:H174,H174))","v":"-0"},{"$f":"_xlfn.IFS($H174<=0,\"-\",AS174=1,_xlfn.CONCAT(\"FUN_NONDEF\",\"-DCON_\",LEFT(AQ174,1),\"-FCON_\",LEFT(AR174,1)),AT174=1,_xlfn.CONCAT(\"FUN_DEF\",\"-DCON_\",LEFT(AQ174,1),\"-FCON_\",LEFT(AR174,1)),AU174=1,_xlfn.CONCAT(\"NONFUN_NONDEF\",\"-DCON_\",LEFT(AQ174,1),\"-FCON_\",LEFT(AR174,1)),AV174=1,_xlfn.CONCAT(\"NONFUN_DEF\",\"-DCON_\",LEFT(AQ174,1),\"-FCON_\",LEFT(AR174,1)),AS174+AT174+AU174+AV174<1,_xlfn.CONCAT(\"-\"))","v":"-"}]
[null,null,null,null,null,null,null,null,null,null,null,null,null,null,null,null,null,null,null,null,null,0,null,null,null,null,null,null,null,null,null,0,0,0,0,"Unknown",{"$f":"_xlfn.IFS(G175=\"Natural\",0,H175=\"\",0,H175=\"COASTAL-CONSTRUCTED\",0,G175=\"Constructed\",_xlfn.XLOOKUP($H175,'Data Categories'!$U$4:$U$25,'Data Categories'!$V$4:V$25))","v":0},{"$f":"_xlfn.IFS(AK175=\"\",0,AJ175=\"Unknown\",0,AK175>1,AK175-AJ175,AK175=0,0)","v":0},{"$f":"_xlfn.IFS(Y175=\"\",0,Y175>1920,_xlfn.XLOOKUP($H175,'Data Categories'!$AE$20:$AE$42,'Data Categories'!$AG$20:$AG$42,0))","v":0},{"$f":"_xlfn.IFS(Y175=\"\",0,Y175>0,(2025-Y175))","v":0},{"$f":"_xlfn.IFS(Z175=\"Non-Deficient\",\"Non-Deficient\",Z175=\"Deficient\",\"Deficient\",AB175=\"Deficient\",\"Deficient\",Z175=\"Non-Deficient\",\"Non-Deficient\",AB175=\"Non-Deficient\",\"Non-Deficient\",P175=\"\",\"None\",AL175<0,\"Deficient\",AL175>10,\"Non-Deficient\")","v":"None"},{"$f":"_xlfn.IFS(H175=\"LOW WATER CROSSING\",\"Non-Functional\",G175=\"Natural\",\"Functional\",AA175=\"Functional\",\"Functional\",AC175=\"Functional\",\"Functional\",AA175=\"Non-Functional\",\"Non-Functional\",AC175=\"Non-Functional\",\"Non-Functional\",AA175=\"Unknown\",\"Unknown\",AC175=\"Unknown\",\"Unknown\",AA175=\"\",\"None\")","v":"None"},{"$f":"_xlfn.IFS(X175=\"Functionality\",\"Low\",W175=\"No\",\"Low\",Y175>=2015,\"High\",Y175>=1920,\"Low\",W175=\"\",\"None\",W175=\"Unknown\",\"None\")","v":"None"},{"$f":"_xlfn.IFS(H175=\"LOW WATER CROSSING\",\"Unknown\",G175=\"Natural\",\"None\",AM175<AN175,\"High\",AC175=\"Functional\",\"Low\",AC175=\"Non-Functional\",\"Low\",W175=\"No\",\"Low\",W175=\"Unknown\",\"None\",X175=\"Deficiency\",\"None\",W175=\"Yes\",\"High\",W175=\"\",\"None\")","v":"None"},0,0,0,0,{"$f":"_xlfn.CONCAT(LEFT(H175,3),\"-\")&IF(H175=\"-\",0,COUNTIF($H$4:H175,H175))","v":"-0"},{"$f":"_xlfn.IFS($H175<=0,\"-\",AS175=1,_xlfn.CONCAT(\"FUN_NONDEF\",\"-DCON_\",LEFT(AQ175,1),\"-FCON_\",LEFT(AR175,1)),AT175=1,_xlfn.CONCAT(\"FUN_DEF\",\"-DCON_\",LEFT(AQ175,1),\"-FCON_\",LEFT(AR175,1)),AU175=1,_xlfn.CONCAT(\"NONFUN_NONDEF\",\"-DCON_\",LEFT(AQ175,1),\"-FCON_\",LEFT(AR175,1)),AV175=1,_xlfn.CONCAT(\"NONFUN_DEF\",\"-DCON_\",LEFT(AQ175,1),\"-FCON_\",LEFT(AR175,1)),AS175+AT175+AU175+AV175<1,_xlfn.CONCAT(\"-\"))","v":"-"}]
[null,null,null,null,null,null,null,null,null,null,null,null,null,null,null,null,null,null,null,null,null,0,null,null,null,null,null,null,null,null,null,0,0,0,0,"Unknown",{"$f":"_xlfn.IFS(G176=\"Natural\",0,H176=\"\",0,H176=\"COASTAL-CONSTRUCTED\",0,G176=\"Constructed\",_xlfn.XLOOKUP($H176,'Data Categories'!$U$4:$U$25,'Data Categories'!$V$4:V$25))","v":0},{"$f":"_xlfn.IFS(AK176=\"\",0,AJ176=\"Unknown\",0,AK176>1,AK176-AJ176,AK176=0,0)","v":0},{"$f":"_xlfn.IFS(Y176=\"\",0,Y176>1920,_xlfn.XLOOKUP($H176,'Data Categories'!$AE$20:$AE$42,'Data Categories'!$AG$20:$AG$42,0))","v":0},{"$f":"_xlfn.IFS(Y176=\"\",0,Y176>0,(2025-Y176))","v":0},{"$f":"_xlfn.IFS(Z176=\"Non-Deficient\",\"Non-Deficient\",Z176=\"Deficient\",\"Deficient\",AB176=\"Deficient\",\"Deficient\",Z176=\"Non-Deficient\",\"Non-Deficient\",AB176=\"Non-Deficient\",\"Non-Deficient\",P176=\"\",\"None\",AL176<0,\"Deficient\",AL176>10,\"Non-Deficient\")","v":"None"},{"$f":"_xlfn.IFS(H176=\"LOW WATER CROSSING\",\"Non-Functional\",G176=\"Natural\",\"Functional\",AA176=\"Functional\",\"Functional\",AC176=\"Functional\",\"Functional\",AA176=\"Non-Functional\",\"Non-Functional\",AC176=\"Non-Functional\",\"Non-Functional\",AA176=\"Unknown\",\"Unknown\",AC176=\"Unknown\",\"Unknown\",AA176=\"\",\"None\")","v":"None"},{"$f":"_xlfn.IFS(X176=\"Functionality\",\"Low\",W176=\"No\",\"Low\",Y176>=2015,\"High\",Y176>=1920,\"Low\",W176=\"\",\"None\",W176=\"Unknown\",\"None\")","v":"None"},{"$f":"_xlfn.IFS(H176=\"LOW WATER CROSSING\",\"Unknown\",G176=\"Natural\",\"None\",AM176<AN176,\"High\",AC176=\"Functional\",\"Low\",AC176=\"Non-Functional\",\"Low\",W176=\"No\",\"Low\",W176=\"Unknown\",\"None\",X176=\"Deficiency\",\"None\",W176=\"Yes\",\"High\",W176=\"\",\"None\")","v":"None"},0,0,0,0,{"$f":"_xlfn.CONCAT(LEFT(H176,3),\"-\")&IF(H176=\"-\",0,COUNTIF($H$4:H176,H176))","v":"-0"},{"$f":"_xlfn.IFS($H176<=0,\"-\",AS176=1,_xlfn.CONCAT(\"FUN_NONDEF\",\"-DCON_\",LEFT(AQ176,1),\"-FCON_\",LEFT(AR176,1)),AT176=1,_xlfn.CONCAT(\"FUN_DEF\",\"-DCON_\",LEFT(AQ176,1),\"-FCON_\",LEFT(AR176,1)),AU176=1,_xlfn.CONCAT(\"NONFUN_NONDEF\",\"-DCON_\",LEFT(AQ176,1),\"-FCON_\",LEFT(AR176,1)),AV176=1,_xlfn.CONCAT(\"NONFUN_DEF\",\"-DCON_\",LEFT(AQ176,1),\"-FCON_\",LEFT(AR176,1)),AS176+AT176+AU176+AV176<1,_xlfn.CONCAT(\"-\"))","v":"-"}]
[null,null,null,null,null,null,null,null,null,null,null,null,null,null,null,null,null,null,null,null,null,0,null,null,null,null,null,null,null,null,null,0,0,0,0,"Unknown",{"$f":"_xlfn.IFS(G177=\"Natural\",0,H177=\"\",0,H177=\"COASTAL-CONSTRUCTED\",0,G177=\"Constructed\",_xlfn.XLOOKUP($H177,'Data Categories'!$U$4:$U$25,'Data Categories'!$V$4:V$25))","v":0},{"$f":"_xlfn.IFS(AK177=\"\",0,AJ177=\"Unknown\",0,AK177>1,AK177-AJ177,AK177=0,0)","v":0},{"$f":"_xlfn.IFS(Y177=\"\",0,Y177>1920,_xlfn.XLOOKUP($H177,'Data Categories'!$AE$20:$AE$42,'Data Categories'!$AG$20:$AG$42,0))","v":0},{"$f":"_xlfn.IFS(Y177=\"\",0,Y177>0,(2025-Y177))","v":0},{"$f":"_xlfn.IFS(Z177=\"Non-Deficient\",\"Non-Deficient\",Z177=\"Deficient\",\"Deficient\",AB177=\"Deficient\",\"Deficient\",Z177=\"Non-Deficient\",\"Non-Deficient\",AB177=\"Non-Deficient\",\"Non-Deficient\",P177=\"\",\"None\",AL177<0,\"Deficient\",AL177>10,\"Non-Deficient\")","v":"None"},{"$f":"_xlfn.IFS(H177=\"LOW WATER CROSSING\",\"Non-Functional\",G177=\"Natural\",\"Functional\",AA177=\"Functional\",\"Functional\",AC177=\"Functional\",\"Functional\",AA177=\"Non-Functional\",\"Non-Functional\",AC177=\"Non-Functional\",\"Non-Functional\",AA177=\"Unknown\",\"Unknown\",AC177=\"Unknown\",\"Unknown\",AA177=\"\",\"None\")","v":"None"},{"$f":"_xlfn.IFS(X177=\"Functionality\",\"Low\",W177=\"No\",\"Low\",Y177>=2015,\"High\",Y177>=1920,\"Low\",W177=\"\",\"None\",W177=\"Unknown\",\"None\")","v":"None"},{"$f":"_xlfn.IFS(H177=\"LOW WATER CROSSING\",\"Unknown\",G177=\"Natural\",\"None\",AM177<AN177,\"High\",AC177=\"Functional\",\"Low\",AC177=\"Non-Functional\",\"Low\",W177=\"No\",\"Low\",W177=\"Unknown\",\"None\",X177=\"Deficiency\",\"None\",W177=\"Yes\",\"High\",W177=\"\",\"None\")","v":"None"},0,0,0,0,{"$f":"_xlfn.CONCAT(LEFT(H177,3),\"-\")&IF(H177=\"-\",0,COUNTIF($H$4:H177,H177))","v":"-0"},{"$f":"_xlfn.IFS($H177<=0,\"-\",AS177=1,_xlfn.CONCAT(\"FUN_NONDEF\",\"-DCON_\",LEFT(AQ177,1),\"-FCON_\",LEFT(AR177,1)),AT177=1,_xlfn.CONCAT(\"FUN_DEF\",\"-DCON_\",LEFT(AQ177,1),\"-FCON_\",LEFT(AR177,1)),AU177=1,_xlfn.CONCAT(\"NONFUN_NONDEF\",\"-DCON_\",LEFT(AQ177,1),\"-FCON_\",LEFT(AR177,1)),AV177=1,_xlfn.CONCAT(\"NONFUN_DEF\",\"-DCON_\",LEFT(AQ177,1),\"-FCON_\",LEFT(AR177,1)),AS177+AT177+AU177+AV177<1,_xlfn.CONCAT(\"-\"))","v":"-"}]
[null,null,null,null,null,null,null,null,null,null,null,null,null,null,null,null,null,null,null,null,null,0,null,null,null,null,null,null,null,null,null,0,0,0,0,"Unknown",{"$f":"_xlfn.IFS(G178=\"Natural\",0,H178=\"\",0,H178=\"COASTAL-CONSTRUCTED\",0,G178=\"Constructed\",_xlfn.XLOOKUP($H178,'Data Categories'!$U$4:$U$25,'Data Categories'!$V$4:V$25))","v":0},{"$f":"_xlfn.IFS(AK178=\"\",0,AJ178=\"Unknown\",0,AK178>1,AK178-AJ178,AK178=0,0)","v":0},{"$f":"_xlfn.IFS(Y178=\"\",0,Y178>1920,_xlfn.XLOOKUP($H178,'Data Categories'!$AE$20:$AE$42,'Data Categories'!$AG$20:$AG$42,0))","v":0},{"$f":"_xlfn.IFS(Y178=\"\",0,Y178>0,(2025-Y178))","v":0},{"$f":"_xlfn.IFS(Z178=\"Non-Deficient\",\"Non-Deficient\",Z178=\"Deficient\",\"Deficient\",AB178=\"Deficient\",\"Deficient\",Z178=\"Non-Deficient\",\"Non-Deficient\",AB178=\"Non-Deficient\",\"Non-Deficient\",P178=\"\",\"None\",AL178<0,\"Deficient\",AL178>10,\"Non-Deficient\")","v":"None"},{"$f":"_xlfn.IFS(H178=\"LOW WATER CROSSING\",\"Non-Functional\",G178=\"Natural\",\"Functional\",AA178=\"Functional\",\"Functional\",AC178=\"Functional\",\"Functional\",AA178=\"Non-Functional\",\"Non-Functional\",AC178=\"Non-Functional\",\"Non-Functional\",AA178=\"Unknown\",\"Unknown\",AC178=\"Unknown\",\"Unknown\",AA178=\"\",\"None\")","v":"None"},{"$f":"_xlfn.IFS(X178=\"Functionality\",\"Low\",W178=\"No\",\"Low\",Y178>=2015,\"High\",Y178>=1920,\"Low\",W178=\"\",\"None\",W178=\"Unknown\",\"None\")","v":"None"},{"$f":"_xlfn.IFS(H178=\"LOW WATER CROSSING\",\"Unknown\",G178=\"Natural\",\"None\",AM178<AN178,\"High\",AC178=\"Functional\",\"Low\",AC178=\"Non-Functional\",\"Low\",W178=\"No\",\"Low\",W178=\"Unknown\",\"None\",X178=\"Deficiency\",\"None\",W178=\"Yes\",\"High\",W178=\"\",\"None\")","v":"None"},0,0,0,0,{"$f":"_xlfn.CONCAT(LEFT(H178,3),\"-\")&IF(H178=\"-\",0,COUNTIF($H$4:H178,H178))","v":"-0"},{"$f":"_xlfn.IFS($H178<=0,\"-\",AS178=1,_xlfn.CONCAT(\"FUN_NONDEF\",\"-DCON_\",LEFT(AQ178,1),\"-FCON_\",LEFT(AR178,1)),AT178=1,_xlfn.CONCAT(\"FUN_DEF\",\"-DCON_\",LEFT(AQ178,1),\"-FCON_\",LEFT(AR178,1)),AU178=1,_xlfn.CONCAT(\"NONFUN_NONDEF\",\"-DCON_\",LEFT(AQ178,1),\"-FCON_\",LEFT(AR178,1)),AV178=1,_xlfn.CONCAT(\"NONFUN_DEF\",\"-DCON_\",LEFT(AQ178,1),\"-FCON_\",LEFT(AR178,1)),AS178+AT178+AU178+AV178<1,_xlfn.CONCAT(\"-\"))","v":"-"}]
[null,null,null,null,null,null,null,null,null,null,null,null,null,null,null,null,null,null,null,null,null,0,null,null,null,null,null,null,null,null,null,0,0,0,0,"Unknown",{"$f":"_xlfn.IFS(G179=\"Natural\",0,H179=\"\",0,H179=\"COASTAL-CONSTRUCTED\",0,G179=\"Constructed\",_xlfn.XLOOKUP($H179,'Data Categories'!$U$4:$U$25,'Data Categories'!$V$4:V$25))","v":0},{"$f":"_xlfn.IFS(AK179=\"\",0,AJ179=\"Unknown\",0,AK179>1,AK179-AJ179,AK179=0,0)","v":0},{"$f":"_xlfn.IFS(Y179=\"\",0,Y179>1920,_xlfn.XLOOKUP($H179,'Data Categories'!$AE$20:$AE$42,'Data Categories'!$AG$20:$AG$42,0))","v":0},{"$f":"_xlfn.IFS(Y179=\"\",0,Y179>0,(2025-Y179))","v":0},{"$f":"_xlfn.IFS(Z179=\"Non-Deficient\",\"Non-Deficient\",Z179=\"Deficient\",\"Deficient\",AB179=\"Deficient\",\"Deficient\",Z179=\"Non-Deficient\",\"Non-Deficient\",AB179=\"Non-Deficient\",\"Non-Deficient\",P179=\"\",\"None\",AL179<0,\"Deficient\",AL179>10,\"Non-Deficient\")","v":"None"},{"$f":"_xlfn.IFS(H179=\"LOW WATER CROSSING\",\"Non-Functional\",G179=\"Natural\",\"Functional\",AA179=\"Functional\",\"Functional\",AC179=\"Functional\",\"Functional\",AA179=\"Non-Functional\",\"Non-Functional\",AC179=\"Non-Functional\",\"Non-Functional\",AA179=\"Unknown\",\"Unknown\",AC179=\"Unknown\",\"Unknown\",AA179=\"\",\"None\")","v":"None"},{"$f":"_xlfn.IFS(X179=\"Functionality\",\"Low\",W179=\"No\",\"Low\",Y179>=2015,\"High\",Y179>=1920,\"Low\",W179=\"\",\"None\",W179=\"Unknown\",\"None\")","v":"None"},{"$f":"_xlfn.IFS(H179=\"LOW WATER CROSSING\",\"Unknown\",G179=\"Natural\",\"None\",AM179<AN179,\"High\",AC179=\"Functional\",\"Low\",AC179=\"Non-Functional\",\"Low\",W179=\"No\",\"Low\",W179=\"Unknown\",\"None\",X179=\"Deficiency\",\"None\",W179=\"Yes\",\"High\",W179=\"\",\"None\")","v":"None"},0,0,0,0,{"$f":"_xlfn.CONCAT(LEFT(H179,3),\"-\")&IF(H179=\"-\",0,COUNTIF($H$4:H179,H179))","v":"-0"},{"$f":"_xlfn.IFS($H179<=0,\"-\",AS179=1,_xlfn.CONCAT(\"FUN_NONDEF\",\"-DCON_\",LEFT(AQ179,1),\"-FCON_\",LEFT(AR179,1)),AT179=1,_xlfn.CONCAT(\"FUN_DEF\",\"-DCON_\",LEFT(AQ179,1),\"-FCON_\",LEFT(AR179,1)),AU179=1,_xlfn.CONCAT(\"NONFUN_NONDEF\",\"-DCON_\",LEFT(AQ179,1),\"-FCON_\",LEFT(AR179,1)),AV179=1,_xlfn.CONCAT(\"NONFUN_DEF\",\"-DCON_\",LEFT(AQ179,1),\"-FCON_\",LEFT(AR179,1)),AS179+AT179+AU179+AV179<1,_xlfn.CONCAT(\"-\"))","v":"-"}]
[null,null,null,null,null,null,null,null,null,null,null,null,null,null,null,null,null,null,null,null,null,0,null,null,null,null,null,null,null,null,null,0,0,0,0,"Unknown",{"$f":"_xlfn.IFS(G180=\"Natural\",0,H180=\"\",0,H180=\"COASTAL-CONSTRUCTED\",0,G180=\"Constructed\",_xlfn.XLOOKUP($H180,'Data Categories'!$U$4:$U$25,'Data Categories'!$V$4:V$25))","v":0},{"$f":"_xlfn.IFS(AK180=\"\",0,AJ180=\"Unknown\",0,AK180>1,AK180-AJ180,AK180=0,0)","v":0},{"$f":"_xlfn.IFS(Y180=\"\",0,Y180>1920,_xlfn.XLOOKUP($H180,'Data Categories'!$AE$20:$AE$42,'Data Categories'!$AG$20:$AG$42,0))","v":0},{"$f":"_xlfn.IFS(Y180=\"\",0,Y180>0,(2025-Y180))","v":0},{"$f":"_xlfn.IFS(Z180=\"Non-Deficient\",\"Non-Deficient\",Z180=\"Deficient\",\"Deficient\",AB180=\"Deficient\",\"Deficient\",Z180=\"Non-Deficient\",\"Non-Deficient\",AB180=\"Non-Deficient\",\"Non-Deficient\",P180=\"\",\"None\",AL180<0,\"Deficient\",AL180>10,\"Non-Deficient\")","v":"None"},{"$f":"_xlfn.IFS(H180=\"LOW WATER CROSSING\",\"Non-Functional\",G180=\"Natural\",\"Functional\",AA180=\"Functional\",\"Functional\",AC180=\"Functional\",\"Functional\",AA180=\"Non-Functional\",\"Non-Functional\",AC180=\"Non-Functional\",\"Non-Functional\",AA180=\"Unknown\",\"Unknown\",AC180=\"Unknown\",\"Unknown\",AA180=\"\",\"None\")","v":"None"},{"$f":"_xlfn.IFS(X180=\"Functionality\",\"Low\",W180=\"No\",\"Low\",Y180>=2015,\"High\",Y180>=1920,\"Low\",W180=\"\",\"None\",W180=\"Unknown\",\"None\")","v":"None"},{"$f":"_xlfn.IFS(H180=\"LOW WATER CROSSING\",\"Unknown\",G180=\"Natural\",\"None\",AM180<AN180,\"High\",AC180=\"Functional\",\"Low\",AC180=\"Non-Functional\",\"Low\",W180=\"No\",\"Low\",W180=\"Unknown\",\"None\",X180=\"Deficiency\",\"None\",W180=\"Yes\",\"High\",W180=\"\",\"None\")","v":"None"},0,0,0,0,{"$f":"_xlfn.CONCAT(LEFT(H180,3),\"-\")&IF(H180=\"-\",0,COUNTIF($H$4:H180,H180))","v":"-0"},{"$f":"_xlfn.IFS($H180<=0,\"-\",AS180=1,_xlfn.CONCAT(\"FUN_NONDEF\",\"-DCON_\",LEFT(AQ180,1),\"-FCON_\",LEFT(AR180,1)),AT180=1,_xlfn.CONCAT(\"FUN_DEF\",\"-DCON_\",LEFT(AQ180,1),\"-FCON_\",LEFT(AR180,1)),AU180=1,_xlfn.CONCAT(\"NONFUN_NONDEF\",\"-DCON_\",LEFT(AQ180,1),\"-FCON_\",LEFT(AR180,1)),AV180=1,_xlfn.CONCAT(\"NONFUN_DEF\",\"-DCON_\",LEFT(AQ180,1),\"-FCON_\",LEFT(AR180,1)),AS180+AT180+AU180+AV180<1,_xlfn.CONCAT(\"-\"))","v":"-"}]
[null,null,null,null,null,null,null,null,null,null,null,null,null,null,null,null,null,null,null,null,null,0,null,null,null,null,null,null,null,null,null,0,0,0,0,"Unknown",{"$f":"_xlfn.IFS(G181=\"Natural\",0,H181=\"\",0,H181=\"COASTAL-CONSTRUCTED\",0,G181=\"Constructed\",_xlfn.XLOOKUP($H181,'Data Categories'!$U$4:$U$25,'Data Categories'!$V$4:V$25))","v":0},{"$f":"_xlfn.IFS(AK181=\"\",0,AJ181=\"Unknown\",0,AK181>1,AK181-AJ181,AK181=0,0)","v":0},{"$f":"_xlfn.IFS(Y181=\"\",0,Y181>1920,_xlfn.XLOOKUP($H181,'Data Categories'!$AE$20:$AE$42,'Data Categories'!$AG$20:$AG$42,0))","v":0},{"$f":"_xlfn.IFS(Y181=\"\",0,Y181>0,(2025-Y181))","v":0},{"$f":"_xlfn.IFS(Z181=\"Non-Deficient\",\"Non-Deficient\",Z181=\"Deficient\",\"Deficient\",AB181=\"Deficient\",\"Deficient\",Z181=\"Non-Deficient\",\"Non-Deficient\",AB181=\"Non-Deficient\",\"Non-Deficient\",P181=\"\",\"None\",AL181<0,\"Deficient\",AL181>10,\"Non-Deficient\")","v":"None"},{"$f":"_xlfn.IFS(H181=\"LOW WATER CROSSING\",\"Non-Functional\",G181=\"Natural\",\"Functional\",AA181=\"Functional\",\"Functional\",AC181=\"Functional\",\"Functional\",AA181=\"Non-Functional\",\"Non-Functional\",AC181=\"Non-Functional\",\"Non-Functional\",AA181=\"Unknown\",\"Unknown\",AC181=\"Unknown\",\"Unknown\",AA181=\"\",\"None\")","v":"None"},{"$f":"_xlfn.IFS(X181=\"Functionality\",\"Low\",W181=\"No\",\"Low\",Y181>=2015,\"High\",Y181>=1920,\"Low\",W181=\"\",\"None\",W181=\"Unknown\",\"None\")","v":"None"},{"$f":"_xlfn.IFS(H181=\"LOW WATER CROSSING\",\"Unknown\",G181=\"Natural\",\"None\",AM181<AN181,\"High\",AC181=\"Functional\",\"Low\",AC181=\"Non-Functional\",\"Low\",W181=\"No\",\"Low\",W181=\"Unknown\",\"None\",X181=\"Deficiency\",\"None\",W181=\"Yes\",\"High\",W181=\"\",\"None\")","v":"None"},0,0,0,0,{"$f":"_xlfn.CONCAT(LEFT(H181,3),\"-\")&IF(H181=\"-\",0,COUNTIF($H$4:H181,H181))","v":"-0"},{"$f":"_xlfn.IFS($H181<=0,\"-\",AS181=1,_xlfn.CONCAT(\"FUN_NONDEF\",\"-DCON_\",LEFT(AQ181,1),\"-FCON_\",LEFT(AR181,1)),AT181=1,_xlfn.CONCAT(\"FUN_DEF\",\"-DCON_\",LEFT(AQ181,1),\"-FCON_\",LEFT(AR181,1)),AU181=1,_xlfn.CONCAT(\"NONFUN_NONDEF\",\"-DCON_\",LEFT(AQ181,1),\"-FCON_\",LEFT(AR181,1)),AV181=1,_xlfn.CONCAT(\"NONFUN_DEF\",\"-DCON_\",LEFT(AQ181,1),\"-FCON_\",LEFT(AR181,1)),AS181+AT181+AU181+AV181<1,_xlfn.CONCAT(\"-\"))","v":"-"}]
[null,null,null,null,null,null,null,null,null,null,null,null,null,null,null,null,null,null,null,null,null,0,null,null,null,null,null,null,null,null,null,0,0,0,0,"Unknown",{"$f":"_xlfn.IFS(G182=\"Natural\",0,H182=\"\",0,H182=\"COASTAL-CONSTRUCTED\",0,G182=\"Constructed\",_xlfn.XLOOKUP($H182,'Data Categories'!$U$4:$U$25,'Data Categories'!$V$4:V$25))","v":0},{"$f":"_xlfn.IFS(AK182=\"\",0,AJ182=\"Unknown\",0,AK182>1,AK182-AJ182,AK182=0,0)","v":0},{"$f":"_xlfn.IFS(Y182=\"\",0,Y182>1920,_xlfn.XLOOKUP($H182,'Data Categories'!$AE$20:$AE$42,'Data Categories'!$AG$20:$AG$42,0))","v":0},{"$f":"_xlfn.IFS(Y182=\"\",0,Y182>0,(2025-Y182))","v":0},{"$f":"_xlfn.IFS(Z182=\"Non-Deficient\",\"Non-Deficient\",Z182=\"Deficient\",\"Deficient\",AB182=\"Deficient\",\"Deficient\",Z182=\"Non-Deficient\",\"Non-Deficient\",AB182=\"Non-Deficient\",\"Non-Deficient\",P182=\"\",\"None\",AL182<0,\"Deficient\",AL182>10,\"Non-Deficient\")","v":"None"},{"$f":"_xlfn.IFS(H182=\"LOW WATER CROSSING\",\"Non-Functional\",G182=\"Natural\",\"Functional\",AA182=\"Functional\",\"Functional\",AC182=\"Functional\",\"Functional\",AA182=\"Non-Functional\",\"Non-Functional\",AC182=\"Non-Functional\",\"Non-Functional\",AA182=\"Unknown\",\"Unknown\",AC182=\"Unknown\",\"Unknown\",AA182=\"\",\"None\")","v":"None"},{"$f":"_xlfn.IFS(X182=\"Functionality\",\"Low\",W182=\"No\",\"Low\",Y182>=2015,\"High\",Y182>=1920,\"Low\",W182=\"\",\"None\",W182=\"Unknown\",\"None\")","v":"None"},{"$f":"_xlfn.IFS(H182=\"LOW WATER CROSSING\",\"Unknown\",G182=\"Natural\",\"None\",AM182<AN182,\"High\",AC182=\"Functional\",\"Low\",AC182=\"Non-Functional\",\"Low\",W182=\"No\",\"Low\",W182=\"Unknown\",\"None\",X182=\"Deficiency\",\"None\",W182=\"Yes\",\"High\",W182=\"\",\"None\")","v":"None"},0,0,0,0,{"$f":"_xlfn.CONCAT(LEFT(H182,3),\"-\")&IF(H182=\"-\",0,COUNTIF($H$4:H182,H182))","v":"-0"},{"$f":"_xlfn.IFS($H182<=0,\"-\",AS182=1,_xlfn.CONCAT(\"FUN_NONDEF\",\"-DCON_\",LEFT(AQ182,1),\"-FCON_\",LEFT(AR182,1)),AT182=1,_xlfn.CONCAT(\"FUN_DEF\",\"-DCON_\",LEFT(AQ182,1),\"-FCON_\",LEFT(AR182,1)),AU182=1,_xlfn.CONCAT(\"NONFUN_NONDEF\",\"-DCON_\",LEFT(AQ182,1),\"-FCON_\",LEFT(AR182,1)),AV182=1,_xlfn.CONCAT(\"NONFUN_DEF\",\"-DCON_\",LEFT(AQ182,1),\"-FCON_\",LEFT(AR182,1)),AS182+AT182+AU182+AV182<1,_xlfn.CONCAT(\"-\"))","v":"-"}]
[null,null,null,null,null,null,null,null,null,null,null,null,null,null,null,null,null,null,null,null,null,0,null,null,null,null,null,null,null,null,null,0,0,0,0,"Unknown",{"$f":"_xlfn.IFS(G183=\"Natural\",0,H183=\"\",0,H183=\"COASTAL-CONSTRUCTED\",0,G183=\"Constructed\",_xlfn.XLOOKUP($H183,'Data Categories'!$U$4:$U$25,'Data Categories'!$V$4:V$25))","v":0},{"$f":"_xlfn.IFS(AK183=\"\",0,AJ183=\"Unknown\",0,AK183>1,AK183-AJ183,AK183=0,0)","v":0},{"$f":"_xlfn.IFS(Y183=\"\",0,Y183>1920,_xlfn.XLOOKUP($H183,'Data Categories'!$AE$20:$AE$42,'Data Categories'!$AG$20:$AG$42,0))","v":0},{"$f":"_xlfn.IFS(Y183=\"\",0,Y183>0,(2025-Y183))","v":0},{"$f":"_xlfn.IFS(Z183=\"Non-Deficient\",\"Non-Deficient\",Z183=\"Deficient\",\"Deficient\",AB183=\"Deficient\",\"Deficient\",Z183=\"Non-Deficient\",\"Non-Deficient\",AB183=\"Non-Deficient\",\"Non-Deficient\",P183=\"\",\"None\",AL183<0,\"Deficient\",AL183>10,\"Non-Deficient\")","v":"None"},{"$f":"_xlfn.IFS(H183=\"LOW WATER CROSSING\",\"Non-Functional\",G183=\"Natural\",\"Functional\",AA183=\"Functional\",\"Functional\",AC183=\"Functional\",\"Functional\",AA183=\"Non-Functional\",\"Non-Functional\",AC183=\"Non-Functional\",\"Non-Functional\",AA183=\"Unknown\",\"Unknown\",AC183=\"Unknown\",\"Unknown\",AA183=\"\",\"None\")","v":"None"},{"$f":"_xlfn.IFS(X183=\"Functionality\",\"Low\",W183=\"No\",\"Low\",Y183>=2015,\"High\",Y183>=1920,\"Low\",W183=\"\",\"None\",W183=\"Unknown\",\"None\")","v":"None"},{"$f":"_xlfn.IFS(H183=\"LOW WATER CROSSING\",\"Unknown\",G183=\"Natural\",\"None\",AM183<AN183,\"High\",AC183=\"Functional\",\"Low\",AC183=\"Non-Functional\",\"Low\",W183=\"No\",\"Low\",W183=\"Unknown\",\"None\",X183=\"Deficiency\",\"None\",W183=\"Yes\",\"High\",W183=\"\",\"None\")","v":"None"},0,0,0,0,{"$f":"_xlfn.CONCAT(LEFT(H183,3),\"-\")&IF(H183=\"-\",0,COUNTIF($H$4:H183,H183))","v":"-0"},{"$f":"_xlfn.IFS($H183<=0,\"-\",AS183=1,_xlfn.CONCAT(\"FUN_NONDEF\",\"-DCON_\",LEFT(AQ183,1),\"-FCON_\",LEFT(AR183,1)),AT183=1,_xlfn.CONCAT(\"FUN_DEF\",\"-DCON_\",LEFT(AQ183,1),\"-FCON_\",LEFT(AR183,1)),AU183=1,_xlfn.CONCAT(\"NONFUN_NONDEF\",\"-DCON_\",LEFT(AQ183,1),\"-FCON_\",LEFT(AR183,1)),AV183=1,_xlfn.CONCAT(\"NONFUN_DEF\",\"-DCON_\",LEFT(AQ183,1),\"-FCON_\",LEFT(AR183,1)),AS183+AT183+AU183+AV183<1,_xlfn.CONCAT(\"-\"))","v":"-"}]
[null,null,null,null,null,null,null,null,null,null,null,null,null,null,null,null,null,null,null,null,null,0,null,null,null,null,null,null,null,null,null,0,0,0,0,"Unknown",{"$f":"_xlfn.IFS(G184=\"Natural\",0,H184=\"\",0,H184=\"COASTAL-CONSTRUCTED\",0,G184=\"Constructed\",_xlfn.XLOOKUP($H184,'Data Categories'!$U$4:$U$25,'Data Categories'!$V$4:V$25))","v":0},{"$f":"_xlfn.IFS(AK184=\"\",0,AJ184=\"Unknown\",0,AK184>1,AK184-AJ184,AK184=0,0)","v":0},{"$f":"_xlfn.IFS(Y184=\"\",0,Y184>1920,_xlfn.XLOOKUP($H184,'Data Categories'!$AE$20:$AE$42,'Data Categories'!$AG$20:$AG$42,0))","v":0},{"$f":"_xlfn.IFS(Y184=\"\",0,Y184>0,(2025-Y184))","v":0},{"$f":"_xlfn.IFS(Z184=\"Non-Deficient\",\"Non-Deficient\",Z184=\"Deficient\",\"Deficient\",AB184=\"Deficient\",\"Deficient\",Z184=\"Non-Deficient\",\"Non-Deficient\",AB184=\"Non-Deficient\",\"Non-Deficient\",P184=\"\",\"None\",AL184<0,\"Deficient\",AL184>10,\"Non-Deficient\")","v":"None"},{"$f":"_xlfn.IFS(H184=\"LOW WATER CROSSING\",\"Non-Functional\",G184=\"Natural\",\"Functional\",AA184=\"Functional\",\"Functional\",AC184=\"Functional\",\"Functional\",AA184=\"Non-Functional\",\"Non-Functional\",AC184=\"Non-Functional\",\"Non-Functional\",AA184=\"Unknown\",\"Unknown\",AC184=\"Unknown\",\"Unknown\",AA184=\"\",\"None\")","v":"None"},{"$f":"_xlfn.IFS(X184=\"Functionality\",\"Low\",W184=\"No\",\"Low\",Y184>=2015,\"High\",Y184>=1920,\"Low\",W184=\"\",\"None\",W184=\"Unknown\",\"None\")","v":"None"},{"$f":"_xlfn.IFS(H184=\"LOW WATER CROSSING\",\"Unknown\",G184=\"Natural\",\"None\",AM184<AN184,\"High\",AC184=\"Functional\",\"Low\",AC184=\"Non-Functional\",\"Low\",W184=\"No\",\"Low\",W184=\"Unknown\",\"None\",X184=\"Deficiency\",\"None\",W184=\"Yes\",\"High\",W184=\"\",\"None\")","v":"None"},0,0,0,0,{"$f":"_xlfn.CONCAT(LEFT(H184,3),\"-\")&IF(H184=\"-\",0,COUNTIF($H$4:H184,H184))","v":"-0"},{"$f":"_xlfn.IFS($H184<=0,\"-\",AS184=1,_xlfn.CONCAT(\"FUN_NONDEF\",\"-DCON_\",LEFT(AQ184,1),\"-FCON_\",LEFT(AR184,1)),AT184=1,_xlfn.CONCAT(\"FUN_DEF\",\"-DCON_\",LEFT(AQ184,1),\"-FCON_\",LEFT(AR184,1)),AU184=1,_xlfn.CONCAT(\"NONFUN_NONDEF\",\"-DCON_\",LEFT(AQ184,1),\"-FCON_\",LEFT(AR184,1)),AV184=1,_xlfn.CONCAT(\"NONFUN_DEF\",\"-DCON_\",LEFT(AQ184,1),\"-FCON_\",LEFT(AR184,1)),AS184+AT184+AU184+AV184<1,_xlfn.CONCAT(\"-\"))","v":"-"}]
[null,null,null,null,null,null,null,null,null,null,null,null,null,null,null,null,null,null,null,null,null,0,null,null,null,null,null,null,null,null,null,0,0,0,0,"Unknown",{"$f":"_xlfn.IFS(G185=\"Natural\",0,H185=\"\",0,H185=\"COASTAL-CONSTRUCTED\",0,G185=\"Constructed\",_xlfn.XLOOKUP($H185,'Data Categories'!$U$4:$U$25,'Data Categories'!$V$4:V$25))","v":0},{"$f":"_xlfn.IFS(AK185=\"\",0,AJ185=\"Unknown\",0,AK185>1,AK185-AJ185,AK185=0,0)","v":0},{"$f":"_xlfn.IFS(Y185=\"\",0,Y185>1920,_xlfn.XLOOKUP($H185,'Data Categories'!$AE$20:$AE$42,'Data Categories'!$AG$20:$AG$42,0))","v":0},{"$f":"_xlfn.IFS(Y185=\"\",0,Y185>0,(2025-Y185))","v":0},{"$f":"_xlfn.IFS(Z185=\"Non-Deficient\",\"Non-Deficient\",Z185=\"Deficient\",\"Deficient\",AB185=\"Deficient\",\"Deficient\",Z185=\"Non-Deficient\",\"Non-Deficient\",AB185=\"Non-Deficient\",\"Non-Deficient\",P185=\"\",\"None\",AL185<0,\"Deficient\",AL185>10,\"Non-Deficient\")","v":"None"},{"$f":"_xlfn.IFS(H185=\"LOW WATER CROSSING\",\"Non-Functional\",G185=\"Natural\",\"Functional\",AA185=\"Functional\",\"Functional\",AC185=\"Functional\",\"Functional\",AA185=\"Non-Functional\",\"Non-Functional\",AC185=\"Non-Functional\",\"Non-Functional\",AA185=\"Unknown\",\"Unknown\",AC185=\"Unknown\",\"Unknown\",AA185=\"\",\"None\")","v":"None"},{"$f":"_xlfn.IFS(X185=\"Functionality\",\"Low\",W185=\"No\",\"Low\",Y185>=2015,\"High\",Y185>=1920,\"Low\",W185=\"\",\"None\",W185=\"Unknown\",\"None\")","v":"None"},{"$f":"_xlfn.IFS(H185=\"LOW WATER CROSSING\",\"Unknown\",G185=\"Natural\",\"None\",AM185<AN185,\"High\",AC185=\"Functional\",\"Low\",AC185=\"Non-Functional\",\"Low\",W185=\"No\",\"Low\",W185=\"Unknown\",\"None\",X185=\"Deficiency\",\"None\",W185=\"Yes\",\"High\",W185=\"\",\"None\")","v":"None"},0,0,0,0,{"$f":"_xlfn.CONCAT(LEFT(H185,3),\"-\")&IF(H185=\"-\",0,COUNTIF($H$4:H185,H185))","v":"-0"},{"$f":"_xlfn.IFS($H185<=0,\"-\",AS185=1,_xlfn.CONCAT(\"FUN_NONDEF\",\"-DCON_\",LEFT(AQ185,1),\"-FCON_\",LEFT(AR185,1)),AT185=1,_xlfn.CONCAT(\"FUN_DEF\",\"-DCON_\",LEFT(AQ185,1),\"-FCON_\",LEFT(AR185,1)),AU185=1,_xlfn.CONCAT(\"NONFUN_NONDEF\",\"-DCON_\",LEFT(AQ185,1),\"-FCON_\",LEFT(AR185,1)),AV185=1,_xlfn.CONCAT(\"NONFUN_DEF\",\"-DCON_\",LEFT(AQ185,1),\"-FCON_\",LEFT(AR185,1)),AS185+AT185+AU185+AV185<1,_xlfn.CONCAT(\"-\"))","v":"-"}]
[null,null,null,null,null,null,null,null,null,null,null,null,null,null,null,null,null,null,null,null,null,0,null,null,null,null,null,null,null,null,null,0,0,0,0,"Unknown",{"$f":"_xlfn.IFS(G186=\"Natural\",0,H186=\"\",0,H186=\"COASTAL-CONSTRUCTED\",0,G186=\"Constructed\",_xlfn.XLOOKUP($H186,'Data Categories'!$U$4:$U$25,'Data Categories'!$V$4:V$25))","v":0},{"$f":"_xlfn.IFS(AK186=\"\",0,AJ186=\"Unknown\",0,AK186>1,AK186-AJ186,AK186=0,0)","v":0},{"$f":"_xlfn.IFS(Y186=\"\",0,Y186>1920,_xlfn.XLOOKUP($H186,'Data Categories'!$AE$20:$AE$42,'Data Categories'!$AG$20:$AG$42,0))","v":0},{"$f":"_xlfn.IFS(Y186=\"\",0,Y186>0,(2025-Y186))","v":0},{"$f":"_xlfn.IFS(Z186=\"Non-Deficient\",\"Non-Deficient\",Z186=\"Deficient\",\"Deficient\",AB186=\"Deficient\",\"Deficient\",Z186=\"Non-Deficient\",\"Non-Deficient\",AB186=\"Non-Deficient\",\"Non-Deficient\",P186=\"\",\"None\",AL186<0,\"Deficient\",AL186>10,\"Non-Deficient\")","v":"None"},{"$f":"_xlfn.IFS(H186=\"LOW WATER CROSSING\",\"Non-Functional\",G186=\"Natural\",\"Functional\",AA186=\"Functional\",\"Functional\",AC186=\"Functional\",\"Functional\",AA186=\"Non-Functional\",\"Non-Functional\",AC186=\"Non-Functional\",\"Non-Functional\",AA186=\"Unknown\",\"Unknown\",AC186=\"Unknown\",\"Unknown\",AA186=\"\",\"None\")","v":"None"},{"$f":"_xlfn.IFS(X186=\"Functionality\",\"Low\",W186=\"No\",\"Low\",Y186>=2015,\"High\",Y186>=1920,\"Low\",W186=\"\",\"None\",W186=\"Unknown\",\"None\")","v":"None"},{"$f":"_xlfn.IFS(H186=\"LOW WATER CROSSING\",\"Unknown\",G186=\"Natural\",\"None\",AM186<AN186,\"High\",AC186=\"Functional\",\"Low\",AC186=\"Non-Functional\",\"Low\",W186=\"No\",\"Low\",W186=\"Unknown\",\"None\",X186=\"Deficiency\",\"None\",W186=\"Yes\",\"High\",W186=\"\",\"None\")","v":"None"},0,0,0,0,{"$f":"_xlfn.CONCAT(LEFT(H186,3),\"-\")&IF(H186=\"-\",0,COUNTIF($H$4:H186,H186))","v":"-0"},{"$f":"_xlfn.IFS($H186<=0,\"-\",AS186=1,_xlfn.CONCAT(\"FUN_NONDEF\",\"-DCON_\",LEFT(AQ186,1),\"-FCON_\",LEFT(AR186,1)),AT186=1,_xlfn.CONCAT(\"FUN_DEF\",\"-DCON_\",LEFT(AQ186,1),\"-FCON_\",LEFT(AR186,1)),AU186=1,_xlfn.CONCAT(\"NONFUN_NONDEF\",\"-DCON_\",LEFT(AQ186,1),\"-FCON_\",LEFT(AR186,1)),AV186=1,_xlfn.CONCAT(\"NONFUN_DEF\",\"-DCON_\",LEFT(AQ186,1),\"-FCON_\",LEFT(AR186,1)),AS186+AT186+AU186+AV186<1,_xlfn.CONCAT(\"-\"))","v":"-"}]
[null,null,null,null,null,null,null,null,null,null,null,null,null,null,null,null,null,null,null,null,null,0,null,null,null,null,null,null,null,null,null,0,0,0,0,"Unknown",{"$f":"_xlfn.IFS(G187=\"Natural\",0,H187=\"\",0,H187=\"COASTAL-CONSTRUCTED\",0,G187=\"Constructed\",_xlfn.XLOOKUP($H187,'Data Categories'!$U$4:$U$25,'Data Categories'!$V$4:V$25))","v":0},{"$f":"_xlfn.IFS(AK187=\"\",0,AJ187=\"Unknown\",0,AK187>1,AK187-AJ187,AK187=0,0)","v":0},{"$f":"_xlfn.IFS(Y187=\"\",0,Y187>1920,_xlfn.XLOOKUP($H187,'Data Categories'!$AE$20:$AE$42,'Data Categories'!$AG$20:$AG$42,0))","v":0},{"$f":"_xlfn.IFS(Y187=\"\",0,Y187>0,(2025-Y187))","v":0},{"$f":"_xlfn.IFS(Z187=\"Non-Deficient\",\"Non-Deficient\",Z187=\"Deficient\",\"Deficient\",AB187=\"Deficient\",\"Deficient\",Z187=\"Non-Deficient\",\"Non-Deficient\",AB187=\"Non-Deficient\",\"Non-Deficient\",P187=\"\",\"None\",AL187<0,\"Deficient\",AL187>10,\"Non-Deficient\")","v":"None"},{"$f":"_xlfn.IFS(H187=\"LOW WATER CROSSING\",\"Non-Functional\",G187=\"Natural\",\"Functional\",AA187=\"Functional\",\"Functional\",AC187=\"Functional\",\"Functional\",AA187=\"Non-Functional\",\"Non-Functional\",AC187=\"Non-Functional\",\"Non-Functional\",AA187=\"Unknown\",\"Unknown\",AC187=\"Unknown\",\"Unknown\",AA187=\"\",\"None\")","v":"None"},{"$f":"_xlfn.IFS(X187=\"Functionality\",\"Low\",W187=\"No\",\"Low\",Y187>=2015,\"High\",Y187>=1920,\"Low\",W187=\"\",\"None\",W187=\"Unknown\",\"None\")","v":"None"},{"$f":"_xlfn.IFS(H187=\"LOW WATER CROSSING\",\"Unknown\",G187=\"Natural\",\"None\",AM187<AN187,\"High\",AC187=\"Functional\",\"Low\",AC187=\"Non-Functional\",\"Low\",W187=\"No\",\"Low\",W187=\"Unknown\",\"None\",X187=\"Deficiency\",\"None\",W187=\"Yes\",\"High\",W187=\"\",\"None\")","v":"None"},0,0,0,0,{"$f":"_xlfn.CONCAT(LEFT(H187,3),\"-\")&IF(H187=\"-\",0,COUNTIF($H$4:H187,H187))","v":"-0"},{"$f":"_xlfn.IFS($H187<=0,\"-\",AS187=1,_xlfn.CONCAT(\"FUN_NONDEF\",\"-DCON_\",LEFT(AQ187,1),\"-FCON_\",LEFT(AR187,1)),AT187=1,_xlfn.CONCAT(\"FUN_DEF\",\"-DCON_\",LEFT(AQ187,1),\"-FCON_\",LEFT(AR187,1)),AU187=1,_xlfn.CONCAT(\"NONFUN_NONDEF\",\"-DCON_\",LEFT(AQ187,1),\"-FCON_\",LEFT(AR187,1)),AV187=1,_xlfn.CONCAT(\"NONFUN_DEF\",\"-DCON_\",LEFT(AQ187,1),\"-FCON_\",LEFT(AR187,1)),AS187+AT187+AU187+AV187<1,_xlfn.CONCAT(\"-\"))","v":"-"}]
[null,null,null,null,null,null,null,null,null,null,null,null,null,null,null,null,null,null,null,null,null,0,null,null,null,null,null,null,null,null,null,0,0,0,0,"Unknown",{"$f":"_xlfn.IFS(G188=\"Natural\",0,H188=\"\",0,H188=\"COASTAL-CONSTRUCTED\",0,G188=\"Constructed\",_xlfn.XLOOKUP($H188,'Data Categories'!$U$4:$U$25,'Data Categories'!$V$4:V$25))","v":0},{"$f":"_xlfn.IFS(AK188=\"\",0,AJ188=\"Unknown\",0,AK188>1,AK188-AJ188,AK188=0,0)","v":0},{"$f":"_xlfn.IFS(Y188=\"\",0,Y188>1920,_xlfn.XLOOKUP($H188,'Data Categories'!$AE$20:$AE$42,'Data Categories'!$AG$20:$AG$42,0))","v":0},{"$f":"_xlfn.IFS(Y188=\"\",0,Y188>0,(2025-Y188))","v":0},{"$f":"_xlfn.IFS(Z188=\"Non-Deficient\",\"Non-Deficient\",Z188=\"Deficient\",\"Deficient\",AB188=\"Deficient\",\"Deficient\",Z188=\"Non-Deficient\",\"Non-Deficient\",AB188=\"Non-Deficient\",\"Non-Deficient\",P188=\"\",\"None\",AL188<0,\"Deficient\",AL188>10,\"Non-Deficient\")","v":"None"},{"$f":"_xlfn.IFS(H188=\"LOW WATER CROSSING\",\"Non-Functional\",G188=\"Natural\",\"Functional\",AA188=\"Functional\",\"Functional\",AC188=\"Functional\",\"Functional\",AA188=\"Non-Functional\",\"Non-Functional\",AC188=\"Non-Functional\",\"Non-Functional\",AA188=\"Unknown\",\"Unknown\",AC188=\"Unknown\",\"Unknown\",AA188=\"\",\"None\")","v":"None"},{"$f":"_xlfn.IFS(X188=\"Functionality\",\"Low\",W188=\"No\",\"Low\",Y188>=2015,\"High\",Y188>=1920,\"Low\",W188=\"\",\"None\",W188=\"Unknown\",\"None\")","v":"None"},{"$f":"_xlfn.IFS(H188=\"LOW WATER CROSSING\",\"Unknown\",G188=\"Natural\",\"None\",AM188<AN188,\"High\",AC188=\"Functional\",\"Low\",AC188=\"Non-Functional\",\"Low\",W188=\"No\",\"Low\",W188=\"Unknown\",\"None\",X188=\"Deficiency\",\"None\",W188=\"Yes\",\"High\",W188=\"\",\"None\")","v":"None"},0,0,0,0,{"$f":"_xlfn.CONCAT(LEFT(H188,3),\"-\")&IF(H188=\"-\",0,COUNTIF($H$4:H188,H188))","v":"-0"},{"$f":"_xlfn.IFS($H188<=0,\"-\",AS188=1,_xlfn.CONCAT(\"FUN_NONDEF\",\"-DCON_\",LEFT(AQ188,1),\"-FCON_\",LEFT(AR188,1)),AT188=1,_xlfn.CONCAT(\"FUN_DEF\",\"-DCON_\",LEFT(AQ188,1),\"-FCON_\",LEFT(AR188,1)),AU188=1,_xlfn.CONCAT(\"NONFUN_NONDEF\",\"-DCON_\",LEFT(AQ188,1),\"-FCON_\",LEFT(AR188,1)),AV188=1,_xlfn.CONCAT(\"NONFUN_DEF\",\"-DCON_\",LEFT(AQ188,1),\"-FCON_\",LEFT(AR188,1)),AS188+AT188+AU188+AV188<1,_xlfn.CONCAT(\"-\"))","v":"-"}]
[null,null,null,null,null,null,null,null,null,null,null,null,null,null,null,null,null,null,null,null,null,0,null,null,null,null,null,null,null,null,null,0,0,0,0,"Unknown",{"$f":"_xlfn.IFS(G189=\"Natural\",0,H189=\"\",0,H189=\"COASTAL-CONSTRUCTED\",0,G189=\"Constructed\",_xlfn.XLOOKUP($H189,'Data Categories'!$U$4:$U$25,'Data Categories'!$V$4:V$25))","v":0},{"$f":"_xlfn.IFS(AK189=\"\",0,AJ189=\"Unknown\",0,AK189>1,AK189-AJ189,AK189=0,0)","v":0},{"$f":"_xlfn.IFS(Y189=\"\",0,Y189>1920,_xlfn.XLOOKUP($H189,'Data Categories'!$AE$20:$AE$42,'Data Categories'!$AG$20:$AG$42,0))","v":0},{"$f":"_xlfn.IFS(Y189=\"\",0,Y189>0,(2025-Y189))","v":0},{"$f":"_xlfn.IFS(Z189=\"Non-Deficient\",\"Non-Deficient\",Z189=\"Deficient\",\"Deficient\",AB189=\"Deficient\",\"Deficient\",Z189=\"Non-Deficient\",\"Non-Deficient\",AB189=\"Non-Deficient\",\"Non-Deficient\",P189=\"\",\"None\",AL189<0,\"Deficient\",AL189>10,\"Non-Deficient\")","v":"None"},{"$f":"_xlfn.IFS(H189=\"LOW WATER CROSSING\",\"Non-Functional\",G189=\"Natural\",\"Functional\",AA189=\"Functional\",\"Functional\",AC189=\"Functional\",\"Functional\",AA189=\"Non-Functional\",\"Non-Functional\",AC189=\"Non-Functional\",\"Non-Functional\",AA189=\"Unknown\",\"Unknown\",AC189=\"Unknown\",\"Unknown\",AA189=\"\",\"None\")","v":"None"},{"$f":"_xlfn.IFS(X189=\"Functionality\",\"Low\",W189=\"No\",\"Low\",Y189>=2015,\"High\",Y189>=1920,\"Low\",W189=\"\",\"None\",W189=\"Unknown\",\"None\")","v":"None"},{"$f":"_xlfn.IFS(H189=\"LOW WATER CROSSING\",\"Unknown\",G189=\"Natural\",\"None\",AM189<AN189,\"High\",AC189=\"Functional\",\"Low\",AC189=\"Non-Functional\",\"Low\",W189=\"No\",\"Low\",W189=\"Unknown\",\"None\",X189=\"Deficiency\",\"None\",W189=\"Yes\",\"High\",W189=\"\",\"None\")","v":"None"},0,0,0,0,{"$f":"_xlfn.CONCAT(LEFT(H189,3),\"-\")&IF(H189=\"-\",0,COUNTIF($H$4:H189,H189))","v":"-0"},{"$f":"_xlfn.IFS($H189<=0,\"-\",AS189=1,_xlfn.CONCAT(\"FUN_NONDEF\",\"-DCON_\",LEFT(AQ189,1),\"-FCON_\",LEFT(AR189,1)),AT189=1,_xlfn.CONCAT(\"FUN_DEF\",\"-DCON_\",LEFT(AQ189,1),\"-FCON_\",LEFT(AR189,1)),AU189=1,_xlfn.CONCAT(\"NONFUN_NONDEF\",\"-DCON_\",LEFT(AQ189,1),\"-FCON_\",LEFT(AR189,1)),AV189=1,_xlfn.CONCAT(\"NONFUN_DEF\",\"-DCON_\",LEFT(AQ189,1),\"-FCON_\",LEFT(AR189,1)),AS189+AT189+AU189+AV189<1,_xlfn.CONCAT(\"-\"))","v":"-"}]
[null,null,null,null,null,null,null,null,null,null,null,null,null,null,null,null,null,null,null,null,null,0,null,null,null,null,null,null,null,null,null,0,0,0,0,"Unknown",{"$f":"_xlfn.IFS(G190=\"Natural\",0,H190=\"\",0,H190=\"COASTAL-CONSTRUCTED\",0,G190=\"Constructed\",_xlfn.XLOOKUP($H190,'Data Categories'!$U$4:$U$25,'Data Categories'!$V$4:V$25))","v":0},{"$f":"_xlfn.IFS(AK190=\"\",0,AJ190=\"Unknown\",0,AK190>1,AK190-AJ190,AK190=0,0)","v":0},{"$f":"_xlfn.IFS(Y190=\"\",0,Y190>1920,_xlfn.XLOOKUP($H190,'Data Categories'!$AE$20:$AE$42,'Data Categories'!$AG$20:$AG$42,0))","v":0},{"$f":"_xlfn.IFS(Y190=\"\",0,Y190>0,(2025-Y190))","v":0},{"$f":"_xlfn.IFS(Z190=\"Non-Deficient\",\"Non-Deficient\",Z190=\"Deficient\",\"Deficient\",AB190=\"Deficient\",\"Deficient\",Z190=\"Non-Deficient\",\"Non-Deficient\",AB190=\"Non-Deficient\",\"Non-Deficient\",P190=\"\",\"None\",AL190<0,\"Deficient\",AL190>10,\"Non-Deficient\")","v":"None"},{"$f":"_xlfn.IFS(H190=\"LOW WATER CROSSING\",\"Non-Functional\",G190=\"Natural\",\"Functional\",AA190=\"Functional\",\"Functional\",AC190=\"Functional\",\"Functional\",AA190=\"Non-Functional\",\"Non-Functional\",AC190=\"Non-Functional\",\"Non-Functional\",AA190=\"Unknown\",\"Unknown\",AC190=\"Unknown\",\"Unknown\",AA190=\"\",\"None\")","v":"None"},{"$f":"_xlfn.IFS(X190=\"Functionality\",\"Low\",W190=\"No\",\"Low\",Y190>=2015,\"High\",Y190>=1920,\"Low\",W190=\"\",\"None\",W190=\"Unknown\",\"None\")","v":"None"},{"$f":"_xlfn.IFS(H190=\"LOW WATER CROSSING\",\"Unknown\",G190=\"Natural\",\"None\",AM190<AN190,\"High\",AC190=\"Functional\",\"Low\",AC190=\"Non-Functional\",\"Low\",W190=\"No\",\"Low\",W190=\"Unknown\",\"None\",X190=\"Deficiency\",\"None\",W190=\"Yes\",\"High\",W190=\"\",\"None\")","v":"None"},0,0,0,0,{"$f":"_xlfn.CONCAT(LEFT(H190,3),\"-\")&IF(H190=\"-\",0,COUNTIF($H$4:H190,H190))","v":"-0"},{"$f":"_xlfn.IFS($H190<=0,\"-\",AS190=1,_xlfn.CONCAT(\"FUN_NONDEF\",\"-DCON_\",LEFT(AQ190,1),\"-FCON_\",LEFT(AR190,1)),AT190=1,_xlfn.CONCAT(\"FUN_DEF\",\"-DCON_\",LEFT(AQ190,1),\"-FCON_\",LEFT(AR190,1)),AU190=1,_xlfn.CONCAT(\"NONFUN_NONDEF\",\"-DCON_\",LEFT(AQ190,1),\"-FCON_\",LEFT(AR190,1)),AV190=1,_xlfn.CONCAT(\"NONFUN_DEF\",\"-DCON_\",LEFT(AQ190,1),\"-FCON_\",LEFT(AR190,1)),AS190+AT190+AU190+AV190<1,_xlfn.CONCAT(\"-\"))","v":"-"}]
[null,null,null,null,null,null,null,null,null,null,null,null,null,null,null,null,null,null,null,null,null,0,null,null,null,null,null,null,null,null,null,0,0,0,0,"Unknown",{"$f":"_xlfn.IFS(G191=\"Natural\",0,H191=\"\",0,H191=\"COASTAL-CONSTRUCTED\",0,G191=\"Constructed\",_xlfn.XLOOKUP($H191,'Data Categories'!$U$4:$U$25,'Data Categories'!$V$4:V$25))","v":0},{"$f":"_xlfn.IFS(AK191=\"\",0,AJ191=\"Unknown\",0,AK191>1,AK191-AJ191,AK191=0,0)","v":0},{"$f":"_xlfn.IFS(Y191=\"\",0,Y191>1920,_xlfn.XLOOKUP($H191,'Data Categories'!$AE$20:$AE$42,'Data Categories'!$AG$20:$AG$42,0))","v":0},{"$f":"_xlfn.IFS(Y191=\"\",0,Y191>0,(2025-Y191))","v":0},{"$f":"_xlfn.IFS(Z191=\"Non-Deficient\",\"Non-Deficient\",Z191=\"Deficient\",\"Deficient\",AB191=\"Deficient\",\"Deficient\",Z191=\"Non-Deficient\",\"Non-Deficient\",AB191=\"Non-Deficient\",\"Non-Deficient\",P191=\"\",\"None\",AL191<0,\"Deficient\",AL191>10,\"Non-Deficient\")","v":"None"},{"$f":"_xlfn.IFS(H191=\"LOW WATER CROSSING\",\"Non-Functional\",G191=\"Natural\",\"Functional\",AA191=\"Functional\",\"Functional\",AC191=\"Functional\",\"Functional\",AA191=\"Non-Functional\",\"Non-Functional\",AC191=\"Non-Functional\",\"Non-Functional\",AA191=\"Unknown\",\"Unknown\",AC191=\"Unknown\",\"Unknown\",AA191=\"\",\"None\")","v":"None"},{"$f":"_xlfn.IFS(X191=\"Functionality\",\"Low\",W191=\"No\",\"Low\",Y191>=2015,\"High\",Y191>=1920,\"Low\",W191=\"\",\"None\",W191=\"Unknown\",\"None\")","v":"None"},{"$f":"_xlfn.IFS(H191=\"LOW WATER CROSSING\",\"Unknown\",G191=\"Natural\",\"None\",AM191<AN191,\"High\",AC191=\"Functional\",\"Low\",AC191=\"Non-Functional\",\"Low\",W191=\"No\",\"Low\",W191=\"Unknown\",\"None\",X191=\"Deficiency\",\"None\",W191=\"Yes\",\"High\",W191=\"\",\"None\")","v":"None"},0,0,0,0,{"$f":"_xlfn.CONCAT(LEFT(H191,3),\"-\")&IF(H191=\"-\",0,COUNTIF($H$4:H191,H191))","v":"-0"},{"$f":"_xlfn.IFS($H191<=0,\"-\",AS191=1,_xlfn.CONCAT(\"FUN_NONDEF\",\"-DCON_\",LEFT(AQ191,1),\"-FCON_\",LEFT(AR191,1)),AT191=1,_xlfn.CONCAT(\"FUN_DEF\",\"-DCON_\",LEFT(AQ191,1),\"-FCON_\",LEFT(AR191,1)),AU191=1,_xlfn.CONCAT(\"NONFUN_NONDEF\",\"-DCON_\",LEFT(AQ191,1),\"-FCON_\",LEFT(AR191,1)),AV191=1,_xlfn.CONCAT(\"NONFUN_DEF\",\"-DCON_\",LEFT(AQ191,1),\"-FCON_\",LEFT(AR191,1)),AS191+AT191+AU191+AV191<1,_xlfn.CONCAT(\"-\"))","v":"-"}]
[null,null,null,null,null,null,null,null,null,null,null,null,null,null,null,null,null,null,null,null,null,0,null,null,null,null,null,null,null,null,null,0,0,0,0,"Unknown",{"$f":"_xlfn.IFS(G192=\"Natural\",0,H192=\"\",0,H192=\"COASTAL-CONSTRUCTED\",0,G192=\"Constructed\",_xlfn.XLOOKUP($H192,'Data Categories'!$U$4:$U$25,'Data Categories'!$V$4:V$25))","v":0},{"$f":"_xlfn.IFS(AK192=\"\",0,AJ192=\"Unknown\",0,AK192>1,AK192-AJ192,AK192=0,0)","v":0},{"$f":"_xlfn.IFS(Y192=\"\",0,Y192>1920,_xlfn.XLOOKUP($H192,'Data Categories'!$AE$20:$AE$42,'Data Categories'!$AG$20:$AG$42,0))","v":0},{"$f":"_xlfn.IFS(Y192=\"\",0,Y192>0,(2025-Y192))","v":0},{"$f":"_xlfn.IFS(Z192=\"Non-Deficient\",\"Non-Deficient\",Z192=\"Deficient\",\"Deficient\",AB192=\"Deficient\",\"Deficient\",Z192=\"Non-Deficient\",\"Non-Deficient\",AB192=\"Non-Deficient\",\"Non-Deficient\",P192=\"\",\"None\",AL192<0,\"Deficient\",AL192>10,\"Non-Deficient\")","v":"None"},{"$f":"_xlfn.IFS(H192=\"LOW WATER CROSSING\",\"Non-Functional\",G192=\"Natural\",\"Functional\",AA192=\"Functional\",\"Functional\",AC192=\"Functional\",\"Functional\",AA192=\"Non-Functional\",\"Non-Functional\",AC192=\"Non-Functional\",\"Non-Functional\",AA192=\"Unknown\",\"Unknown\",AC192=\"Unknown\",\"Unknown\",AA192=\"\",\"None\")","v":"None"},{"$f":"_xlfn.IFS(X192=\"Functionality\",\"Low\",W192=\"No\",\"Low\",Y192>=2015,\"High\",Y192>=1920,\"Low\",W192=\"\",\"None\",W192=\"Unknown\",\"None\")","v":"None"},{"$f":"_xlfn.IFS(H192=\"LOW WATER CROSSING\",\"Unknown\",G192=\"Natural\",\"None\",AM192<AN192,\"High\",AC192=\"Functional\",\"Low\",AC192=\"Non-Functional\",\"Low\",W192=\"No\",\"Low\",W192=\"Unknown\",\"None\",X192=\"Deficiency\",\"None\",W192=\"Yes\",\"High\",W192=\"\",\"None\")","v":"None"},0,0,0,0,{"$f":"_xlfn.CONCAT(LEFT(H192,3),\"-\")&IF(H192=\"-\",0,COUNTIF($H$4:H192,H192))","v":"-0"},{"$f":"_xlfn.IFS($H192<=0,\"-\",AS192=1,_xlfn.CONCAT(\"FUN_NONDEF\",\"-DCON_\",LEFT(AQ192,1),\"-FCON_\",LEFT(AR192,1)),AT192=1,_xlfn.CONCAT(\"FUN_DEF\",\"-DCON_\",LEFT(AQ192,1),\"-FCON_\",LEFT(AR192,1)),AU192=1,_xlfn.CONCAT(\"NONFUN_NONDEF\",\"-DCON_\",LEFT(AQ192,1),\"-FCON_\",LEFT(AR192,1)),AV192=1,_xlfn.CONCAT(\"NONFUN_DEF\",\"-DCON_\",LEFT(AQ192,1),\"-FCON_\",LEFT(AR192,1)),AS192+AT192+AU192+AV192<1,_xlfn.CONCAT(\"-\"))","v":"-"}]
[null,null,null,null,null,null,null,null,null,null,null,null,null,null,null,null,null,null,null,null,null,0,null,null,null,null,null,null,null,null,null,0,0,0,0,"Unknown",{"$f":"_xlfn.IFS(G193=\"Natural\",0,H193=\"\",0,H193=\"COASTAL-CONSTRUCTED\",0,G193=\"Constructed\",_xlfn.XLOOKUP($H193,'Data Categories'!$U$4:$U$25,'Data Categories'!$V$4:V$25))","v":0},{"$f":"_xlfn.IFS(AK193=\"\",0,AJ193=\"Unknown\",0,AK193>1,AK193-AJ193,AK193=0,0)","v":0},{"$f":"_xlfn.IFS(Y193=\"\",0,Y193>1920,_xlfn.XLOOKUP($H193,'Data Categories'!$AE$20:$AE$42,'Data Categories'!$AG$20:$AG$42,0))","v":0},{"$f":"_xlfn.IFS(Y193=\"\",0,Y193>0,(2025-Y193))","v":0},{"$f":"_xlfn.IFS(Z193=\"Non-Deficient\",\"Non-Deficient\",Z193=\"Deficient\",\"Deficient\",AB193=\"Deficient\",\"Deficient\",Z193=\"Non-Deficient\",\"Non-Deficient\",AB193=\"Non-Deficient\",\"Non-Deficient\",P193=\"\",\"None\",AL193<0,\"Deficient\",AL193>10,\"Non-Deficient\")","v":"None"},{"$f":"_xlfn.IFS(H193=\"LOW WATER CROSSING\",\"Non-Functional\",G193=\"Natural\",\"Functional\",AA193=\"Functional\",\"Functional\",AC193=\"Functional\",\"Functional\",AA193=\"Non-Functional\",\"Non-Functional\",AC193=\"Non-Functional\",\"Non-Functional\",AA193=\"Unknown\",\"Unknown\",AC193=\"Unknown\",\"Unknown\",AA193=\"\",\"None\")","v":"None"},{"$f":"_xlfn.IFS(X193=\"Functionality\",\"Low\",W193=\"No\",\"Low\",Y193>=2015,\"High\",Y193>=1920,\"Low\",W193=\"\",\"None\",W193=\"Unknown\",\"None\")","v":"None"},{"$f":"_xlfn.IFS(H193=\"LOW WATER CROSSING\",\"Unknown\",G193=\"Natural\",\"None\",AM193<AN193,\"High\",AC193=\"Functional\",\"Low\",AC193=\"Non-Functional\",\"Low\",W193=\"No\",\"Low\",W193=\"Unknown\",\"None\",X193=\"Deficiency\",\"None\",W193=\"Yes\",\"High\",W193=\"\",\"None\")","v":"None"},0,0,0,0,{"$f":"_xlfn.CONCAT(LEFT(H193,3),\"-\")&IF(H193=\"-\",0,COUNTIF($H$4:H193,H193))","v":"-0"},{"$f":"_xlfn.IFS($H193<=0,\"-\",AS193=1,_xlfn.CONCAT(\"FUN_NONDEF\",\"-DCON_\",LEFT(AQ193,1),\"-FCON_\",LEFT(AR193,1)),AT193=1,_xlfn.CONCAT(\"FUN_DEF\",\"-DCON_\",LEFT(AQ193,1),\"-FCON_\",LEFT(AR193,1)),AU193=1,_xlfn.CONCAT(\"NONFUN_NONDEF\",\"-DCON_\",LEFT(AQ193,1),\"-FCON_\",LEFT(AR193,1)),AV193=1,_xlfn.CONCAT(\"NONFUN_DEF\",\"-DCON_\",LEFT(AQ193,1),\"-FCON_\",LEFT(AR193,1)),AS193+AT193+AU193+AV193<1,_xlfn.CONCAT(\"-\"))","v":"-"}]
[null,null,null,null,null,null,null,null,null,null,null,null,null,null,null,null,null,null,null,null,null,0,null,null,null,null,null,null,null,null,null,0,0,0,0,"Unknown",{"$f":"_xlfn.IFS(G194=\"Natural\",0,H194=\"\",0,H194=\"COASTAL-CONSTRUCTED\",0,G194=\"Constructed\",_xlfn.XLOOKUP($H194,'Data Categories'!$U$4:$U$25,'Data Categories'!$V$4:V$25))","v":0},{"$f":"_xlfn.IFS(AK194=\"\",0,AJ194=\"Unknown\",0,AK194>1,AK194-AJ194,AK194=0,0)","v":0},{"$f":"_xlfn.IFS(Y194=\"\",0,Y194>1920,_xlfn.XLOOKUP($H194,'Data Categories'!$AE$20:$AE$42,'Data Categories'!$AG$20:$AG$42,0))","v":0},{"$f":"_xlfn.IFS(Y194=\"\",0,Y194>0,(2025-Y194))","v":0},{"$f":"_xlfn.IFS(Z194=\"Non-Deficient\",\"Non-Deficient\",Z194=\"Deficient\",\"Deficient\",AB194=\"Deficient\",\"Deficient\",Z194=\"Non-Deficient\",\"Non-Deficient\",AB194=\"Non-Deficient\",\"Non-Deficient\",P194=\"\",\"None\",AL194<0,\"Deficient\",AL194>10,\"Non-Deficient\")","v":"None"},{"$f":"_xlfn.IFS(H194=\"LOW WATER CROSSING\",\"Non-Functional\",G194=\"Natural\",\"Functional\",AA194=\"Functional\",\"Functional\",AC194=\"Functional\",\"Functional\",AA194=\"Non-Functional\",\"Non-Functional\",AC194=\"Non-Functional\",\"Non-Functional\",AA194=\"Unknown\",\"Unknown\",AC194=\"Unknown\",\"Unknown\",AA194=\"\",\"None\")","v":"None"},{"$f":"_xlfn.IFS(X194=\"Functionality\",\"Low\",W194=\"No\",\"Low\",Y194>=2015,\"High\",Y194>=1920,\"Low\",W194=\"\",\"None\",W194=\"Unknown\",\"None\")","v":"None"},{"$f":"_xlfn.IFS(H194=\"LOW WATER CROSSING\",\"Unknown\",G194=\"Natural\",\"None\",AM194<AN194,\"High\",AC194=\"Functional\",\"Low\",AC194=\"Non-Functional\",\"Low\",W194=\"No\",\"Low\",W194=\"Unknown\",\"None\",X194=\"Deficiency\",\"None\",W194=\"Yes\",\"High\",W194=\"\",\"None\")","v":"None"},0,0,0,0,{"$f":"_xlfn.CONCAT(LEFT(H194,3),\"-\")&IF(H194=\"-\",0,COUNTIF($H$4:H194,H194))","v":"-0"},{"$f":"_xlfn.IFS($H194<=0,\"-\",AS194=1,_xlfn.CONCAT(\"FUN_NONDEF\",\"-DCON_\",LEFT(AQ194,1),\"-FCON_\",LEFT(AR194,1)),AT194=1,_xlfn.CONCAT(\"FUN_DEF\",\"-DCON_\",LEFT(AQ194,1),\"-FCON_\",LEFT(AR194,1)),AU194=1,_xlfn.CONCAT(\"NONFUN_NONDEF\",\"-DCON_\",LEFT(AQ194,1),\"-FCON_\",LEFT(AR194,1)),AV194=1,_xlfn.CONCAT(\"NONFUN_DEF\",\"-DCON_\",LEFT(AQ194,1),\"-FCON_\",LEFT(AR194,1)),AS194+AT194+AU194+AV194<1,_xlfn.CONCAT(\"-\"))","v":"-"}]
[null,null,null,null,null,null,null,null,null,null,null,null,null,null,null,null,null,null,null,null,null,0,null,null,null,null,null,null,null,null,null,0,0,0,0,"Unknown",{"$f":"_xlfn.IFS(G195=\"Natural\",0,H195=\"\",0,H195=\"COASTAL-CONSTRUCTED\",0,G195=\"Constructed\",_xlfn.XLOOKUP($H195,'Data Categories'!$U$4:$U$25,'Data Categories'!$V$4:V$25))","v":0},{"$f":"_xlfn.IFS(AK195=\"\",0,AJ195=\"Unknown\",0,AK195>1,AK195-AJ195,AK195=0,0)","v":0},{"$f":"_xlfn.IFS(Y195=\"\",0,Y195>1920,_xlfn.XLOOKUP($H195,'Data Categories'!$AE$20:$AE$42,'Data Categories'!$AG$20:$AG$42,0))","v":0},{"$f":"_xlfn.IFS(Y195=\"\",0,Y195>0,(2025-Y195))","v":0},{"$f":"_xlfn.IFS(Z195=\"Non-Deficient\",\"Non-Deficient\",Z195=\"Deficient\",\"Deficient\",AB195=\"Deficient\",\"Deficient\",Z195=\"Non-Deficient\",\"Non-Deficient\",AB195=\"Non-Deficient\",\"Non-Deficient\",P195=\"\",\"None\",AL195<0,\"Deficient\",AL195>10,\"Non-Deficient\")","v":"None"},{"$f":"_xlfn.IFS(H195=\"LOW WATER CROSSING\",\"Non-Functional\",G195=\"Natural\",\"Functional\",AA195=\"Functional\",\"Functional\",AC195=\"Functional\",\"Functional\",AA195=\"Non-Functional\",\"Non-Functional\",AC195=\"Non-Functional\",\"Non-Functional\",AA195=\"Unknown\",\"Unknown\",AC195=\"Unknown\",\"Unknown\",AA195=\"\",\"None\")","v":"None"},{"$f":"_xlfn.IFS(X195=\"Functionality\",\"Low\",W195=\"No\",\"Low\",Y195>=2015,\"High\",Y195>=1920,\"Low\",W195=\"\",\"None\",W195=\"Unknown\",\"None\")","v":"None"},{"$f":"_xlfn.IFS(H195=\"LOW WATER CROSSING\",\"Unknown\",G195=\"Natural\",\"None\",AM195<AN195,\"High\",AC195=\"Functional\",\"Low\",AC195=\"Non-Functional\",\"Low\",W195=\"No\",\"Low\",W195=\"Unknown\",\"None\",X195=\"Deficiency\",\"None\",W195=\"Yes\",\"High\",W195=\"\",\"None\")","v":"None"},0,0,0,0,{"$f":"_xlfn.CONCAT(LEFT(H195,3),\"-\")&IF(H195=\"-\",0,COUNTIF($H$4:H195,H195))","v":"-0"},{"$f":"_xlfn.IFS($H195<=0,\"-\",AS195=1,_xlfn.CONCAT(\"FUN_NONDEF\",\"-DCON_\",LEFT(AQ195,1),\"-FCON_\",LEFT(AR195,1)),AT195=1,_xlfn.CONCAT(\"FUN_DEF\",\"-DCON_\",LEFT(AQ195,1),\"-FCON_\",LEFT(AR195,1)),AU195=1,_xlfn.CONCAT(\"NONFUN_NONDEF\",\"-DCON_\",LEFT(AQ195,1),\"-FCON_\",LEFT(AR195,1)),AV195=1,_xlfn.CONCAT(\"NONFUN_DEF\",\"-DCON_\",LEFT(AQ195,1),\"-FCON_\",LEFT(AR195,1)),AS195+AT195+AU195+AV195<1,_xlfn.CONCAT(\"-\"))","v":"-"}]
[null,null,null,null,null,null,null,null,null,null,null,null,null,null,null,null,null,null,null,null,null,0,null,null,null,null,null,null,null,null,null,0,{"$f":"IF(S196+T196+U196>0,(S196*T196*U196/43560),0)","v":0},0,0,"Unknown",{"$f":"_xlfn.IFS(G196=\"Natural\",0,H196=\"\",0,H196=\"COASTAL-CONSTRUCTED\",0,G196=\"Constructed\",_xlfn.XLOOKUP($H196,'Data Categories'!$U$4:$U$25,'Data Categories'!$V$4:V$25))","v":0},{"$f":"_xlfn.IFS(AK196=\"\",0,AJ196=\"Unknown\",0,AK196>1,AK196-AJ196,AK196=0,0)","v":0},{"$f":"_xlfn.IFS(Y196=\"\",0,Y196>1920,_xlfn.XLOOKUP($H196,'Data Categories'!$AE$20:$AE$42,'Data Categories'!$AG$20:$AG$42,0))","v":0},{"$f":"_xlfn.IFS(Y196=\"\",0,Y196>0,(2025-Y196))","v":0},{"$f":"_xlfn.IFS(Z196=\"Non-Deficient\",\"Non-Deficient\",Z196=\"Deficient\",\"Deficient\",AB196=\"Deficient\",\"Deficient\",Z196=\"Non-Deficient\",\"Non-Deficient\",AB196=\"Non-Deficient\",\"Non-Deficient\",P196=\"\",\"None\",AL196<0,\"Deficient\",AL196>10,\"Non-Deficient\")","v":"None"},{"$f":"_xlfn.IFS(H196=\"LOW WATER CROSSING\",\"Non-Functional\",G196=\"Natural\",\"Functional\",AA196=\"Functional\",\"Functional\",AC196=\"Functional\",\"Functional\",AA196=\"Non-Functional\",\"Non-Functional\",AC196=\"Non-Functional\",\"Non-Functional\",AA196=\"Unknown\",\"Unknown\",AC196=\"Unknown\",\"Unknown\",AA196=\"\",\"None\")","v":"None"},{"$f":"_xlfn.IFS(X196=\"Functionality\",\"Low\",W196=\"No\",\"Low\",Y196>=2015,\"High\",Y196>=1920,\"Low\",W196=\"\",\"None\",W196=\"Unknown\",\"None\")","v":"None"},{"$f":"_xlfn.IFS(H196=\"LOW WATER CROSSING\",\"Unknown\",G196=\"Natural\",\"None\",AM196<AN196,\"High\",AC196=\"Functional\",\"Low\",AC196=\"Non-Functional\",\"Low\",W196=\"No\",\"Low\",W196=\"Unknown\",\"None\",X196=\"Deficiency\",\"None\",W196=\"Yes\",\"High\",W196=\"\",\"None\")","v":"None"},{"$f":"IF(AND(AO196=\"Non-Deficient\",AP196=\"Functional\"),1,0)","v":0},{"$f":"IF(AND(AO196=\"Deficient\",AP196=\"Functional\"),1,0)","v":0},{"$f":"IF(AND(AO196=\"Non-Deficient\",AP196=\"Non-Functional\"),1,0)","v":0},{"$f":"IF(AND(AO196=\"Deficient\",AP196=\"Non-Functional\"),1,0)","v":0},{"$f":"_xlfn.CONCAT(LEFT(H196,3),\"-\")&IF(H196=\"-\",0,COUNTIF($H$4:H196,H196))","v":"-0"},{"$f":"_xlfn.IFS($H196<=0,\"-\",AS196=1,_xlfn.CONCAT(\"FUN_NONDEF\",\"-DCON_\",LEFT(AQ196,1),\"-FCON_\",LEFT(AR196,1)),AT196=1,_xlfn.CONCAT(\"FUN_DEF\",\"-DCON_\",LEFT(AQ196,1),\"-FCON_\",LEFT(AR196,1)),AU196=1,_xlfn.CONCAT(\"NONFUN_NONDEF\",\"-DCON_\",LEFT(AQ196,1),\"-FCON_\",LEFT(AR196,1)),AV196=1,_xlfn.CONCAT(\"NONFUN_DEF\",\"-DCON_\",LEFT(AQ196,1),\"-FCON_\",LEFT(AR196,1)),AS196+AT196+AU196+AV196<1,_xlfn.CONCAT(\"-\"))","v":"-"}]
[null,null,null,null,null,null,null,null,null,null,null,null,null,null,null,null,null,null,null,null,null,0,null,null,null,null,null,null,null,null,null,0,0,{"$f":"S197","v":0},{"$f":"H197","v":0},"Unknown",{"$f":"_xlfn.IFS(G197=\"Natural\",0,H197=\"\",0,H197=\"COASTAL-CONSTRUCTED\",0,G197=\"Constructed\",_xlfn.XLOOKUP($H197,'Data Categories'!$U$4:$U$25,'Data Categories'!$V$4:V$25))","v":0},{"$f":"_xlfn.IFS(AK197=\"\",0,AJ197=\"Unknown\",0,AK197>1,AK197-AJ197,AK197=0,0)","v":0},{"$f":"_xlfn.IFS(Y197=\"\",0,Y197>1920,_xlfn.XLOOKUP($H197,'Data Categories'!$AE$20:$AE$42,'Data Categories'!$AG$20:$AG$42,0))","v":0},{"$f":"_xlfn.IFS(Y197=\"\",0,Y197>0,(2025-Y197))","v":0},{"$f":"_xlfn.IFS(Z197=\"Non-Deficient\",\"Non-Deficient\",Z197=\"Deficient\",\"Deficient\",AB197=\"Deficient\",\"Deficient\",Z197=\"Non-Deficient\",\"Non-Deficient\",AB197=\"Non-Deficient\",\"Non-Deficient\",P197=\"\",\"None\",AL197<0,\"Deficient\",AL197>10,\"Non-Deficient\")","v":"None"},{"$f":"_xlfn.IFS(H197=\"LOW WATER CROSSING\",\"Non-Functional\",G197=\"Natural\",\"Functional\",AA197=\"Functional\",\"Functional\",AC197=\"Functional\",\"Functional\",AA197=\"Non-Functional\",\"Non-Functional\",AC197=\"Non-Functional\",\"Non-Functional\",AA197=\"Unknown\",\"Unknown\",AC197=\"Unknown\",\"Unknown\",AA197=\"\",\"None\")","v":"None"},{"$f":"_xlfn.IFS(X197=\"Functionality\",\"Low\",W197=\"No\",\"Low\",Y197>=2015,\"High\",Y197>=1920,\"Low\",W197=\"\",\"None\",W197=\"Unknown\",\"None\")","v":"None"},{"$f":"_xlfn.IFS(H197=\"LOW WATER CROSSING\",\"Unknown\",G197=\"Natural\",\"None\",AM197<AN197,\"High\",AC197=\"Functional\",\"Low\",AC197=\"Non-Functional\",\"Low\",W197=\"No\",\"Low\",W197=\"Unknown\",\"None\",X197=\"Deficiency\",\"None\",W197=\"Yes\",\"High\",W197=\"\",\"None\")","v":"None"},0,0,0,0,{"$f":"_xlfn.CONCAT(LEFT(H197,3),\"-\")&IF(H197=\"-\",0,COUNTIF($H$4:H197,H197))","v":"-0"},{"$f":"_xlfn.IFS($H197<=0,\"-\",AS197=1,_xlfn.CONCAT(\"FUN_NONDEF\",\"-DCON_\",LEFT(AQ197,1),\"-FCON_\",LEFT(AR197,1)),AT197=1,_xlfn.CONCAT(\"FUN_DEF\",\"-DCON_\",LEFT(AQ197,1),\"-FCON_\",LEFT(AR197,1)),AU197=1,_xlfn.CONCAT(\"NONFUN_NONDEF\",\"-DCON_\",LEFT(AQ197,1),\"-FCON_\",LEFT(AR197,1)),AV197=1,_xlfn.CONCAT(\"NONFUN_DEF\",\"-DCON_\",LEFT(AQ197,1),\"-FCON_\",LEFT(AR197,1)),AS197+AT197+AU197+AV197<1,_xlfn.CONCAT(\"-\"))","v":"-"}]
[null,null,null,null,null,null,null,null,null,null,null,null,null,null,null,null,null,null,null,null,null,0,null,null,null,null,null,null,null,null,null,0,0,0,0,{"$f":"IF(P198>=1900,2025-P198,\"Unknown\")","v":"Unknown"},{"$f":"_xlfn.IFS(G198=\"Natural\",0,H198=\"\",0,H198=\"COASTAL-CONSTRUCTED\",0,G198=\"Constructed\",_xlfn.XLOOKUP($H198,'Data Categories'!$U$4:$U$25,'Data Categories'!$V$4:V$25))","v":0},{"$f":"_xlfn.IFS(AK198=\"\",0,AJ198=\"Unknown\",0,AK198>1,AK198-AJ198,AK198=0,0)","v":0},{"$f":"_xlfn.IFS(Y198=\"\",0,Y198>1920,_xlfn.XLOOKUP($H198,'Data Categories'!$AE$20:$AE$42,'Data Categories'!$AG$20:$AG$42,0))","v":0},{"$f":"_xlfn.IFS(Y198=\"\",0,Y198>0,(2025-Y198))","v":0},{"$f":"_xlfn.IFS(Z198=\"Non-Deficient\",\"Non-Deficient\",Z198=\"Deficient\",\"Deficient\",AB198=\"Deficient\",\"Deficient\",Z198=\"Non-Deficient\",\"Non-Deficient\",AB198=\"Non-Deficient\",\"Non-Deficient\",P198=\"\",\"None\",AL198<0,\"Deficient\",AL198>10,\"Non-Deficient\")","v":"None"},{"$f":"_xlfn.IFS(H198=\"LOW WATER CROSSING\",\"Non-Functional\",G198=\"Natural\",\"Functional\",AA198=\"Functional\",\"Functional\",AC198=\"Functional\",\"Functional\",AA198=\"Non-Functional\",\"Non-Functional\",AC198=\"Non-Functional\",\"Non-Functional\",AA198=\"Unknown\",\"Unknown\",AC198=\"Unknown\",\"Unknown\",AA198=\"\",\"None\")","v":"None"},{"$f":"_xlfn.IFS(X198=\"Functionality\",\"Low\",W198=\"No\",\"Low\",Y198>=2015,\"High\",Y198>=1920,\"Low\",W198=\"\",\"None\",W198=\"Unknown\",\"None\")","v":"None"},{"$f":"_xlfn.IFS(H198=\"LOW WATER CROSSING\",\"Unknown\",G198=\"Natural\",\"None\",AM198<AN198,\"High\",AC198=\"Functional\",\"Low\",AC198=\"Non-Functional\",\"Low\",W198=\"No\",\"Low\",W198=\"Unknown\",\"None\",X198=\"Deficiency\",\"None\",W198=\"Yes\",\"High\",W198=\"\",\"None\")","v":"None"},0,0,0,0,{"$f":"_xlfn.CONCAT(LEFT(H198,3),\"-\")&IF(H198=\"-\",0,COUNTIF($H$4:H198,H198))","v":"-0"},{"$f":"_xlfn.IFS($H198<=0,\"-\",AS198=1,_xlfn.CONCAT(\"FUN_NONDEF\",\"-DCON_\",LEFT(AQ198,1),\"-FCON_\",LEFT(AR198,1)),AT198=1,_xlfn.CONCAT(\"FUN_DEF\",\"-DCON_\",LEFT(AQ198,1),\"-FCON_\",LEFT(AR198,1)),AU198=1,_xlfn.CONCAT(\"NONFUN_NONDEF\",\"-DCON_\",LEFT(AQ198,1),\"-FCON_\",LEFT(AR198,1)),AV198=1,_xlfn.CONCAT(\"NONFUN_DEF\",\"-DCON_\",LEFT(AQ198,1),\"-FCON_\",LEFT(AR198,1)),AS198+AT198+AU198+AV198<1,_xlfn.CONCAT(\"-\"))","v":"-"}]
[null,null,null,null,null,null,null,null,null,null,null,null,null,null,null,null,null,null,null,null,null,0,null,null,null,null,null,null,null,null,null,0,0,0,0,"Unknown",{"$f":"_xlfn.IFS(G199=\"Natural\",0,H199=\"\",0,H199=\"COASTAL-CONSTRUCTED\",0,G199=\"Constructed\",_xlfn.XLOOKUP($H199,'Data Categories'!$U$4:$U$25,'Data Categories'!$V$4:V$25))","v":0},{"$f":"_xlfn.IFS(AK199=\"\",0,AJ199=\"Unknown\",0,AK199>1,AK199-AJ199,AK199=0,0)","v":0},{"$f":"_xlfn.IFS(Y199=\"\",0,Y199>1920,_xlfn.XLOOKUP($H199,'Data Categories'!$AE$20:$AE$42,'Data Categories'!$AG$20:$AG$42,0))","v":0},{"$f":"_xlfn.IFS(Y199=\"\",0,Y199>0,(2025-Y199))","v":0},{"$f":"_xlfn.IFS(Z199=\"Non-Deficient\",\"Non-Deficient\",Z199=\"Deficient\",\"Deficient\",AB199=\"Deficient\",\"Deficient\",Z199=\"Non-Deficient\",\"Non-Deficient\",AB199=\"Non-Deficient\",\"Non-Deficient\",P199=\"\",\"None\",AL199<0,\"Deficient\",AL199>10,\"Non-Deficient\")","v":"None"},{"$f":"_xlfn.IFS(H199=\"LOW WATER CROSSING\",\"Non-Functional\",G199=\"Natural\",\"Functional\",AA199=\"Functional\",\"Functional\",AC199=\"Functional\",\"Functional\",AA199=\"Non-Functional\",\"Non-Functional\",AC199=\"Non-Functional\",\"Non-Functional\",AA199=\"Unknown\",\"Unknown\",AC199=\"Unknown\",\"Unknown\",AA199=\"\",\"None\")","v":"None"},{"$f":"_xlfn.IFS(X199=\"Functionality\",\"Low\",W199=\"No\",\"Low\",Y199>=2015,\"High\",Y199>=1920,\"Low\",W199=\"\",\"None\",W199=\"Unknown\",\"None\")","v":"None"},{"$f":"_xlfn.IFS(H199=\"LOW WATER CROSSING\",\"Unknown\",G199=\"Natural\",\"None\",AM199<AN199,\"High\",AC199=\"Functional\",\"Low\",AC199=\"Non-Functional\",\"Low\",W199=\"No\",\"Low\",W199=\"Unknown\",\"None\",X199=\"Deficiency\",\"None\",W199=\"Yes\",\"High\",W199=\"\",\"None\")","v":"None"},0,0,0,0,{"$f":"_xlfn.CONCAT(LEFT(H199,3),\"-\")&IF(H199=\"-\",0,COUNTIF($H$4:H199,H199))","v":"-0"},{"$f":"_xlfn.IFS($H199<=0,\"-\",AS199=1,_xlfn.CONCAT(\"FUN_NONDEF\",\"-DCON_\",LEFT(AQ199,1),\"-FCON_\",LEFT(AR199,1)),AT199=1,_xlfn.CONCAT(\"FUN_DEF\",\"-DCON_\",LEFT(AQ199,1),\"-FCON_\",LEFT(AR199,1)),AU199=1,_xlfn.CONCAT(\"NONFUN_NONDEF\",\"-DCON_\",LEFT(AQ199,1),\"-FCON_\",LEFT(AR199,1)),AV199=1,_xlfn.CONCAT(\"NONFUN_DEF\",\"-DCON_\",LEFT(AQ199,1),\"-FCON_\",LEFT(AR199,1)),AS199+AT199+AU199+AV199<1,_xlfn.CONCAT(\"-\"))","v":"-"}]
[null,null,null,null,null,null,null,null,null,null,null,null,null,null,null,null,null,null,null,null,null,0,null,null,null,null,null,null,null,null,null,0,0,0,0,"Unknown",{"$f":"_xlfn.IFS(G200=\"Natural\",0,H200=\"\",0,H200=\"COASTAL-CONSTRUCTED\",0,G200=\"Constructed\",_xlfn.XLOOKUP($H200,'Data Categories'!$U$4:$U$25,'Data Categories'!$V$4:V$25))","v":0},{"$f":"_xlfn.IFS(AK200=\"\",0,AJ200=\"Unknown\",0,AK200>1,AK200-AJ200,AK200=0,0)","v":0},{"$f":"_xlfn.IFS(Y200=\"\",0,Y200>1920,_xlfn.XLOOKUP($H200,'Data Categories'!$AE$20:$AE$42,'Data Categories'!$AG$20:$AG$42,0))","v":0},{"$f":"_xlfn.IFS(Y200=\"\",0,Y200>0,(2025-Y200))","v":0},{"$f":"_xlfn.IFS(Z200=\"Non-Deficient\",\"Non-Deficient\",Z200=\"Deficient\",\"Deficient\",AB200=\"Deficient\",\"Deficient\",Z200=\"Non-Deficient\",\"Non-Deficient\",AB200=\"Non-Deficient\",\"Non-Deficient\",P200=\"\",\"None\",AL200<0,\"Deficient\",AL200>10,\"Non-Deficient\")","v":"None"},{"$f":"_xlfn.IFS(H200=\"LOW WATER CROSSING\",\"Non-Functional\",G200=\"Natural\",\"Functional\",AA200=\"Functional\",\"Functional\",AC200=\"Functional\",\"Functional\",AA200=\"Non-Functional\",\"Non-Functional\",AC200=\"Non-Functional\",\"Non-Functional\",AA200=\"Unknown\",\"Unknown\",AC200=\"Unknown\",\"Unknown\",AA200=\"\",\"None\")","v":"None"},{"$f":"_xlfn.IFS(X200=\"Functionality\",\"Low\",W200=\"No\",\"Low\",Y200>=2015,\"High\",Y200>=1920,\"Low\",W200=\"\",\"None\",W200=\"Unknown\",\"None\")","v":"None"},{"$f":"_xlfn.IFS(H200=\"LOW WATER CROSSING\",\"Unknown\",G200=\"Natural\",\"None\",AM200<AN200,\"High\",AC200=\"Functional\",\"Low\",AC200=\"Non-Functional\",\"Low\",W200=\"No\",\"Low\",W200=\"Unknown\",\"None\",X200=\"Deficiency\",\"None\",W200=\"Yes\",\"High\",W200=\"\",\"None\")","v":"None"},0,0,0,0,{"$f":"_xlfn.CONCAT(LEFT(H200,3),\"-\")&IF(H200=\"-\",0,COUNTIF($H$4:H200,H200))","v":"-0"},{"$f":"_xlfn.IFS($H200<=0,\"-\",AS200=1,_xlfn.CONCAT(\"FUN_NONDEF\",\"-DCON_\",LEFT(AQ200,1),\"-FCON_\",LEFT(AR200,1)),AT200=1,_xlfn.CONCAT(\"FUN_DEF\",\"-DCON_\",LEFT(AQ200,1),\"-FCON_\",LEFT(AR200,1)),AU200=1,_xlfn.CONCAT(\"NONFUN_NONDEF\",\"-DCON_\",LEFT(AQ200,1),\"-FCON_\",LEFT(AR200,1)),AV200=1,_xlfn.CONCAT(\"NONFUN_DEF\",\"-DCON_\",LEFT(AQ200,1),\"-FCON_\",LEFT(AR200,1)),AS200+AT200+AU200+AV200<1,_xlfn.CONCAT(\"-\"))","v":"-"}]
[null,null,null,null,null,null,null,null,null,null,null,null,null,null,null,null,null,null,null,null,null,0,null,null,null,null,null,null,null,null,null,0,0,0,0,"Unknown",{"$f":"_xlfn.IFS(G201=\"Natural\",0,H201=\"\",0,H201=\"COASTAL-CONSTRUCTED\",0,G201=\"Constructed\",_xlfn.XLOOKUP($H201,'Data Categories'!$U$4:$U$25,'Data Categories'!$V$4:V$25))","v":0},{"$f":"_xlfn.IFS(AK201=\"\",0,AJ201=\"Unknown\",0,AK201>1,AK201-AJ201,AK201=0,0)","v":0},{"$f":"_xlfn.IFS(Y201=\"\",0,Y201>1920,_xlfn.XLOOKUP($H201,'Data Categories'!$AE$20:$AE$42,'Data Categories'!$AG$20:$AG$42,0))","v":0},{"$f":"_xlfn.IFS(Y201=\"\",0,Y201>0,(2025-Y201))","v":0},{"$f":"_xlfn.IFS(Z201=\"Non-Deficient\",\"Non-Deficient\",Z201=\"Deficient\",\"Deficient\",AB201=\"Deficient\",\"Deficient\",Z201=\"Non-Deficient\",\"Non-Deficient\",AB201=\"Non-Deficient\",\"Non-Deficient\",P201=\"\",\"None\",AL201<0,\"Deficient\",AL201>10,\"Non-Deficient\")","v":"None"},{"$f":"_xlfn.IFS(H201=\"LOW WATER CROSSING\",\"Non-Functional\",G201=\"Natural\",\"Functional\",AA201=\"Functional\",\"Functional\",AC201=\"Functional\",\"Functional\",AA201=\"Non-Functional\",\"Non-Functional\",AC201=\"Non-Functional\",\"Non-Functional\",AA201=\"Unknown\",\"Unknown\",AC201=\"Unknown\",\"Unknown\",AA201=\"\",\"None\")","v":"None"},{"$f":"_xlfn.IFS(X201=\"Functionality\",\"Low\",W201=\"No\",\"Low\",Y201>=2015,\"High\",Y201>=1920,\"Low\",W201=\"\",\"None\",W201=\"Unknown\",\"None\")","v":"None"},{"$f":"_xlfn.IFS(H201=\"LOW WATER CROSSING\",\"Unknown\",G201=\"Natural\",\"None\",AM201<AN201,\"High\",AC201=\"Functional\",\"Low\",AC201=\"Non-Functional\",\"Low\",W201=\"No\",\"Low\",W201=\"Unknown\",\"None\",X201=\"Deficiency\",\"None\",W201=\"Yes\",\"High\",W201=\"\",\"None\")","v":"None"},0,0,0,0,{"$f":"_xlfn.CONCAT(LEFT(H201,3),\"-\")&IF(H201=\"-\",0,COUNTIF($H$4:H201,H201))","v":"-0"},{"$f":"_xlfn.IFS($H201<=0,\"-\",AS201=1,_xlfn.CONCAT(\"FUN_NONDEF\",\"-DCON_\",LEFT(AQ201,1),\"-FCON_\",LEFT(AR201,1)),AT201=1,_xlfn.CONCAT(\"FUN_DEF\",\"-DCON_\",LEFT(AQ201,1),\"-FCON_\",LEFT(AR201,1)),AU201=1,_xlfn.CONCAT(\"NONFUN_NONDEF\",\"-DCON_\",LEFT(AQ201,1),\"-FCON_\",LEFT(AR201,1)),AV201=1,_xlfn.CONCAT(\"NONFUN_DEF\",\"-DCON_\",LEFT(AQ201,1),\"-FCON_\",LEFT(AR201,1)),AS201+AT201+AU201+AV201<1,_xlfn.CONCAT(\"-\"))","v":"-"}]
[null,null,null,null,null,null,null,null,null,null,null,null,null,null,null,null,null,null,null,null,null,0,null,null,null,null,null,null,null,null,null,0,0,0,0,"Unknown",{"$f":"_xlfn.IFS(G202=\"Natural\",0,H202=\"\",0,H202=\"COASTAL-CONSTRUCTED\",0,G202=\"Constructed\",_xlfn.XLOOKUP($H202,'Data Categories'!$U$4:$U$25,'Data Categories'!$V$4:V$25))","v":0},{"$f":"_xlfn.IFS(AK202=\"\",0,AJ202=\"Unknown\",0,AK202>1,AK202-AJ202,AK202=0,0)","v":0},{"$f":"_xlfn.IFS(Y202=\"\",0,Y202>1920,_xlfn.XLOOKUP($H202,'Data Categories'!$AE$20:$AE$42,'Data Categories'!$AG$20:$AG$42,0))","v":0},{"$f":"_xlfn.IFS(Y202=\"\",0,Y202>0,(2025-Y202))","v":0},{"$f":"_xlfn.IFS(Z202=\"Non-Deficient\",\"Non-Deficient\",Z202=\"Deficient\",\"Deficient\",AB202=\"Deficient\",\"Deficient\",Z202=\"Non-Deficient\",\"Non-Deficient\",AB202=\"Non-Deficient\",\"Non-Deficient\",P202=\"\",\"None\",AL202<0,\"Deficient\",AL202>10,\"Non-Deficient\")","v":"None"},{"$f":"_xlfn.IFS(H202=\"LOW WATER CROSSING\",\"Non-Functional\",G202=\"Natural\",\"Functional\",AA202=\"Functional\",\"Functional\",AC202=\"Functional\",\"Functional\",AA202=\"Non-Functional\",\"Non-Functional\",AC202=\"Non-Functional\",\"Non-Functional\",AA202=\"Unknown\",\"Unknown\",AC202=\"Unknown\",\"Unknown\",AA202=\"\",\"None\")","v":"None"},{"$f":"_xlfn.IFS(X202=\"Functionality\",\"Low\",W202=\"No\",\"Low\",Y202>=2015,\"High\",Y202>=1920,\"Low\",W202=\"\",\"None\",W202=\"Unknown\",\"None\")","v":"None"},{"$f":"_xlfn.IFS(H202=\"LOW WATER CROSSING\",\"Unknown\",G202=\"Natural\",\"None\",AM202<AN202,\"High\",AC202=\"Functional\",\"Low\",AC202=\"Non-Functional\",\"Low\",W202=\"No\",\"Low\",W202=\"Unknown\",\"None\",X202=\"Deficiency\",\"None\",W202=\"Yes\",\"High\",W202=\"\",\"None\")","v":"None"},0,0,0,0,{"$f":"_xlfn.CONCAT(LEFT(H202,3),\"-\")&IF(H202=\"-\",0,COUNTIF($H$4:H202,H202))","v":"-0"},{"$f":"_xlfn.IFS($H202<=0,\"-\",AS202=1,_xlfn.CONCAT(\"FUN_NONDEF\",\"-DCON_\",LEFT(AQ202,1),\"-FCON_\",LEFT(AR202,1)),AT202=1,_xlfn.CONCAT(\"FUN_DEF\",\"-DCON_\",LEFT(AQ202,1),\"-FCON_\",LEFT(AR202,1)),AU202=1,_xlfn.CONCAT(\"NONFUN_NONDEF\",\"-DCON_\",LEFT(AQ202,1),\"-FCON_\",LEFT(AR202,1)),AV202=1,_xlfn.CONCAT(\"NONFUN_DEF\",\"-DCON_\",LEFT(AQ202,1),\"-FCON_\",LEFT(AR202,1)),AS202+AT202+AU202+AV202<1,_xlfn.CONCAT(\"-\"))","v":"-"}]
[null,null,null,null,null,null,null,null,null,null,null,null,null,null,null,null,null,null,null,null,null,0,null,null,null,null,null,null,null,null,null,0,0,0,0,"Unknown",{"$f":"_xlfn.IFS(G203=\"Natural\",0,H203=\"\",0,H203=\"COASTAL-CONSTRUCTED\",0,G203=\"Constructed\",_xlfn.XLOOKUP($H203,'Data Categories'!$U$4:$U$25,'Data Categories'!$V$4:V$25))","v":0},{"$f":"_xlfn.IFS(AK203=\"\",0,AJ203=\"Unknown\",0,AK203>1,AK203-AJ203,AK203=0,0)","v":0},{"$f":"_xlfn.IFS(Y203=\"\",0,Y203>1920,_xlfn.XLOOKUP($H203,'Data Categories'!$AE$20:$AE$42,'Data Categories'!$AG$20:$AG$42,0))","v":0},{"$f":"_xlfn.IFS(Y203=\"\",0,Y203>0,(2025-Y203))","v":0},{"$f":"_xlfn.IFS(Z203=\"Non-Deficient\",\"Non-Deficient\",Z203=\"Deficient\",\"Deficient\",AB203=\"Deficient\",\"Deficient\",Z203=\"Non-Deficient\",\"Non-Deficient\",AB203=\"Non-Deficient\",\"Non-Deficient\",P203=\"\",\"None\",AL203<0,\"Deficient\",AL203>10,\"Non-Deficient\")","v":"None"},{"$f":"_xlfn.IFS(H203=\"LOW WATER CROSSING\",\"Non-Functional\",G203=\"Natural\",\"Functional\",AA203=\"Functional\",\"Functional\",AC203=\"Functional\",\"Functional\",AA203=\"Non-Functional\",\"Non-Functional\",AC203=\"Non-Functional\",\"Non-Functional\",AA203=\"Unknown\",\"Unknown\",AC203=\"Unknown\",\"Unknown\",AA203=\"\",\"None\")","v":"None"},{"$f":"_xlfn.IFS(X203=\"Functionality\",\"Low\",W203=\"No\",\"Low\",Y203>=2015,\"High\",Y203>=1920,\"Low\",W203=\"\",\"None\",W203=\"Unknown\",\"None\")","v":"None"},{"$f":"_xlfn.IFS(H203=\"LOW WATER CROSSING\",\"Unknown\",G203=\"Natural\",\"None\",AM203<AN203,\"High\",AC203=\"Functional\",\"Low\",AC203=\"Non-Functional\",\"Low\",W203=\"No\",\"Low\",W203=\"Unknown\",\"None\",X203=\"Deficiency\",\"None\",W203=\"Yes\",\"High\",W203=\"\",\"None\")","v":"None"},0,0,0,0,{"$f":"_xlfn.CONCAT(LEFT(H203,3),\"-\")&IF(H203=\"-\",0,COUNTIF($H$4:H203,H203))","v":"-0"},{"$f":"_xlfn.IFS($H203<=0,\"-\",AS203=1,_xlfn.CONCAT(\"FUN_NONDEF\",\"-DCON_\",LEFT(AQ203,1),\"-FCON_\",LEFT(AR203,1)),AT203=1,_xlfn.CONCAT(\"FUN_DEF\",\"-DCON_\",LEFT(AQ203,1),\"-FCON_\",LEFT(AR203,1)),AU203=1,_xlfn.CONCAT(\"NONFUN_NONDEF\",\"-DCON_\",LEFT(AQ203,1),\"-FCON_\",LEFT(AR203,1)),AV203=1,_xlfn.CONCAT(\"NONFUN_DEF\",\"-DCON_\",LEFT(AQ203,1),\"-FCON_\",LEFT(AR203,1)),AS203+AT203+AU203+AV203<1,_xlfn.CONCAT(\"-\"))","v":"-"}]
[null,null,null,null,null,null,null,null,null,null,null,null,null,null,null,null,null,null,null,null,null,0,null,null,null,null,null,null,null,null,null,0,0,0,0,"Unknown",{"$f":"_xlfn.IFS(G204=\"Natural\",0,H204=\"\",0,H204=\"COASTAL-CONSTRUCTED\",0,G204=\"Constructed\",_xlfn.XLOOKUP($H204,'Data Categories'!$U$4:$U$25,'Data Categories'!$V$4:V$25))","v":0},{"$f":"_xlfn.IFS(AK204=\"\",0,AJ204=\"Unknown\",0,AK204>1,AK204-AJ204,AK204=0,0)","v":0},{"$f":"_xlfn.IFS(Y204=\"\",0,Y204>1920,_xlfn.XLOOKUP($H204,'Data Categories'!$AE$20:$AE$42,'Data Categories'!$AG$20:$AG$42,0))","v":0},{"$f":"_xlfn.IFS(Y204=\"\",0,Y204>0,(2025-Y204))","v":0},{"$f":"_xlfn.IFS(Z204=\"Non-Deficient\",\"Non-Deficient\",Z204=\"Deficient\",\"Deficient\",AB204=\"Deficient\",\"Deficient\",Z204=\"Non-Deficient\",\"Non-Deficient\",AB204=\"Non-Deficient\",\"Non-Deficient\",P204=\"\",\"None\",AL204<0,\"Deficient\",AL204>10,\"Non-Deficient\")","v":"None"},{"$f":"_xlfn.IFS(H204=\"LOW WATER CROSSING\",\"Non-Functional\",G204=\"Natural\",\"Functional\",AA204=\"Functional\",\"Functional\",AC204=\"Functional\",\"Functional\",AA204=\"Non-Functional\",\"Non-Functional\",AC204=\"Non-Functional\",\"Non-Functional\",AA204=\"Unknown\",\"Unknown\",AC204=\"Unknown\",\"Unknown\",AA204=\"\",\"None\")","v":"None"},{"$f":"_xlfn.IFS(X204=\"Functionality\",\"Low\",W204=\"No\",\"Low\",Y204>=2015,\"High\",Y204>=1920,\"Low\",W204=\"\",\"None\",W204=\"Unknown\",\"None\")","v":"None"},{"$f":"_xlfn.IFS(H204=\"LOW WATER CROSSING\",\"Unknown\",G204=\"Natural\",\"None\",AM204<AN204,\"High\",AC204=\"Functional\",\"Low\",AC204=\"Non-Functional\",\"Low\",W204=\"No\",\"Low\",W204=\"Unknown\",\"None\",X204=\"Deficiency\",\"None\",W204=\"Yes\",\"High\",W204=\"\",\"None\")","v":"None"},0,0,0,0,{"$f":"_xlfn.CONCAT(LEFT(H204,3),\"-\")&IF(H204=\"-\",0,COUNTIF($H$4:H204,H204))","v":"-0"},{"$f":"_xlfn.IFS($H204<=0,\"-\",AS204=1,_xlfn.CONCAT(\"FUN_NONDEF\",\"-DCON_\",LEFT(AQ204,1),\"-FCON_\",LEFT(AR204,1)),AT204=1,_xlfn.CONCAT(\"FUN_DEF\",\"-DCON_\",LEFT(AQ204,1),\"-FCON_\",LEFT(AR204,1)),AU204=1,_xlfn.CONCAT(\"NONFUN_NONDEF\",\"-DCON_\",LEFT(AQ204,1),\"-FCON_\",LEFT(AR204,1)),AV204=1,_xlfn.CONCAT(\"NONFUN_DEF\",\"-DCON_\",LEFT(AQ204,1),\"-FCON_\",LEFT(AR204,1)),AS204+AT204+AU204+AV204<1,_xlfn.CONCAT(\"-\"))","v":"-"}]
[null,null,null,null,null,null,null,null,null,null,null,null,null,null,null,null,null,null,null,null,null,0,null,null,null,null,null,null,null,null,null,0,0,0,0,"Unknown",{"$f":"_xlfn.IFS(G205=\"Natural\",0,H205=\"\",0,H205=\"COASTAL-CONSTRUCTED\",0,G205=\"Constructed\",_xlfn.XLOOKUP($H205,'Data Categories'!$U$4:$U$25,'Data Categories'!$V$4:V$25))","v":0},{"$f":"_xlfn.IFS(AK205=\"\",0,AJ205=\"Unknown\",0,AK205>1,AK205-AJ205,AK205=0,0)","v":0},{"$f":"_xlfn.IFS(Y205=\"\",0,Y205>1920,_xlfn.XLOOKUP($H205,'Data Categories'!$AE$20:$AE$42,'Data Categories'!$AG$20:$AG$42,0))","v":0},{"$f":"_xlfn.IFS(Y205=\"\",0,Y205>0,(2025-Y205))","v":0},{"$f":"_xlfn.IFS(Z205=\"Non-Deficient\",\"Non-Deficient\",Z205=\"Deficient\",\"Deficient\",AB205=\"Deficient\",\"Deficient\",Z205=\"Non-Deficient\",\"Non-Deficient\",AB205=\"Non-Deficient\",\"Non-Deficient\",P205=\"\",\"None\",AL205<0,\"Deficient\",AL205>10,\"Non-Deficient\")","v":"None"},{"$f":"_xlfn.IFS(H205=\"LOW WATER CROSSING\",\"Non-Functional\",G205=\"Natural\",\"Functional\",AA205=\"Functional\",\"Functional\",AC205=\"Functional\",\"Functional\",AA205=\"Non-Functional\",\"Non-Functional\",AC205=\"Non-Functional\",\"Non-Functional\",AA205=\"Unknown\",\"Unknown\",AC205=\"Unknown\",\"Unknown\",AA205=\"\",\"None\")","v":"None"},{"$f":"_xlfn.IFS(X205=\"Functionality\",\"Low\",W205=\"No\",\"Low\",Y205>=2015,\"High\",Y205>=1920,\"Low\",W205=\"\",\"None\",W205=\"Unknown\",\"None\")","v":"None"},{"$f":"_xlfn.IFS(H205=\"LOW WATER CROSSING\",\"Unknown\",G205=\"Natural\",\"None\",AM205<AN205,\"High\",AC205=\"Functional\",\"Low\",AC205=\"Non-Functional\",\"Low\",W205=\"No\",\"Low\",W205=\"Unknown\",\"None\",X205=\"Deficiency\",\"None\",W205=\"Yes\",\"High\",W205=\"\",\"None\")","v":"None"},0,0,0,0,{"$f":"_xlfn.CONCAT(LEFT(H205,3),\"-\")&IF(H205=\"-\",0,COUNTIF($H$4:H205,H205))","v":"-0"},{"$f":"_xlfn.IFS($H205<=0,\"-\",AS205=1,_xlfn.CONCAT(\"FUN_NONDEF\",\"-DCON_\",LEFT(AQ205,1),\"-FCON_\",LEFT(AR205,1)),AT205=1,_xlfn.CONCAT(\"FUN_DEF\",\"-DCON_\",LEFT(AQ205,1),\"-FCON_\",LEFT(AR205,1)),AU205=1,_xlfn.CONCAT(\"NONFUN_NONDEF\",\"-DCON_\",LEFT(AQ205,1),\"-FCON_\",LEFT(AR205,1)),AV205=1,_xlfn.CONCAT(\"NONFUN_DEF\",\"-DCON_\",LEFT(AQ205,1),\"-FCON_\",LEFT(AR205,1)),AS205+AT205+AU205+AV205<1,_xlfn.CONCAT(\"-\"))","v":"-"}]
[null,null,null,null,null,null,null,null,null,null,null,null,null,null,null,null,null,null,null,null,null,0,null,null,null,null,null,null,null,null,null,0,0,0,0,"Unknown",{"$f":"_xlfn.IFS(G206=\"Natural\",0,H206=\"\",0,H206=\"COASTAL-CONSTRUCTED\",0,G206=\"Constructed\",_xlfn.XLOOKUP($H206,'Data Categories'!$U$4:$U$25,'Data Categories'!$V$4:V$25))","v":0},{"$f":"_xlfn.IFS(AK206=\"\",0,AJ206=\"Unknown\",0,AK206>1,AK206-AJ206,AK206=0,0)","v":0},{"$f":"_xlfn.IFS(Y206=\"\",0,Y206>1920,_xlfn.XLOOKUP($H206,'Data Categories'!$AE$20:$AE$42,'Data Categories'!$AG$20:$AG$42,0))","v":0},{"$f":"_xlfn.IFS(Y206=\"\",0,Y206>0,(2025-Y206))","v":0},{"$f":"_xlfn.IFS(Z206=\"Non-Deficient\",\"Non-Deficient\",Z206=\"Deficient\",\"Deficient\",AB206=\"Deficient\",\"Deficient\",Z206=\"Non-Deficient\",\"Non-Deficient\",AB206=\"Non-Deficient\",\"Non-Deficient\",P206=\"\",\"None\",AL206<0,\"Deficient\",AL206>10,\"Non-Deficient\")","v":"None"},{"$f":"_xlfn.IFS(H206=\"LOW WATER CROSSING\",\"Non-Functional\",G206=\"Natural\",\"Functional\",AA206=\"Functional\",\"Functional\",AC206=\"Functional\",\"Functional\",AA206=\"Non-Functional\",\"Non-Functional\",AC206=\"Non-Functional\",\"Non-Functional\",AA206=\"Unknown\",\"Unknown\",AC206=\"Unknown\",\"Unknown\",AA206=\"\",\"None\")","v":"None"},{"$f":"_xlfn.IFS(X206=\"Functionality\",\"Low\",W206=\"No\",\"Low\",Y206>=2015,\"High\",Y206>=1920,\"Low\",W206=\"\",\"None\",W206=\"Unknown\",\"None\")","v":"None"},{"$f":"_xlfn.IFS(H206=\"LOW WATER CROSSING\",\"Unknown\",G206=\"Natural\",\"None\",AM206<AN206,\"High\",AC206=\"Functional\",\"Low\",AC206=\"Non-Functional\",\"Low\",W206=\"No\",\"Low\",W206=\"Unknown\",\"None\",X206=\"Deficiency\",\"None\",W206=\"Yes\",\"High\",W206=\"\",\"None\")","v":"None"},0,0,0,0,{"$f":"_xlfn.CONCAT(LEFT(H206,3),\"-\")&IF(H206=\"-\",0,COUNTIF($H$4:H206,H206))","v":"-0"},{"$f":"_xlfn.IFS($H206<=0,\"-\",AS206=1,_xlfn.CONCAT(\"FUN_NONDEF\",\"-DCON_\",LEFT(AQ206,1),\"-FCON_\",LEFT(AR206,1)),AT206=1,_xlfn.CONCAT(\"FUN_DEF\",\"-DCON_\",LEFT(AQ206,1),\"-FCON_\",LEFT(AR206,1)),AU206=1,_xlfn.CONCAT(\"NONFUN_NONDEF\",\"-DCON_\",LEFT(AQ206,1),\"-FCON_\",LEFT(AR206,1)),AV206=1,_xlfn.CONCAT(\"NONFUN_DEF\",\"-DCON_\",LEFT(AQ206,1),\"-FCON_\",LEFT(AR206,1)),AS206+AT206+AU206+AV206<1,_xlfn.CONCAT(\"-\"))","v":"-"}]
[null,null,null,null,null,null,null,null,null,null,null,null,null,null,null,null,null,null,null,null,null,0,null,null,null,null,null,null,null,null,null,0,0,0,0,"Unknown",{"$f":"_xlfn.IFS(G207=\"Natural\",0,H207=\"\",0,H207=\"COASTAL-CONSTRUCTED\",0,G207=\"Constructed\",_xlfn.XLOOKUP($H207,'Data Categories'!$U$4:$U$25,'Data Categories'!$V$4:V$25))","v":0},{"$f":"_xlfn.IFS(AK207=\"\",0,AJ207=\"Unknown\",0,AK207>1,AK207-AJ207,AK207=0,0)","v":0},{"$f":"_xlfn.IFS(Y207=\"\",0,Y207>1920,_xlfn.XLOOKUP($H207,'Data Categories'!$AE$20:$AE$42,'Data Categories'!$AG$20:$AG$42,0))","v":0},{"$f":"_xlfn.IFS(Y207=\"\",0,Y207>0,(2025-Y207))","v":0},{"$f":"_xlfn.IFS(Z207=\"Non-Deficient\",\"Non-Deficient\",Z207=\"Deficient\",\"Deficient\",AB207=\"Deficient\",\"Deficient\",Z207=\"Non-Deficient\",\"Non-Deficient\",AB207=\"Non-Deficient\",\"Non-Deficient\",P207=\"\",\"None\",AL207<0,\"Deficient\",AL207>10,\"Non-Deficient\")","v":"None"},{"$f":"_xlfn.IFS(H207=\"LOW WATER CROSSING\",\"Non-Functional\",G207=\"Natural\",\"Functional\",AA207=\"Functional\",\"Functional\",AC207=\"Functional\",\"Functional\",AA207=\"Non-Functional\",\"Non-Functional\",AC207=\"Non-Functional\",\"Non-Functional\",AA207=\"Unknown\",\"Unknown\",AC207=\"Unknown\",\"Unknown\",AA207=\"\",\"None\")","v":"None"},{"$f":"_xlfn.IFS(X207=\"Functionality\",\"Low\",W207=\"No\",\"Low\",Y207>=2015,\"High\",Y207>=1920,\"Low\",W207=\"\",\"None\",W207=\"Unknown\",\"None\")","v":"None"},{"$f":"_xlfn.IFS(H207=\"LOW WATER CROSSING\",\"Unknown\",G207=\"Natural\",\"None\",AM207<AN207,\"High\",AC207=\"Functional\",\"Low\",AC207=\"Non-Functional\",\"Low\",W207=\"No\",\"Low\",W207=\"Unknown\",\"None\",X207=\"Deficiency\",\"None\",W207=\"Yes\",\"High\",W207=\"\",\"None\")","v":"None"},0,0,0,0,{"$f":"_xlfn.CONCAT(LEFT(H207,3),\"-\")&IF(H207=\"-\",0,COUNTIF($H$4:H207,H207))","v":"-0"},{"$f":"_xlfn.IFS($H207<=0,\"-\",AS207=1,_xlfn.CONCAT(\"FUN_NONDEF\",\"-DCON_\",LEFT(AQ207,1),\"-FCON_\",LEFT(AR207,1)),AT207=1,_xlfn.CONCAT(\"FUN_DEF\",\"-DCON_\",LEFT(AQ207,1),\"-FCON_\",LEFT(AR207,1)),AU207=1,_xlfn.CONCAT(\"NONFUN_NONDEF\",\"-DCON_\",LEFT(AQ207,1),\"-FCON_\",LEFT(AR207,1)),AV207=1,_xlfn.CONCAT(\"NONFUN_DEF\",\"-DCON_\",LEFT(AQ207,1),\"-FCON_\",LEFT(AR207,1)),AS207+AT207+AU207+AV207<1,_xlfn.CONCAT(\"-\"))","v":"-"}]
[null,null,null,null,null,null,null,null,null,null,null,null,null,null,null,null,null,null,null,null,null,0,null,null,null,null,null,null,null,null,null,0,0,0,0,"Unknown",{"$f":"_xlfn.IFS(G208=\"Natural\",0,H208=\"\",0,H208=\"COASTAL-CONSTRUCTED\",0,G208=\"Constructed\",_xlfn.XLOOKUP($H208,'Data Categories'!$U$4:$U$25,'Data Categories'!$V$4:V$25))","v":0},{"$f":"_xlfn.IFS(AK208=\"\",0,AJ208=\"Unknown\",0,AK208>1,AK208-AJ208,AK208=0,0)","v":0},{"$f":"_xlfn.IFS(Y208=\"\",0,Y208>1920,_xlfn.XLOOKUP($H208,'Data Categories'!$AE$20:$AE$42,'Data Categories'!$AG$20:$AG$42,0))","v":0},{"$f":"_xlfn.IFS(Y208=\"\",0,Y208>0,(2025-Y208))","v":0},{"$f":"_xlfn.IFS(Z208=\"Non-Deficient\",\"Non-Deficient\",Z208=\"Deficient\",\"Deficient\",AB208=\"Deficient\",\"Deficient\",Z208=\"Non-Deficient\",\"Non-Deficient\",AB208=\"Non-Deficient\",\"Non-Deficient\",P208=\"\",\"None\",AL208<0,\"Deficient\",AL208>10,\"Non-Deficient\")","v":"None"},{"$f":"_xlfn.IFS(H208=\"LOW WATER CROSSING\",\"Non-Functional\",G208=\"Natural\",\"Functional\",AA208=\"Functional\",\"Functional\",AC208=\"Functional\",\"Functional\",AA208=\"Non-Functional\",\"Non-Functional\",AC208=\"Non-Functional\",\"Non-Functional\",AA208=\"Unknown\",\"Unknown\",AC208=\"Unknown\",\"Unknown\",AA208=\"\",\"None\")","v":"None"},{"$f":"_xlfn.IFS(X208=\"Functionality\",\"Low\",W208=\"No\",\"Low\",Y208>=2015,\"High\",Y208>=1920,\"Low\",W208=\"\",\"None\",W208=\"Unknown\",\"None\")","v":"None"},{"$f":"_xlfn.IFS(H208=\"LOW WATER CROSSING\",\"Unknown\",G208=\"Natural\",\"None\",AM208<AN208,\"High\",AC208=\"Functional\",\"Low\",AC208=\"Non-Functional\",\"Low\",W208=\"No\",\"Low\",W208=\"Unknown\",\"None\",X208=\"Deficiency\",\"None\",W208=\"Yes\",\"High\",W208=\"\",\"None\")","v":"None"},0,0,0,0,{"$f":"_xlfn.CONCAT(LEFT(H208,3),\"-\")&IF(H208=\"-\",0,COUNTIF($H$4:H208,H208))","v":"-0"},{"$f":"_xlfn.IFS($H208<=0,\"-\",AS208=1,_xlfn.CONCAT(\"FUN_NONDEF\",\"-DCON_\",LEFT(AQ208,1),\"-FCON_\",LEFT(AR208,1)),AT208=1,_xlfn.CONCAT(\"FUN_DEF\",\"-DCON_\",LEFT(AQ208,1),\"-FCON_\",LEFT(AR208,1)),AU208=1,_xlfn.CONCAT(\"NONFUN_NONDEF\",\"-DCON_\",LEFT(AQ208,1),\"-FCON_\",LEFT(AR208,1)),AV208=1,_xlfn.CONCAT(\"NONFUN_DEF\",\"-DCON_\",LEFT(AQ208,1),\"-FCON_\",LEFT(AR208,1)),AS208+AT208+AU208+AV208<1,_xlfn.CONCAT(\"-\"))","v":"-"}]
[null,null,null,null,null,null,null,null,null,null,null,null,null,null,null,null,null,null,null,null,null,0,null,null,null,null,null,null,null,null,null,0,0,0,0,"Unknown",{"$f":"_xlfn.IFS(G209=\"Natural\",0,H209=\"\",0,H209=\"COASTAL-CONSTRUCTED\",0,G209=\"Constructed\",_xlfn.XLOOKUP($H209,'Data Categories'!$U$4:$U$25,'Data Categories'!$V$4:V$25))","v":0},{"$f":"_xlfn.IFS(AK209=\"\",0,AJ209=\"Unknown\",0,AK209>1,AK209-AJ209,AK209=0,0)","v":0},{"$f":"_xlfn.IFS(Y209=\"\",0,Y209>1920,_xlfn.XLOOKUP($H209,'Data Categories'!$AE$20:$AE$42,'Data Categories'!$AG$20:$AG$42,0))","v":0},{"$f":"_xlfn.IFS(Y209=\"\",0,Y209>0,(2025-Y209))","v":0},{"$f":"_xlfn.IFS(Z209=\"Non-Deficient\",\"Non-Deficient\",Z209=\"Deficient\",\"Deficient\",AB209=\"Deficient\",\"Deficient\",Z209=\"Non-Deficient\",\"Non-Deficient\",AB209=\"Non-Deficient\",\"Non-Deficient\",P209=\"\",\"None\",AL209<0,\"Deficient\",AL209>10,\"Non-Deficient\")","v":"None"},{"$f":"_xlfn.IFS(H209=\"LOW WATER CROSSING\",\"Non-Functional\",G209=\"Natural\",\"Functional\",AA209=\"Functional\",\"Functional\",AC209=\"Functional\",\"Functional\",AA209=\"Non-Functional\",\"Non-Functional\",AC209=\"Non-Functional\",\"Non-Functional\",AA209=\"Unknown\",\"Unknown\",AC209=\"Unknown\",\"Unknown\",AA209=\"\",\"None\")","v":"None"},{"$f":"_xlfn.IFS(X209=\"Functionality\",\"Low\",W209=\"No\",\"Low\",Y209>=2015,\"High\",Y209>=1920,\"Low\",W209=\"\",\"None\",W209=\"Unknown\",\"None\")","v":"None"},{"$f":"_xlfn.IFS(H209=\"LOW WATER CROSSING\",\"Unknown\",G209=\"Natural\",\"None\",AM209<AN209,\"High\",AC209=\"Functional\",\"Low\",AC209=\"Non-Functional\",\"Low\",W209=\"No\",\"Low\",W209=\"Unknown\",\"None\",X209=\"Deficiency\",\"None\",W209=\"Yes\",\"High\",W209=\"\",\"None\")","v":"None"},0,0,0,0,{"$f":"_xlfn.CONCAT(LEFT(H209,3),\"-\")&IF(H209=\"-\",0,COUNTIF($H$4:H209,H209))","v":"-0"},{"$f":"_xlfn.IFS($H209<=0,\"-\",AS209=1,_xlfn.CONCAT(\"FUN_NONDEF\",\"-DCON_\",LEFT(AQ209,1),\"-FCON_\",LEFT(AR209,1)),AT209=1,_xlfn.CONCAT(\"FUN_DEF\",\"-DCON_\",LEFT(AQ209,1),\"-FCON_\",LEFT(AR209,1)),AU209=1,_xlfn.CONCAT(\"NONFUN_NONDEF\",\"-DCON_\",LEFT(AQ209,1),\"-FCON_\",LEFT(AR209,1)),AV209=1,_xlfn.CONCAT(\"NONFUN_DEF\",\"-DCON_\",LEFT(AQ209,1),\"-FCON_\",LEFT(AR209,1)),AS209+AT209+AU209+AV209<1,_xlfn.CONCAT(\"-\"))","v":"-"}]
[null,null,null,null,null,null,null,null,null,null,null,null,null,null,null,null,null,null,null,null,null,0,null,null,null,null,null,null,null,null,null,0,0,0,0,"Unknown",{"$f":"_xlfn.IFS(G210=\"Natural\",0,H210=\"\",0,H210=\"COASTAL-CONSTRUCTED\",0,G210=\"Constructed\",_xlfn.XLOOKUP($H210,'Data Categories'!$U$4:$U$25,'Data Categories'!$V$4:V$25))","v":0},{"$f":"_xlfn.IFS(AK210=\"\",0,AJ210=\"Unknown\",0,AK210>1,AK210-AJ210,AK210=0,0)","v":0},{"$f":"_xlfn.IFS(Y210=\"\",0,Y210>1920,_xlfn.XLOOKUP($H210,'Data Categories'!$AE$20:$AE$42,'Data Categories'!$AG$20:$AG$42,0))","v":0},{"$f":"_xlfn.IFS(Y210=\"\",0,Y210>0,(2025-Y210))","v":0},{"$f":"_xlfn.IFS(Z210=\"Non-Deficient\",\"Non-Deficient\",Z210=\"Deficient\",\"Deficient\",AB210=\"Deficient\",\"Deficient\",Z210=\"Non-Deficient\",\"Non-Deficient\",AB210=\"Non-Deficient\",\"Non-Deficient\",P210=\"\",\"None\",AL210<0,\"Deficient\",AL210>10,\"Non-Deficient\")","v":"None"},{"$f":"_xlfn.IFS(H210=\"LOW WATER CROSSING\",\"Non-Functional\",G210=\"Natural\",\"Functional\",AA210=\"Functional\",\"Functional\",AC210=\"Functional\",\"Functional\",AA210=\"Non-Functional\",\"Non-Functional\",AC210=\"Non-Functional\",\"Non-Functional\",AA210=\"Unknown\",\"Unknown\",AC210=\"Unknown\",\"Unknown\",AA210=\"\",\"None\")","v":"None"},{"$f":"_xlfn.IFS(X210=\"Functionality\",\"Low\",W210=\"No\",\"Low\",Y210>=2015,\"High\",Y210>=1920,\"Low\",W210=\"\",\"None\",W210=\"Unknown\",\"None\")","v":"None"},{"$f":"_xlfn.IFS(H210=\"LOW WATER CROSSING\",\"Unknown\",G210=\"Natural\",\"None\",AM210<AN210,\"High\",AC210=\"Functional\",\"Low\",AC210=\"Non-Functional\",\"Low\",W210=\"No\",\"Low\",W210=\"Unknown\",\"None\",X210=\"Deficiency\",\"None\",W210=\"Yes\",\"High\",W210=\"\",\"None\")","v":"None"},0,0,0,0,{"$f":"_xlfn.CONCAT(LEFT(H210,3),\"-\")&IF(H210=\"-\",0,COUNTIF($H$4:H210,H210))","v":"-0"},{"$f":"_xlfn.IFS($H210<=0,\"-\",AS210=1,_xlfn.CONCAT(\"FUN_NONDEF\",\"-DCON_\",LEFT(AQ210,1),\"-FCON_\",LEFT(AR210,1)),AT210=1,_xlfn.CONCAT(\"FUN_DEF\",\"-DCON_\",LEFT(AQ210,1),\"-FCON_\",LEFT(AR210,1)),AU210=1,_xlfn.CONCAT(\"NONFUN_NONDEF\",\"-DCON_\",LEFT(AQ210,1),\"-FCON_\",LEFT(AR210,1)),AV210=1,_xlfn.CONCAT(\"NONFUN_DEF\",\"-DCON_\",LEFT(AQ210,1),\"-FCON_\",LEFT(AR210,1)),AS210+AT210+AU210+AV210<1,_xlfn.CONCAT(\"-\"))","v":"-"}]
[null,null,null,null,null,null,null,null,null,null,null,null,null,null,null,null,null,null,null,null,null,0,null,null,null,null,null,null,null,null,null,0,0,0,0,"Unknown",{"$f":"_xlfn.IFS(G211=\"Natural\",0,H211=\"\",0,H211=\"COASTAL-CONSTRUCTED\",0,G211=\"Constructed\",_xlfn.XLOOKUP($H211,'Data Categories'!$U$4:$U$25,'Data Categories'!$V$4:V$25))","v":0},{"$f":"_xlfn.IFS(AK211=\"\",0,AJ211=\"Unknown\",0,AK211>1,AK211-AJ211,AK211=0,0)","v":0},{"$f":"_xlfn.IFS(Y211=\"\",0,Y211>1920,_xlfn.XLOOKUP($H211,'Data Categories'!$AE$20:$AE$42,'Data Categories'!$AG$20:$AG$42,0))","v":0},{"$f":"_xlfn.IFS(Y211=\"\",0,Y211>0,(2025-Y211))","v":0},{"$f":"_xlfn.IFS(Z211=\"Non-Deficient\",\"Non-Deficient\",Z211=\"Deficient\",\"Deficient\",AB211=\"Deficient\",\"Deficient\",Z211=\"Non-Deficient\",\"Non-Deficient\",AB211=\"Non-Deficient\",\"Non-Deficient\",P211=\"\",\"None\",AL211<0,\"Deficient\",AL211>10,\"Non-Deficient\")","v":"None"},{"$f":"_xlfn.IFS(H211=\"LOW WATER CROSSING\",\"Non-Functional\",G211=\"Natural\",\"Functional\",AA211=\"Functional\",\"Functional\",AC211=\"Functional\",\"Functional\",AA211=\"Non-Functional\",\"Non-Functional\",AC211=\"Non-Functional\",\"Non-Functional\",AA211=\"Unknown\",\"Unknown\",AC211=\"Unknown\",\"Unknown\",AA211=\"\",\"None\")","v":"None"},{"$f":"_xlfn.IFS(X211=\"Functionality\",\"Low\",W211=\"No\",\"Low\",Y211>=2015,\"High\",Y211>=1920,\"Low\",W211=\"\",\"None\",W211=\"Unknown\",\"None\")","v":"None"},{"$f":"_xlfn.IFS(H211=\"LOW WATER CROSSING\",\"Unknown\",G211=\"Natural\",\"None\",AM211<AN211,\"High\",AC211=\"Functional\",\"Low\",AC211=\"Non-Functional\",\"Low\",W211=\"No\",\"Low\",W211=\"Unknown\",\"None\",X211=\"Deficiency\",\"None\",W211=\"Yes\",\"High\",W211=\"\",\"None\")","v":"None"},0,0,0,0,{"$f":"_xlfn.CONCAT(LEFT(H211,3),\"-\")&IF(H211=\"-\",0,COUNTIF($H$4:H211,H211))","v":"-0"},{"$f":"_xlfn.IFS($H211<=0,\"-\",AS211=1,_xlfn.CONCAT(\"FUN_NONDEF\",\"-DCON_\",LEFT(AQ211,1),\"-FCON_\",LEFT(AR211,1)),AT211=1,_xlfn.CONCAT(\"FUN_DEF\",\"-DCON_\",LEFT(AQ211,1),\"-FCON_\",LEFT(AR211,1)),AU211=1,_xlfn.CONCAT(\"NONFUN_NONDEF\",\"-DCON_\",LEFT(AQ211,1),\"-FCON_\",LEFT(AR211,1)),AV211=1,_xlfn.CONCAT(\"NONFUN_DEF\",\"-DCON_\",LEFT(AQ211,1),\"-FCON_\",LEFT(AR211,1)),AS211+AT211+AU211+AV211<1,_xlfn.CONCAT(\"-\"))","v":"-"}]
[null,null,null,null,null,null,null,null,null,null,null,null,null,null,null,null,null,null,null,null,null,0,null,null,null,null,null,null,null,null,null,0,0,0,0,"Unknown",{"$f":"_xlfn.IFS(G212=\"Natural\",0,H212=\"\",0,H212=\"COASTAL-CONSTRUCTED\",0,G212=\"Constructed\",_xlfn.XLOOKUP($H212,'Data Categories'!$U$4:$U$25,'Data Categories'!$V$4:V$25))","v":0},{"$f":"_xlfn.IFS(AK212=\"\",0,AJ212=\"Unknown\",0,AK212>1,AK212-AJ212,AK212=0,0)","v":0},{"$f":"_xlfn.IFS(Y212=\"\",0,Y212>1920,_xlfn.XLOOKUP($H212,'Data Categories'!$AE$20:$AE$42,'Data Categories'!$AG$20:$AG$42,0))","v":0},{"$f":"_xlfn.IFS(Y212=\"\",0,Y212>0,(2025-Y212))","v":0},{"$f":"_xlfn.IFS(Z212=\"Non-Deficient\",\"Non-Deficient\",Z212=\"Deficient\",\"Deficient\",AB212=\"Deficient\",\"Deficient\",Z212=\"Non-Deficient\",\"Non-Deficient\",AB212=\"Non-Deficient\",\"Non-Deficient\",P212=\"\",\"None\",AL212<0,\"Deficient\",AL212>10,\"Non-Deficient\")","v":"None"},{"$f":"_xlfn.IFS(H212=\"LOW WATER CROSSING\",\"Non-Functional\",G212=\"Natural\",\"Functional\",AA212=\"Functional\",\"Functional\",AC212=\"Functional\",\"Functional\",AA212=\"Non-Functional\",\"Non-Functional\",AC212=\"Non-Functional\",\"Non-Functional\",AA212=\"Unknown\",\"Unknown\",AC212=\"Unknown\",\"Unknown\",AA212=\"\",\"None\")","v":"None"},{"$f":"_xlfn.IFS(X212=\"Functionality\",\"Low\",W212=\"No\",\"Low\",Y212>=2015,\"High\",Y212>=1920,\"Low\",W212=\"\",\"None\",W212=\"Unknown\",\"None\")","v":"None"},{"$f":"_xlfn.IFS(H212=\"LOW WATER CROSSING\",\"Unknown\",G212=\"Natural\",\"None\",AM212<AN212,\"High\",AC212=\"Functional\",\"Low\",AC212=\"Non-Functional\",\"Low\",W212=\"No\",\"Low\",W212=\"Unknown\",\"None\",X212=\"Deficiency\",\"None\",W212=\"Yes\",\"High\",W212=\"\",\"None\")","v":"None"},0,0,0,0,{"$f":"_xlfn.CONCAT(LEFT(H212,3),\"-\")&IF(H212=\"-\",0,COUNTIF($H$4:H212,H212))","v":"-0"},{"$f":"_xlfn.IFS($H212<=0,\"-\",AS212=1,_xlfn.CONCAT(\"FUN_NONDEF\",\"-DCON_\",LEFT(AQ212,1),\"-FCON_\",LEFT(AR212,1)),AT212=1,_xlfn.CONCAT(\"FUN_DEF\",\"-DCON_\",LEFT(AQ212,1),\"-FCON_\",LEFT(AR212,1)),AU212=1,_xlfn.CONCAT(\"NONFUN_NONDEF\",\"-DCON_\",LEFT(AQ212,1),\"-FCON_\",LEFT(AR212,1)),AV212=1,_xlfn.CONCAT(\"NONFUN_DEF\",\"-DCON_\",LEFT(AQ212,1),\"-FCON_\",LEFT(AR212,1)),AS212+AT212+AU212+AV212<1,_xlfn.CONCAT(\"-\"))","v":"-"}]
[null,null,null,null,null,null,null,null,null,null,null,null,null,null,null,null,null,null,null,null,null,0,null,null,null,null,null,null,null,null,null,0,0,0,0,"Unknown",{"$f":"_xlfn.IFS(G213=\"Natural\",0,H213=\"\",0,H213=\"COASTAL-CONSTRUCTED\",0,G213=\"Constructed\",_xlfn.XLOOKUP($H213,'Data Categories'!$U$4:$U$25,'Data Categories'!$V$4:V$25))","v":0},{"$f":"_xlfn.IFS(AK213=\"\",0,AJ213=\"Unknown\",0,AK213>1,AK213-AJ213,AK213=0,0)","v":0},{"$f":"_xlfn.IFS(Y213=\"\",0,Y213>1920,_xlfn.XLOOKUP($H213,'Data Categories'!$AE$20:$AE$42,'Data Categories'!$AG$20:$AG$42,0))","v":0},{"$f":"_xlfn.IFS(Y213=\"\",0,Y213>0,(2025-Y213))","v":0},{"$f":"_xlfn.IFS(Z213=\"Non-Deficient\",\"Non-Deficient\",Z213=\"Deficient\",\"Deficient\",AB213=\"Deficient\",\"Deficient\",Z213=\"Non-Deficient\",\"Non-Deficient\",AB213=\"Non-Deficient\",\"Non-Deficient\",P213=\"\",\"None\",AL213<0,\"Deficient\",AL213>10,\"Non-Deficient\")","v":"None"},{"$f":"_xlfn.IFS(H213=\"LOW WATER CROSSING\",\"Non-Functional\",G213=\"Natural\",\"Functional\",AA213=\"Functional\",\"Functional\",AC213=\"Functional\",\"Functional\",AA213=\"Non-Functional\",\"Non-Functional\",AC213=\"Non-Functional\",\"Non-Functional\",AA213=\"Unknown\",\"Unknown\",AC213=\"Unknown\",\"Unknown\",AA213=\"\",\"None\")","v":"None"},{"$f":"_xlfn.IFS(X213=\"Functionality\",\"Low\",W213=\"No\",\"Low\",Y213>=2015,\"High\",Y213>=1920,\"Low\",W213=\"\",\"None\",W213=\"Unknown\",\"None\")","v":"None"},{"$f":"_xlfn.IFS(H213=\"LOW WATER CROSSING\",\"Unknown\",G213=\"Natural\",\"None\",AM213<AN213,\"High\",AC213=\"Functional\",\"Low\",AC213=\"Non-Functional\",\"Low\",W213=\"No\",\"Low\",W213=\"Unknown\",\"None\",X213=\"Deficiency\",\"None\",W213=\"Yes\",\"High\",W213=\"\",\"None\")","v":"None"},0,0,0,0,{"$f":"_xlfn.CONCAT(LEFT(H213,3),\"-\")&IF(H213=\"-\",0,COUNTIF($H$4:H213,H213))","v":"-0"},{"$f":"_xlfn.IFS($H213<=0,\"-\",AS213=1,_xlfn.CONCAT(\"FUN_NONDEF\",\"-DCON_\",LEFT(AQ213,1),\"-FCON_\",LEFT(AR213,1)),AT213=1,_xlfn.CONCAT(\"FUN_DEF\",\"-DCON_\",LEFT(AQ213,1),\"-FCON_\",LEFT(AR213,1)),AU213=1,_xlfn.CONCAT(\"NONFUN_NONDEF\",\"-DCON_\",LEFT(AQ213,1),\"-FCON_\",LEFT(AR213,1)),AV213=1,_xlfn.CONCAT(\"NONFUN_DEF\",\"-DCON_\",LEFT(AQ213,1),\"-FCON_\",LEFT(AR213,1)),AS213+AT213+AU213+AV213<1,_xlfn.CONCAT(\"-\"))","v":"-"}]
[null,null,null,null,null,null,null,null,null,null,null,null,null,null,null,null,null,null,null,null,null,0,null,null,null,null,null,null,null,null,null,0,0,0,0,"Unknown",{"$f":"_xlfn.IFS(G214=\"Natural\",0,H214=\"\",0,H214=\"COASTAL-CONSTRUCTED\",0,G214=\"Constructed\",_xlfn.XLOOKUP($H214,'Data Categories'!$U$4:$U$25,'Data Categories'!$V$4:V$25))","v":0},{"$f":"_xlfn.IFS(AK214=\"\",0,AJ214=\"Unknown\",0,AK214>1,AK214-AJ214,AK214=0,0)","v":0},{"$f":"_xlfn.IFS(Y214=\"\",0,Y214>1920,_xlfn.XLOOKUP($H214,'Data Categories'!$AE$20:$AE$42,'Data Categories'!$AG$20:$AG$42,0))","v":0},{"$f":"_xlfn.IFS(Y214=\"\",0,Y214>0,(2025-Y214))","v":0},{"$f":"_xlfn.IFS(Z214=\"Non-Deficient\",\"Non-Deficient\",Z214=\"Deficient\",\"Deficient\",AB214=\"Deficient\",\"Deficient\",Z214=\"Non-Deficient\",\"Non-Deficient\",AB214=\"Non-Deficient\",\"Non-Deficient\",P214=\"\",\"None\",AL214<0,\"Deficient\",AL214>10,\"Non-Deficient\")","v":"None"},{"$f":"_xlfn.IFS(H214=\"LOW WATER CROSSING\",\"Non-Functional\",G214=\"Natural\",\"Functional\",AA214=\"Functional\",\"Functional\",AC214=\"Functional\",\"Functional\",AA214=\"Non-Functional\",\"Non-Functional\",AC214=\"Non-Functional\",\"Non-Functional\",AA214=\"Unknown\",\"Unknown\",AC214=\"Unknown\",\"Unknown\",AA214=\"\",\"None\")","v":"None"},{"$f":"_xlfn.IFS(X214=\"Functionality\",\"Low\",W214=\"No\",\"Low\",Y214>=2015,\"High\",Y214>=1920,\"Low\",W214=\"\",\"None\",W214=\"Unknown\",\"None\")","v":"None"},{"$f":"_xlfn.IFS(H214=\"LOW WATER CROSSING\",\"Unknown\",G214=\"Natural\",\"None\",AM214<AN214,\"High\",AC214=\"Functional\",\"Low\",AC214=\"Non-Functional\",\"Low\",W214=\"No\",\"Low\",W214=\"Unknown\",\"None\",X214=\"Deficiency\",\"None\",W214=\"Yes\",\"High\",W214=\"\",\"None\")","v":"None"},0,0,0,0,{"$f":"_xlfn.CONCAT(LEFT(H214,3),\"-\")&IF(H214=\"-\",0,COUNTIF($H$4:H214,H214))","v":"-0"},{"$f":"_xlfn.IFS($H214<=0,\"-\",AS214=1,_xlfn.CONCAT(\"FUN_NONDEF\",\"-DCON_\",LEFT(AQ214,1),\"-FCON_\",LEFT(AR214,1)),AT214=1,_xlfn.CONCAT(\"FUN_DEF\",\"-DCON_\",LEFT(AQ214,1),\"-FCON_\",LEFT(AR214,1)),AU214=1,_xlfn.CONCAT(\"NONFUN_NONDEF\",\"-DCON_\",LEFT(AQ214,1),\"-FCON_\",LEFT(AR214,1)),AV214=1,_xlfn.CONCAT(\"NONFUN_DEF\",\"-DCON_\",LEFT(AQ214,1),\"-FCON_\",LEFT(AR214,1)),AS214+AT214+AU214+AV214<1,_xlfn.CONCAT(\"-\"))","v":"-"}]
[null,null,null,null,null,null,null,null,null,null,null,null,null,null,null,null,null,null,null,null,null,0,null,null,null,null,null,null,null,null,null,0,0,0,0,"Unknown",{"$f":"_xlfn.IFS(G215=\"Natural\",0,H215=\"\",0,H215=\"COASTAL-CONSTRUCTED\",0,G215=\"Constructed\",_xlfn.XLOOKUP($H215,'Data Categories'!$U$4:$U$25,'Data Categories'!$V$4:V$25))","v":0},{"$f":"_xlfn.IFS(AK215=\"\",0,AJ215=\"Unknown\",0,AK215>1,AK215-AJ215,AK215=0,0)","v":0},{"$f":"_xlfn.IFS(Y215=\"\",0,Y215>1920,_xlfn.XLOOKUP($H215,'Data Categories'!$AE$20:$AE$42,'Data Categories'!$AG$20:$AG$42,0))","v":0},{"$f":"_xlfn.IFS(Y215=\"\",0,Y215>0,(2025-Y215))","v":0},{"$f":"_xlfn.IFS(Z215=\"Non-Deficient\",\"Non-Deficient\",Z215=\"Deficient\",\"Deficient\",AB215=\"Deficient\",\"Deficient\",Z215=\"Non-Deficient\",\"Non-Deficient\",AB215=\"Non-Deficient\",\"Non-Deficient\",P215=\"\",\"None\",AL215<0,\"Deficient\",AL215>10,\"Non-Deficient\")","v":"None"},{"$f":"_xlfn.IFS(H215=\"LOW WATER CROSSING\",\"Non-Functional\",G215=\"Natural\",\"Functional\",AA215=\"Functional\",\"Functional\",AC215=\"Functional\",\"Functional\",AA215=\"Non-Functional\",\"Non-Functional\",AC215=\"Non-Functional\",\"Non-Functional\",AA215=\"Unknown\",\"Unknown\",AC215=\"Unknown\",\"Unknown\",AA215=\"\",\"None\")","v":"None"},{"$f":"_xlfn.IFS(X215=\"Functionality\",\"Low\",W215=\"No\",\"Low\",Y215>=2015,\"High\",Y215>=1920,\"Low\",W215=\"\",\"None\",W215=\"Unknown\",\"None\")","v":"None"},{"$f":"_xlfn.IFS(H215=\"LOW WATER CROSSING\",\"Unknown\",G215=\"Natural\",\"None\",AM215<AN215,\"High\",AC215=\"Functional\",\"Low\",AC215=\"Non-Functional\",\"Low\",W215=\"No\",\"Low\",W215=\"Unknown\",\"None\",X215=\"Deficiency\",\"None\",W215=\"Yes\",\"High\",W215=\"\",\"None\")","v":"None"},0,0,0,0,{"$f":"_xlfn.CONCAT(LEFT(H215,3),\"-\")&IF(H215=\"-\",0,COUNTIF($H$4:H215,H215))","v":"-0"},{"$f":"_xlfn.IFS($H215<=0,\"-\",AS215=1,_xlfn.CONCAT(\"FUN_NONDEF\",\"-DCON_\",LEFT(AQ215,1),\"-FCON_\",LEFT(AR215,1)),AT215=1,_xlfn.CONCAT(\"FUN_DEF\",\"-DCON_\",LEFT(AQ215,1),\"-FCON_\",LEFT(AR215,1)),AU215=1,_xlfn.CONCAT(\"NONFUN_NONDEF\",\"-DCON_\",LEFT(AQ215,1),\"-FCON_\",LEFT(AR215,1)),AV215=1,_xlfn.CONCAT(\"NONFUN_DEF\",\"-DCON_\",LEFT(AQ215,1),\"-FCON_\",LEFT(AR215,1)),AS215+AT215+AU215+AV215<1,_xlfn.CONCAT(\"-\"))","v":"-"}]
[null,null,null,null,null,null,null,null,null,null,null,null,null,null,null,null,null,null,null,null,null,0,null,null,null,null,null,null,null,null,null,0,0,0,0,"Unknown",{"$f":"_xlfn.IFS(G216=\"Natural\",0,H216=\"\",0,H216=\"COASTAL-CONSTRUCTED\",0,G216=\"Constructed\",_xlfn.XLOOKUP($H216,'Data Categories'!$U$4:$U$25,'Data Categories'!$V$4:V$25))","v":0},{"$f":"_xlfn.IFS(AK216=\"\",0,AJ216=\"Unknown\",0,AK216>1,AK216-AJ216,AK216=0,0)","v":0},{"$f":"_xlfn.IFS(Y216=\"\",0,Y216>1920,_xlfn.XLOOKUP($H216,'Data Categories'!$AE$20:$AE$42,'Data Categories'!$AG$20:$AG$42,0))","v":0},{"$f":"_xlfn.IFS(Y216=\"\",0,Y216>0,(2025-Y216))","v":0},{"$f":"_xlfn.IFS(Z216=\"Non-Deficient\",\"Non-Deficient\",Z216=\"Deficient\",\"Deficient\",AB216=\"Deficient\",\"Deficient\",Z216=\"Non-Deficient\",\"Non-Deficient\",AB216=\"Non-Deficient\",\"Non-Deficient\",P216=\"\",\"None\",AL216<0,\"Deficient\",AL216>10,\"Non-Deficient\")","v":"None"},{"$f":"_xlfn.IFS(H216=\"LOW WATER CROSSING\",\"Non-Functional\",G216=\"Natural\",\"Functional\",AA216=\"Functional\",\"Functional\",AC216=\"Functional\",\"Functional\",AA216=\"Non-Functional\",\"Non-Functional\",AC216=\"Non-Functional\",\"Non-Functional\",AA216=\"Unknown\",\"Unknown\",AC216=\"Unknown\",\"Unknown\",AA216=\"\",\"None\")","v":"None"},{"$f":"_xlfn.IFS(X216=\"Functionality\",\"Low\",W216=\"No\",\"Low\",Y216>=2015,\"High\",Y216>=1920,\"Low\",W216=\"\",\"None\",W216=\"Unknown\",\"None\")","v":"None"},{"$f":"_xlfn.IFS(H216=\"LOW WATER CROSSING\",\"Unknown\",G216=\"Natural\",\"None\",AM216<AN216,\"High\",AC216=\"Functional\",\"Low\",AC216=\"Non-Functional\",\"Low\",W216=\"No\",\"Low\",W216=\"Unknown\",\"None\",X216=\"Deficiency\",\"None\",W216=\"Yes\",\"High\",W216=\"\",\"None\")","v":"None"},0,0,0,0,{"$f":"_xlfn.CONCAT(LEFT(H216,3),\"-\")&IF(H216=\"-\",0,COUNTIF($H$4:H216,H216))","v":"-0"},{"$f":"_xlfn.IFS($H216<=0,\"-\",AS216=1,_xlfn.CONCAT(\"FUN_NONDEF\",\"-DCON_\",LEFT(AQ216,1),\"-FCON_\",LEFT(AR216,1)),AT216=1,_xlfn.CONCAT(\"FUN_DEF\",\"-DCON_\",LEFT(AQ216,1),\"-FCON_\",LEFT(AR216,1)),AU216=1,_xlfn.CONCAT(\"NONFUN_NONDEF\",\"-DCON_\",LEFT(AQ216,1),\"-FCON_\",LEFT(AR216,1)),AV216=1,_xlfn.CONCAT(\"NONFUN_DEF\",\"-DCON_\",LEFT(AQ216,1),\"-FCON_\",LEFT(AR216,1)),AS216+AT216+AU216+AV216<1,_xlfn.CONCAT(\"-\"))","v":"-"}]
[null,null,null,null,null,null,null,null,null,null,null,null,null,null,null,null,null,null,null,null,null,0,null,null,null,null,null,null,null,null,null,0,0,0,0,"Unknown",{"$f":"_xlfn.IFS(G217=\"Natural\",0,H217=\"\",0,H217=\"COASTAL-CONSTRUCTED\",0,G217=\"Constructed\",_xlfn.XLOOKUP($H217,'Data Categories'!$U$4:$U$25,'Data Categories'!$V$4:V$25))","v":0},{"$f":"_xlfn.IFS(AK217=\"\",0,AJ217=\"Unknown\",0,AK217>1,AK217-AJ217,AK217=0,0)","v":0},{"$f":"_xlfn.IFS(Y217=\"\",0,Y217>1920,_xlfn.XLOOKUP($H217,'Data Categories'!$AE$20:$AE$42,'Data Categories'!$AG$20:$AG$42,0))","v":0},{"$f":"_xlfn.IFS(Y217=\"\",0,Y217>0,(2025-Y217))","v":0},{"$f":"_xlfn.IFS(Z217=\"Non-Deficient\",\"Non-Deficient\",Z217=\"Deficient\",\"Deficient\",AB217=\"Deficient\",\"Deficient\",Z217=\"Non-Deficient\",\"Non-Deficient\",AB217=\"Non-Deficient\",\"Non-Deficient\",P217=\"\",\"None\",AL217<0,\"Deficient\",AL217>10,\"Non-Deficient\")","v":"None"},{"$f":"_xlfn.IFS(H217=\"LOW WATER CROSSING\",\"Non-Functional\",G217=\"Natural\",\"Functional\",AA217=\"Functional\",\"Functional\",AC217=\"Functional\",\"Functional\",AA217=\"Non-Functional\",\"Non-Functional\",AC217=\"Non-Functional\",\"Non-Functional\",AA217=\"Unknown\",\"Unknown\",AC217=\"Unknown\",\"Unknown\",AA217=\"\",\"None\")","v":"None"},{"$f":"_xlfn.IFS(X217=\"Functionality\",\"Low\",W217=\"No\",\"Low\",Y217>=2015,\"High\",Y217>=1920,\"Low\",W217=\"\",\"None\",W217=\"Unknown\",\"None\")","v":"None"},{"$f":"_xlfn.IFS(H217=\"LOW WATER CROSSING\",\"Unknown\",G217=\"Natural\",\"None\",AM217<AN217,\"High\",AC217=\"Functional\",\"Low\",AC217=\"Non-Functional\",\"Low\",W217=\"No\",\"Low\",W217=\"Unknown\",\"None\",X217=\"Deficiency\",\"None\",W217=\"Yes\",\"High\",W217=\"\",\"None\")","v":"None"},0,0,0,0,{"$f":"_xlfn.CONCAT(LEFT(H217,3),\"-\")&IF(H217=\"-\",0,COUNTIF($H$4:H217,H217))","v":"-0"},{"$f":"_xlfn.IFS($H217<=0,\"-\",AS217=1,_xlfn.CONCAT(\"FUN_NONDEF\",\"-DCON_\",LEFT(AQ217,1),\"-FCON_\",LEFT(AR217,1)),AT217=1,_xlfn.CONCAT(\"FUN_DEF\",\"-DCON_\",LEFT(AQ217,1),\"-FCON_\",LEFT(AR217,1)),AU217=1,_xlfn.CONCAT(\"NONFUN_NONDEF\",\"-DCON_\",LEFT(AQ217,1),\"-FCON_\",LEFT(AR217,1)),AV217=1,_xlfn.CONCAT(\"NONFUN_DEF\",\"-DCON_\",LEFT(AQ217,1),\"-FCON_\",LEFT(AR217,1)),AS217+AT217+AU217+AV217<1,_xlfn.CONCAT(\"-\"))","v":"-"}]
[null,null,null,null,null,null,null,null,null,null,null,null,null,null,null,null,null,null,null,null,null,0,null,null,null,null,null,null,null,null,null,0,0,0,0,"Unknown",{"$f":"_xlfn.IFS(G218=\"Natural\",0,H218=\"\",0,H218=\"COASTAL-CONSTRUCTED\",0,G218=\"Constructed\",_xlfn.XLOOKUP($H218,'Data Categories'!$U$4:$U$25,'Data Categories'!$V$4:V$25))","v":0},{"$f":"_xlfn.IFS(AK218=\"\",0,AJ218=\"Unknown\",0,AK218>1,AK218-AJ218,AK218=0,0)","v":0},{"$f":"_xlfn.IFS(Y218=\"\",0,Y218>1920,_xlfn.XLOOKUP($H218,'Data Categories'!$AE$20:$AE$42,'Data Categories'!$AG$20:$AG$42,0))","v":0},{"$f":"_xlfn.IFS(Y218=\"\",0,Y218>0,(2025-Y218))","v":0},{"$f":"_xlfn.IFS(Z218=\"Non-Deficient\",\"Non-Deficient\",Z218=\"Deficient\",\"Deficient\",AB218=\"Deficient\",\"Deficient\",Z218=\"Non-Deficient\",\"Non-Deficient\",AB218=\"Non-Deficient\",\"Non-Deficient\",P218=\"\",\"None\",AL218<0,\"Deficient\",AL218>10,\"Non-Deficient\")","v":"None"},{"$f":"_xlfn.IFS(H218=\"LOW WATER CROSSING\",\"Non-Functional\",G218=\"Natural\",\"Functional\",AA218=\"Functional\",\"Functional\",AC218=\"Functional\",\"Functional\",AA218=\"Non-Functional\",\"Non-Functional\",AC218=\"Non-Functional\",\"Non-Functional\",AA218=\"Unknown\",\"Unknown\",AC218=\"Unknown\",\"Unknown\",AA218=\"\",\"None\")","v":"None"},{"$f":"_xlfn.IFS(X218=\"Functionality\",\"Low\",W218=\"No\",\"Low\",Y218>=2015,\"High\",Y218>=1920,\"Low\",W218=\"\",\"None\",W218=\"Unknown\",\"None\")","v":"None"},{"$f":"_xlfn.IFS(H218=\"LOW WATER CROSSING\",\"Unknown\",G218=\"Natural\",\"None\",AM218<AN218,\"High\",AC218=\"Functional\",\"Low\",AC218=\"Non-Functional\",\"Low\",W218=\"No\",\"Low\",W218=\"Unknown\",\"None\",X218=\"Deficiency\",\"None\",W218=\"Yes\",\"High\",W218=\"\",\"None\")","v":"None"},0,0,0,0,{"$f":"_xlfn.CONCAT(LEFT(H218,3),\"-\")&IF(H218=\"-\",0,COUNTIF($H$4:H218,H218))","v":"-0"},{"$f":"_xlfn.IFS($H218<=0,\"-\",AS218=1,_xlfn.CONCAT(\"FUN_NONDEF\",\"-DCON_\",LEFT(AQ218,1),\"-FCON_\",LEFT(AR218,1)),AT218=1,_xlfn.CONCAT(\"FUN_DEF\",\"-DCON_\",LEFT(AQ218,1),\"-FCON_\",LEFT(AR218,1)),AU218=1,_xlfn.CONCAT(\"NONFUN_NONDEF\",\"-DCON_\",LEFT(AQ218,1),\"-FCON_\",LEFT(AR218,1)),AV218=1,_xlfn.CONCAT(\"NONFUN_DEF\",\"-DCON_\",LEFT(AQ218,1),\"-FCON_\",LEFT(AR218,1)),AS218+AT218+AU218+AV218<1,_xlfn.CONCAT(\"-\"))","v":"-"}]
[null,null,null,null,null,null,null,null,null,null,null,null,null,null,null,null,null,null,null,null,null,0,null,null,null,null,null,null,null,null,null,0,0,0,0,"Unknown",{"$f":"_xlfn.IFS(G219=\"Natural\",0,H219=\"\",0,H219=\"COASTAL-CONSTRUCTED\",0,G219=\"Constructed\",_xlfn.XLOOKUP($H219,'Data Categories'!$U$4:$U$25,'Data Categories'!$V$4:V$25))","v":0},{"$f":"_xlfn.IFS(AK219=\"\",0,AJ219=\"Unknown\",0,AK219>1,AK219-AJ219,AK219=0,0)","v":0},{"$f":"_xlfn.IFS(Y219=\"\",0,Y219>1920,_xlfn.XLOOKUP($H219,'Data Categories'!$AE$20:$AE$42,'Data Categories'!$AG$20:$AG$42,0))","v":0},{"$f":"_xlfn.IFS(Y219=\"\",0,Y219>0,(2025-Y219))","v":0},{"$f":"_xlfn.IFS(Z219=\"Non-Deficient\",\"Non-Deficient\",Z219=\"Deficient\",\"Deficient\",AB219=\"Deficient\",\"Deficient\",Z219=\"Non-Deficient\",\"Non-Deficient\",AB219=\"Non-Deficient\",\"Non-Deficient\",P219=\"\",\"None\",AL219<0,\"Deficient\",AL219>10,\"Non-Deficient\")","v":"None"},{"$f":"_xlfn.IFS(H219=\"LOW WATER CROSSING\",\"Non-Functional\",G219=\"Natural\",\"Functional\",AA219=\"Functional\",\"Functional\",AC219=\"Functional\",\"Functional\",AA219=\"Non-Functional\",\"Non-Functional\",AC219=\"Non-Functional\",\"Non-Functional\",AA219=\"Unknown\",\"Unknown\",AC219=\"Unknown\",\"Unknown\",AA219=\"\",\"None\")","v":"None"},{"$f":"_xlfn.IFS(X219=\"Functionality\",\"Low\",W219=\"No\",\"Low\",Y219>=2015,\"High\",Y219>=1920,\"Low\",W219=\"\",\"None\",W219=\"Unknown\",\"None\")","v":"None"},{"$f":"_xlfn.IFS(H219=\"LOW WATER CROSSING\",\"Unknown\",G219=\"Natural\",\"None\",AM219<AN219,\"High\",AC219=\"Functional\",\"Low\",AC219=\"Non-Functional\",\"Low\",W219=\"No\",\"Low\",W219=\"Unknown\",\"None\",X219=\"Deficiency\",\"None\",W219=\"Yes\",\"High\",W219=\"\",\"None\")","v":"None"},0,0,0,0,{"$f":"_xlfn.CONCAT(LEFT(H219,3),\"-\")&IF(H219=\"-\",0,COUNTIF($H$4:H219,H219))","v":"-0"},{"$f":"_xlfn.IFS($H219<=0,\"-\",AS219=1,_xlfn.CONCAT(\"FUN_NONDEF\",\"-DCON_\",LEFT(AQ219,1),\"-FCON_\",LEFT(AR219,1)),AT219=1,_xlfn.CONCAT(\"FUN_DEF\",\"-DCON_\",LEFT(AQ219,1),\"-FCON_\",LEFT(AR219,1)),AU219=1,_xlfn.CONCAT(\"NONFUN_NONDEF\",\"-DCON_\",LEFT(AQ219,1),\"-FCON_\",LEFT(AR219,1)),AV219=1,_xlfn.CONCAT(\"NONFUN_DEF\",\"-DCON_\",LEFT(AQ219,1),\"-FCON_\",LEFT(AR219,1)),AS219+AT219+AU219+AV219<1,_xlfn.CONCAT(\"-\"))","v":"-"}]
[null,null,null,null,null,null,null,null,null,null,null,null,null,null,null,null,null,null,null,null,null,0,null,null,null,null,null,null,null,null,null,0,0,0,0,"Unknown",{"$f":"_xlfn.IFS(G220=\"Natural\",0,H220=\"\",0,H220=\"COASTAL-CONSTRUCTED\",0,G220=\"Constructed\",_xlfn.XLOOKUP($H220,'Data Categories'!$U$4:$U$25,'Data Categories'!$V$4:V$25))","v":0},{"$f":"_xlfn.IFS(AK220=\"\",0,AJ220=\"Unknown\",0,AK220>1,AK220-AJ220,AK220=0,0)","v":0},{"$f":"_xlfn.IFS(Y220=\"\",0,Y220>1920,_xlfn.XLOOKUP($H220,'Data Categories'!$AE$20:$AE$42,'Data Categories'!$AG$20:$AG$42,0))","v":0},{"$f":"_xlfn.IFS(Y220=\"\",0,Y220>0,(2025-Y220))","v":0},{"$f":"_xlfn.IFS(Z220=\"Non-Deficient\",\"Non-Deficient\",Z220=\"Deficient\",\"Deficient\",AB220=\"Deficient\",\"Deficient\",Z220=\"Non-Deficient\",\"Non-Deficient\",AB220=\"Non-Deficient\",\"Non-Deficient\",P220=\"\",\"None\",AL220<0,\"Deficient\",AL220>10,\"Non-Deficient\")","v":"None"},{"$f":"_xlfn.IFS(H220=\"LOW WATER CROSSING\",\"Non-Functional\",G220=\"Natural\",\"Functional\",AA220=\"Functional\",\"Functional\",AC220=\"Functional\",\"Functional\",AA220=\"Non-Functional\",\"Non-Functional\",AC220=\"Non-Functional\",\"Non-Functional\",AA220=\"Unknown\",\"Unknown\",AC220=\"Unknown\",\"Unknown\",AA220=\"\",\"None\")","v":"None"},{"$f":"_xlfn.IFS(X220=\"Functionality\",\"Low\",W220=\"No\",\"Low\",Y220>=2015,\"High\",Y220>=1920,\"Low\",W220=\"\",\"None\",W220=\"Unknown\",\"None\")","v":"None"},{"$f":"_xlfn.IFS(H220=\"LOW WATER CROSSING\",\"Unknown\",G220=\"Natural\",\"None\",AM220<AN220,\"High\",AC220=\"Functional\",\"Low\",AC220=\"Non-Functional\",\"Low\",W220=\"No\",\"Low\",W220=\"Unknown\",\"None\",X220=\"Deficiency\",\"None\",W220=\"Yes\",\"High\",W220=\"\",\"None\")","v":"None"},0,0,0,0,{"$f":"_xlfn.CONCAT(LEFT(H220,3),\"-\")&IF(H220=\"-\",0,COUNTIF($H$4:H220,H220))","v":"-0"},{"$f":"_xlfn.IFS($H220<=0,\"-\",AS220=1,_xlfn.CONCAT(\"FUN_NONDEF\",\"-DCON_\",LEFT(AQ220,1),\"-FCON_\",LEFT(AR220,1)),AT220=1,_xlfn.CONCAT(\"FUN_DEF\",\"-DCON_\",LEFT(AQ220,1),\"-FCON_\",LEFT(AR220,1)),AU220=1,_xlfn.CONCAT(\"NONFUN_NONDEF\",\"-DCON_\",LEFT(AQ220,1),\"-FCON_\",LEFT(AR220,1)),AV220=1,_xlfn.CONCAT(\"NONFUN_DEF\",\"-DCON_\",LEFT(AQ220,1),\"-FCON_\",LEFT(AR220,1)),AS220+AT220+AU220+AV220<1,_xlfn.CONCAT(\"-\"))","v":"-"}]
[null,null,null,null,null,null,null,null,null,null,null,null,null,null,null,null,null,null,null,null,null,0,null,null,null,null,null,null,null,null,null,0,0,0,0,"Unknown",{"$f":"_xlfn.IFS(G221=\"Natural\",0,H221=\"\",0,H221=\"COASTAL-CONSTRUCTED\",0,G221=\"Constructed\",_xlfn.XLOOKUP($H221,'Data Categories'!$U$4:$U$25,'Data Categories'!$V$4:V$25))","v":0},{"$f":"_xlfn.IFS(AK221=\"\",0,AJ221=\"Unknown\",0,AK221>1,AK221-AJ221,AK221=0,0)","v":0},{"$f":"_xlfn.IFS(Y221=\"\",0,Y221>1920,_xlfn.XLOOKUP($H221,'Data Categories'!$AE$20:$AE$42,'Data Categories'!$AG$20:$AG$42,0))","v":0},{"$f":"_xlfn.IFS(Y221=\"\",0,Y221>0,(2025-Y221))","v":0},{"$f":"_xlfn.IFS(Z221=\"Non-Deficient\",\"Non-Deficient\",Z221=\"Deficient\",\"Deficient\",AB221=\"Deficient\",\"Deficient\",Z221=\"Non-Deficient\",\"Non-Deficient\",AB221=\"Non-Deficient\",\"Non-Deficient\",P221=\"\",\"None\",AL221<0,\"Deficient\",AL221>10,\"Non-Deficient\")","v":"None"},{"$f":"_xlfn.IFS(H221=\"LOW WATER CROSSING\",\"Non-Functional\",G221=\"Natural\",\"Functional\",AA221=\"Functional\",\"Functional\",AC221=\"Functional\",\"Functional\",AA221=\"Non-Functional\",\"Non-Functional\",AC221=\"Non-Functional\",\"Non-Functional\",AA221=\"Unknown\",\"Unknown\",AC221=\"Unknown\",\"Unknown\",AA221=\"\",\"None\")","v":"None"},{"$f":"_xlfn.IFS(X221=\"Functionality\",\"Low\",W221=\"No\",\"Low\",Y221>=2015,\"High\",Y221>=1920,\"Low\",W221=\"\",\"None\",W221=\"Unknown\",\"None\")","v":"None"},{"$f":"_xlfn.IFS(H221=\"LOW WATER CROSSING\",\"Unknown\",G221=\"Natural\",\"None\",AM221<AN221,\"High\",AC221=\"Functional\",\"Low\",AC221=\"Non-Functional\",\"Low\",W221=\"No\",\"Low\",W221=\"Unknown\",\"None\",X221=\"Deficiency\",\"None\",W221=\"Yes\",\"High\",W221=\"\",\"None\")","v":"None"},0,0,0,0,{"$f":"_xlfn.CONCAT(LEFT(H221,3),\"-\")&IF(H221=\"-\",0,COUNTIF($H$4:H221,H221))","v":"-0"},{"$f":"_xlfn.IFS($H221<=0,\"-\",AS221=1,_xlfn.CONCAT(\"FUN_NONDEF\",\"-DCON_\",LEFT(AQ221,1),\"-FCON_\",LEFT(AR221,1)),AT221=1,_xlfn.CONCAT(\"FUN_DEF\",\"-DCON_\",LEFT(AQ221,1),\"-FCON_\",LEFT(AR221,1)),AU221=1,_xlfn.CONCAT(\"NONFUN_NONDEF\",\"-DCON_\",LEFT(AQ221,1),\"-FCON_\",LEFT(AR221,1)),AV221=1,_xlfn.CONCAT(\"NONFUN_DEF\",\"-DCON_\",LEFT(AQ221,1),\"-FCON_\",LEFT(AR221,1)),AS221+AT221+AU221+AV221<1,_xlfn.CONCAT(\"-\"))","v":"-"}]
[null,null,null,null,null,null,null,null,null,null,null,null,null,null,null,null,null,null,null,null,null,0,null,null,null,null,null,null,null,null,null,0,0,0,0,"Unknown",{"$f":"_xlfn.IFS(G222=\"Natural\",0,H222=\"\",0,H222=\"COASTAL-CONSTRUCTED\",0,G222=\"Constructed\",_xlfn.XLOOKUP($H222,'Data Categories'!$U$4:$U$25,'Data Categories'!$V$4:V$25))","v":0},{"$f":"_xlfn.IFS(AK222=\"\",0,AJ222=\"Unknown\",0,AK222>1,AK222-AJ222,AK222=0,0)","v":0},{"$f":"_xlfn.IFS(Y222=\"\",0,Y222>1920,_xlfn.XLOOKUP($H222,'Data Categories'!$AE$20:$AE$42,'Data Categories'!$AG$20:$AG$42,0))","v":0},{"$f":"_xlfn.IFS(Y222=\"\",0,Y222>0,(2025-Y222))","v":0},{"$f":"_xlfn.IFS(Z222=\"Non-Deficient\",\"Non-Deficient\",Z222=\"Deficient\",\"Deficient\",AB222=\"Deficient\",\"Deficient\",Z222=\"Non-Deficient\",\"Non-Deficient\",AB222=\"Non-Deficient\",\"Non-Deficient\",P222=\"\",\"None\",AL222<0,\"Deficient\",AL222>10,\"Non-Deficient\")","v":"None"},{"$f":"_xlfn.IFS(H222=\"LOW WATER CROSSING\",\"Non-Functional\",G222=\"Natural\",\"Functional\",AA222=\"Functional\",\"Functional\",AC222=\"Functional\",\"Functional\",AA222=\"Non-Functional\",\"Non-Functional\",AC222=\"Non-Functional\",\"Non-Functional\",AA222=\"Unknown\",\"Unknown\",AC222=\"Unknown\",\"Unknown\",AA222=\"\",\"None\")","v":"None"},{"$f":"_xlfn.IFS(X222=\"Functionality\",\"Low\",W222=\"No\",\"Low\",Y222>=2015,\"High\",Y222>=1920,\"Low\",W222=\"\",\"None\",W222=\"Unknown\",\"None\")","v":"None"},{"$f":"_xlfn.IFS(H222=\"LOW WATER CROSSING\",\"Unknown\",G222=\"Natural\",\"None\",AM222<AN222,\"High\",AC222=\"Functional\",\"Low\",AC222=\"Non-Functional\",\"Low\",W222=\"No\",\"Low\",W222=\"Unknown\",\"None\",X222=\"Deficiency\",\"None\",W222=\"Yes\",\"High\",W222=\"\",\"None\")","v":"None"},0,0,0,0,{"$f":"_xlfn.CONCAT(LEFT(H222,3),\"-\")&IF(H222=\"-\",0,COUNTIF($H$4:H222,H222))","v":"-0"},{"$f":"_xlfn.IFS($H222<=0,\"-\",AS222=1,_xlfn.CONCAT(\"FUN_NONDEF\",\"-DCON_\",LEFT(AQ222,1),\"-FCON_\",LEFT(AR222,1)),AT222=1,_xlfn.CONCAT(\"FUN_DEF\",\"-DCON_\",LEFT(AQ222,1),\"-FCON_\",LEFT(AR222,1)),AU222=1,_xlfn.CONCAT(\"NONFUN_NONDEF\",\"-DCON_\",LEFT(AQ222,1),\"-FCON_\",LEFT(AR222,1)),AV222=1,_xlfn.CONCAT(\"NONFUN_DEF\",\"-DCON_\",LEFT(AQ222,1),\"-FCON_\",LEFT(AR222,1)),AS222+AT222+AU222+AV222<1,_xlfn.CONCAT(\"-\"))","v":"-"}]
[null,null,null,null,null,null,null,null,null,null,null,null,null,null,null,null,null,null,null,null,null,0,null,null,null,null,null,null,null,null,null,0,0,0,0,"Unknown",{"$f":"_xlfn.IFS(G223=\"Natural\",0,H223=\"\",0,H223=\"COASTAL-CONSTRUCTED\",0,G223=\"Constructed\",_xlfn.XLOOKUP($H223,'Data Categories'!$U$4:$U$25,'Data Categories'!$V$4:V$25))","v":0},{"$f":"_xlfn.IFS(AK223=\"\",0,AJ223=\"Unknown\",0,AK223>1,AK223-AJ223,AK223=0,0)","v":0},{"$f":"_xlfn.IFS(Y223=\"\",0,Y223>1920,_xlfn.XLOOKUP($H223,'Data Categories'!$AE$20:$AE$42,'Data Categories'!$AG$20:$AG$42,0))","v":0},{"$f":"_xlfn.IFS(Y223=\"\",0,Y223>0,(2025-Y223))","v":0},{"$f":"_xlfn.IFS(Z223=\"Non-Deficient\",\"Non-Deficient\",Z223=\"Deficient\",\"Deficient\",AB223=\"Deficient\",\"Deficient\",Z223=\"Non-Deficient\",\"Non-Deficient\",AB223=\"Non-Deficient\",\"Non-Deficient\",P223=\"\",\"None\",AL223<0,\"Deficient\",AL223>10,\"Non-Deficient\")","v":"None"},{"$f":"_xlfn.IFS(H223=\"LOW WATER CROSSING\",\"Non-Functional\",G223=\"Natural\",\"Functional\",AA223=\"Functional\",\"Functional\",AC223=\"Functional\",\"Functional\",AA223=\"Non-Functional\",\"Non-Functional\",AC223=\"Non-Functional\",\"Non-Functional\",AA223=\"Unknown\",\"Unknown\",AC223=\"Unknown\",\"Unknown\",AA223=\"\",\"None\")","v":"None"},{"$f":"_xlfn.IFS(X223=\"Functionality\",\"Low\",W223=\"No\",\"Low\",Y223>=2015,\"High\",Y223>=1920,\"Low\",W223=\"\",\"None\",W223=\"Unknown\",\"None\")","v":"None"},{"$f":"_xlfn.IFS(H223=\"LOW WATER CROSSING\",\"Unknown\",G223=\"Natural\",\"None\",AM223<AN223,\"High\",AC223=\"Functional\",\"Low\",AC223=\"Non-Functional\",\"Low\",W223=\"No\",\"Low\",W223=\"Unknown\",\"None\",X223=\"Deficiency\",\"None\",W223=\"Yes\",\"High\",W223=\"\",\"None\")","v":"None"},0,0,0,0,{"$f":"_xlfn.CONCAT(LEFT(H223,3),\"-\")&IF(H223=\"-\",0,COUNTIF($H$4:H223,H223))","v":"-0"},{"$f":"_xlfn.IFS($H223<=0,\"-\",AS223=1,_xlfn.CONCAT(\"FUN_NONDEF\",\"-DCON_\",LEFT(AQ223,1),\"-FCON_\",LEFT(AR223,1)),AT223=1,_xlfn.CONCAT(\"FUN_DEF\",\"-DCON_\",LEFT(AQ223,1),\"-FCON_\",LEFT(AR223,1)),AU223=1,_xlfn.CONCAT(\"NONFUN_NONDEF\",\"-DCON_\",LEFT(AQ223,1),\"-FCON_\",LEFT(AR223,1)),AV223=1,_xlfn.CONCAT(\"NONFUN_DEF\",\"-DCON_\",LEFT(AQ223,1),\"-FCON_\",LEFT(AR223,1)),AS223+AT223+AU223+AV223<1,_xlfn.CONCAT(\"-\"))","v":"-"}]
[null,null,null,null,null,null,null,null,null,null,null,null,null,null,null,null,null,null,null,null,null,0,null,null,null,null,null,null,null,null,null,0,0,0,0,"Unknown",{"$f":"_xlfn.IFS(G224=\"Natural\",0,H224=\"\",0,H224=\"COASTAL-CONSTRUCTED\",0,G224=\"Constructed\",_xlfn.XLOOKUP($H224,'Data Categories'!$U$4:$U$25,'Data Categories'!$V$4:V$25))","v":0},{"$f":"_xlfn.IFS(AK224=\"\",0,AJ224=\"Unknown\",0,AK224>1,AK224-AJ224,AK224=0,0)","v":0},{"$f":"_xlfn.IFS(Y224=\"\",0,Y224>1920,_xlfn.XLOOKUP($H224,'Data Categories'!$AE$20:$AE$42,'Data Categories'!$AG$20:$AG$42,0))","v":0},{"$f":"_xlfn.IFS(Y224=\"\",0,Y224>0,(2025-Y224))","v":0},{"$f":"_xlfn.IFS(Z224=\"Non-Deficient\",\"Non-Deficient\",Z224=\"Deficient\",\"Deficient\",AB224=\"Deficient\",\"Deficient\",Z224=\"Non-Deficient\",\"Non-Deficient\",AB224=\"Non-Deficient\",\"Non-Deficient\",P224=\"\",\"None\",AL224<0,\"Deficient\",AL224>10,\"Non-Deficient\")","v":"None"},{"$f":"_xlfn.IFS(H224=\"LOW WATER CROSSING\",\"Non-Functional\",G224=\"Natural\",\"Functional\",AA224=\"Functional\",\"Functional\",AC224=\"Functional\",\"Functional\",AA224=\"Non-Functional\",\"Non-Functional\",AC224=\"Non-Functional\",\"Non-Functional\",AA224=\"Unknown\",\"Unknown\",AC224=\"Unknown\",\"Unknown\",AA224=\"\",\"None\")","v":"None"},{"$f":"_xlfn.IFS(X224=\"Functionality\",\"Low\",W224=\"No\",\"Low\",Y224>=2015,\"High\",Y224>=1920,\"Low\",W224=\"\",\"None\",W224=\"Unknown\",\"None\")","v":"None"},{"$f":"_xlfn.IFS(H224=\"LOW WATER CROSSING\",\"Unknown\",G224=\"Natural\",\"None\",AM224<AN224,\"High\",AC224=\"Functional\",\"Low\",AC224=\"Non-Functional\",\"Low\",W224=\"No\",\"Low\",W224=\"Unknown\",\"None\",X224=\"Deficiency\",\"None\",W224=\"Yes\",\"High\",W224=\"\",\"None\")","v":"None"},0,0,0,0,{"$f":"_xlfn.CONCAT(LEFT(H224,3),\"-\")&IF(H224=\"-\",0,COUNTIF($H$4:H224,H224))","v":"-0"},{"$f":"_xlfn.IFS($H224<=0,\"-\",AS224=1,_xlfn.CONCAT(\"FUN_NONDEF\",\"-DCON_\",LEFT(AQ224,1),\"-FCON_\",LEFT(AR224,1)),AT224=1,_xlfn.CONCAT(\"FUN_DEF\",\"-DCON_\",LEFT(AQ224,1),\"-FCON_\",LEFT(AR224,1)),AU224=1,_xlfn.CONCAT(\"NONFUN_NONDEF\",\"-DCON_\",LEFT(AQ224,1),\"-FCON_\",LEFT(AR224,1)),AV224=1,_xlfn.CONCAT(\"NONFUN_DEF\",\"-DCON_\",LEFT(AQ224,1),\"-FCON_\",LEFT(AR224,1)),AS224+AT224+AU224+AV224<1,_xlfn.CONCAT(\"-\"))","v":"-"}]
[null,null,null,null,null,null,null,null,null,null,null,null,null,null,null,null,null,null,null,null,null,0,null,null,null,null,null,null,null,null,null,0,0,0,0,"Unknown",{"$f":"_xlfn.IFS(G225=\"Natural\",0,H225=\"\",0,H225=\"COASTAL-CONSTRUCTED\",0,G225=\"Constructed\",_xlfn.XLOOKUP($H225,'Data Categories'!$U$4:$U$25,'Data Categories'!$V$4:V$25))","v":0},{"$f":"_xlfn.IFS(AK225=\"\",0,AJ225=\"Unknown\",0,AK225>1,AK225-AJ225,AK225=0,0)","v":0},{"$f":"_xlfn.IFS(Y225=\"\",0,Y225>1920,_xlfn.XLOOKUP($H225,'Data Categories'!$AE$20:$AE$42,'Data Categories'!$AG$20:$AG$42,0))","v":0},{"$f":"_xlfn.IFS(Y225=\"\",0,Y225>0,(2025-Y225))","v":0},{"$f":"_xlfn.IFS(Z225=\"Non-Deficient\",\"Non-Deficient\",Z225=\"Deficient\",\"Deficient\",AB225=\"Deficient\",\"Deficient\",Z225=\"Non-Deficient\",\"Non-Deficient\",AB225=\"Non-Deficient\",\"Non-Deficient\",P225=\"\",\"None\",AL225<0,\"Deficient\",AL225>10,\"Non-Deficient\")","v":"None"},{"$f":"_xlfn.IFS(H225=\"LOW WATER CROSSING\",\"Non-Functional\",G225=\"Natural\",\"Functional\",AA225=\"Functional\",\"Functional\",AC225=\"Functional\",\"Functional\",AA225=\"Non-Functional\",\"Non-Functional\",AC225=\"Non-Functional\",\"Non-Functional\",AA225=\"Unknown\",\"Unknown\",AC225=\"Unknown\",\"Unknown\",AA225=\"\",\"None\")","v":"None"},{"$f":"_xlfn.IFS(X225=\"Functionality\",\"Low\",W225=\"No\",\"Low\",Y225>=2015,\"High\",Y225>=1920,\"Low\",W225=\"\",\"None\",W225=\"Unknown\",\"None\")","v":"None"},{"$f":"_xlfn.IFS(H225=\"LOW WATER CROSSING\",\"Unknown\",G225=\"Natural\",\"None\",AM225<AN225,\"High\",AC225=\"Functional\",\"Low\",AC225=\"Non-Functional\",\"Low\",W225=\"No\",\"Low\",W225=\"Unknown\",\"None\",X225=\"Deficiency\",\"None\",W225=\"Yes\",\"High\",W225=\"\",\"None\")","v":"None"},0,0,0,0,{"$f":"_xlfn.CONCAT(LEFT(H225,3),\"-\")&IF(H225=\"-\",0,COUNTIF($H$4:H225,H225))","v":"-0"},{"$f":"_xlfn.IFS($H225<=0,\"-\",AS225=1,_xlfn.CONCAT(\"FUN_NONDEF\",\"-DCON_\",LEFT(AQ225,1),\"-FCON_\",LEFT(AR225,1)),AT225=1,_xlfn.CONCAT(\"FUN_DEF\",\"-DCON_\",LEFT(AQ225,1),\"-FCON_\",LEFT(AR225,1)),AU225=1,_xlfn.CONCAT(\"NONFUN_NONDEF\",\"-DCON_\",LEFT(AQ225,1),\"-FCON_\",LEFT(AR225,1)),AV225=1,_xlfn.CONCAT(\"NONFUN_DEF\",\"-DCON_\",LEFT(AQ225,1),\"-FCON_\",LEFT(AR225,1)),AS225+AT225+AU225+AV225<1,_xlfn.CONCAT(\"-\"))","v":"-"}]
[null,null,null,null,null,null,null,null,null,null,null,null,null,null,null,null,null,null,null,null,null,0,null,null,null,null,null,null,null,null,null,0,0,0,0,"Unknown",{"$f":"_xlfn.IFS(G226=\"Natural\",0,H226=\"\",0,H226=\"COASTAL-CONSTRUCTED\",0,G226=\"Constructed\",_xlfn.XLOOKUP($H226,'Data Categories'!$U$4:$U$25,'Data Categories'!$V$4:V$25))","v":0},{"$f":"_xlfn.IFS(AK226=\"\",0,AJ226=\"Unknown\",0,AK226>1,AK226-AJ226,AK226=0,0)","v":0},{"$f":"_xlfn.IFS(Y226=\"\",0,Y226>1920,_xlfn.XLOOKUP($H226,'Data Categories'!$AE$20:$AE$42,'Data Categories'!$AG$20:$AG$42,0))","v":0},{"$f":"_xlfn.IFS(Y226=\"\",0,Y226>0,(2025-Y226))","v":0},{"$f":"_xlfn.IFS(Z226=\"Non-Deficient\",\"Non-Deficient\",Z226=\"Deficient\",\"Deficient\",AB226=\"Deficient\",\"Deficient\",Z226=\"Non-Deficient\",\"Non-Deficient\",AB226=\"Non-Deficient\",\"Non-Deficient\",P226=\"\",\"None\",AL226<0,\"Deficient\",AL226>10,\"Non-Deficient\")","v":"None"},{"$f":"_xlfn.IFS(H226=\"LOW WATER CROSSING\",\"Non-Functional\",G226=\"Natural\",\"Functional\",AA226=\"Functional\",\"Functional\",AC226=\"Functional\",\"Functional\",AA226=\"Non-Functional\",\"Non-Functional\",AC226=\"Non-Functional\",\"Non-Functional\",AA226=\"Unknown\",\"Unknown\",AC226=\"Unknown\",\"Unknown\",AA226=\"\",\"None\")","v":"None"},{"$f":"_xlfn.IFS(X226=\"Functionality\",\"Low\",W226=\"No\",\"Low\",Y226>=2015,\"High\",Y226>=1920,\"Low\",W226=\"\",\"None\",W226=\"Unknown\",\"None\")","v":"None"},{"$f":"_xlfn.IFS(H226=\"LOW WATER CROSSING\",\"Unknown\",G226=\"Natural\",\"None\",AM226<AN226,\"High\",AC226=\"Functional\",\"Low\",AC226=\"Non-Functional\",\"Low\",W226=\"No\",\"Low\",W226=\"Unknown\",\"None\",X226=\"Deficiency\",\"None\",W226=\"Yes\",\"High\",W226=\"\",\"None\")","v":"None"},0,0,0,0,{"$f":"_xlfn.CONCAT(LEFT(H226,3),\"-\")&IF(H226=\"-\",0,COUNTIF($H$4:H226,H226))","v":"-0"},{"$f":"_xlfn.IFS($H226<=0,\"-\",AS226=1,_xlfn.CONCAT(\"FUN_NONDEF\",\"-DCON_\",LEFT(AQ226,1),\"-FCON_\",LEFT(AR226,1)),AT226=1,_xlfn.CONCAT(\"FUN_DEF\",\"-DCON_\",LEFT(AQ226,1),\"-FCON_\",LEFT(AR226,1)),AU226=1,_xlfn.CONCAT(\"NONFUN_NONDEF\",\"-DCON_\",LEFT(AQ226,1),\"-FCON_\",LEFT(AR226,1)),AV226=1,_xlfn.CONCAT(\"NONFUN_DEF\",\"-DCON_\",LEFT(AQ226,1),\"-FCON_\",LEFT(AR226,1)),AS226+AT226+AU226+AV226<1,_xlfn.CONCAT(\"-\"))","v":"-"}]
[null,null,null,null,null,null,null,null,null,null,null,null,null,null,null,null,null,null,null,null,null,0,null,null,null,null,null,null,null,null,null,0,0,0,0,"Unknown",{"$f":"_xlfn.IFS(G227=\"Natural\",0,H227=\"\",0,H227=\"COASTAL-CONSTRUCTED\",0,G227=\"Constructed\",_xlfn.XLOOKUP($H227,'Data Categories'!$U$4:$U$25,'Data Categories'!$V$4:V$25))","v":0},{"$f":"_xlfn.IFS(AK227=\"\",0,AJ227=\"Unknown\",0,AK227>1,AK227-AJ227,AK227=0,0)","v":0},{"$f":"_xlfn.IFS(Y227=\"\",0,Y227>1920,_xlfn.XLOOKUP($H227,'Data Categories'!$AE$20:$AE$42,'Data Categories'!$AG$20:$AG$42,0))","v":0},{"$f":"_xlfn.IFS(Y227=\"\",0,Y227>0,(2025-Y227))","v":0},{"$f":"_xlfn.IFS(Z227=\"Non-Deficient\",\"Non-Deficient\",Z227=\"Deficient\",\"Deficient\",AB227=\"Deficient\",\"Deficient\",Z227=\"Non-Deficient\",\"Non-Deficient\",AB227=\"Non-Deficient\",\"Non-Deficient\",P227=\"\",\"None\",AL227<0,\"Deficient\",AL227>10,\"Non-Deficient\")","v":"None"},{"$f":"_xlfn.IFS(H227=\"LOW WATER CROSSING\",\"Non-Functional\",G227=\"Natural\",\"Functional\",AA227=\"Functional\",\"Functional\",AC227=\"Functional\",\"Functional\",AA227=\"Non-Functional\",\"Non-Functional\",AC227=\"Non-Functional\",\"Non-Functional\",AA227=\"Unknown\",\"Unknown\",AC227=\"Unknown\",\"Unknown\",AA227=\"\",\"None\")","v":"None"},{"$f":"_xlfn.IFS(X227=\"Functionality\",\"Low\",W227=\"No\",\"Low\",Y227>=2015,\"High\",Y227>=1920,\"Low\",W227=\"\",\"None\",W227=\"Unknown\",\"None\")","v":"None"},{"$f":"_xlfn.IFS(H227=\"LOW WATER CROSSING\",\"Unknown\",G227=\"Natural\",\"None\",AM227<AN227,\"High\",AC227=\"Functional\",\"Low\",AC227=\"Non-Functional\",\"Low\",W227=\"No\",\"Low\",W227=\"Unknown\",\"None\",X227=\"Deficiency\",\"None\",W227=\"Yes\",\"High\",W227=\"\",\"None\")","v":"None"},0,0,0,0,{"$f":"_xlfn.CONCAT(LEFT(H227,3),\"-\")&IF(H227=\"-\",0,COUNTIF($H$4:H227,H227))","v":"-0"},{"$f":"_xlfn.IFS($H227<=0,\"-\",AS227=1,_xlfn.CONCAT(\"FUN_NONDEF\",\"-DCON_\",LEFT(AQ227,1),\"-FCON_\",LEFT(AR227,1)),AT227=1,_xlfn.CONCAT(\"FUN_DEF\",\"-DCON_\",LEFT(AQ227,1),\"-FCON_\",LEFT(AR227,1)),AU227=1,_xlfn.CONCAT(\"NONFUN_NONDEF\",\"-DCON_\",LEFT(AQ227,1),\"-FCON_\",LEFT(AR227,1)),AV227=1,_xlfn.CONCAT(\"NONFUN_DEF\",\"-DCON_\",LEFT(AQ227,1),\"-FCON_\",LEFT(AR227,1)),AS227+AT227+AU227+AV227<1,_xlfn.CONCAT(\"-\"))","v":"-"}]
[null,null,null,null,null,null,null,null,null,null,null,null,null,null,null,null,null,null,null,null,null,0,null,null,null,null,null,null,null,null,null,0,0,0,0,"Unknown",{"$f":"_xlfn.IFS(G228=\"Natural\",0,H228=\"\",0,H228=\"COASTAL-CONSTRUCTED\",0,G228=\"Constructed\",_xlfn.XLOOKUP($H228,'Data Categories'!$U$4:$U$25,'Data Categories'!$V$4:V$25))","v":0},{"$f":"_xlfn.IFS(AK228=\"\",0,AJ228=\"Unknown\",0,AK228>1,AK228-AJ228,AK228=0,0)","v":0},{"$f":"_xlfn.IFS(Y228=\"\",0,Y228>1920,_xlfn.XLOOKUP($H228,'Data Categories'!$AE$20:$AE$42,'Data Categories'!$AG$20:$AG$42,0))","v":0},{"$f":"_xlfn.IFS(Y228=\"\",0,Y228>0,(2025-Y228))","v":0},{"$f":"_xlfn.IFS(Z228=\"Non-Deficient\",\"Non-Deficient\",Z228=\"Deficient\",\"Deficient\",AB228=\"Deficient\",\"Deficient\",Z228=\"Non-Deficient\",\"Non-Deficient\",AB228=\"Non-Deficient\",\"Non-Deficient\",P228=\"\",\"None\",AL228<0,\"Deficient\",AL228>10,\"Non-Deficient\")","v":"None"},{"$f":"_xlfn.IFS(H228=\"LOW WATER CROSSING\",\"Non-Functional\",G228=\"Natural\",\"Functional\",AA228=\"Functional\",\"Functional\",AC228=\"Functional\",\"Functional\",AA228=\"Non-Functional\",\"Non-Functional\",AC228=\"Non-Functional\",\"Non-Functional\",AA228=\"Unknown\",\"Unknown\",AC228=\"Unknown\",\"Unknown\",AA228=\"\",\"None\")","v":"None"},{"$f":"_xlfn.IFS(X228=\"Functionality\",\"Low\",W228=\"No\",\"Low\",Y228>=2015,\"High\",Y228>=1920,\"Low\",W228=\"\",\"None\",W228=\"Unknown\",\"None\")","v":"None"},{"$f":"_xlfn.IFS(H228=\"LOW WATER CROSSING\",\"Unknown\",G228=\"Natural\",\"None\",AM228<AN228,\"High\",AC228=\"Functional\",\"Low\",AC228=\"Non-Functional\",\"Low\",W228=\"No\",\"Low\",W228=\"Unknown\",\"None\",X228=\"Deficiency\",\"None\",W228=\"Yes\",\"High\",W228=\"\",\"None\")","v":"None"},0,0,0,0,{"$f":"_xlfn.CONCAT(LEFT(H228,3),\"-\")&IF(H228=\"-\",0,COUNTIF($H$4:H228,H228))","v":"-0"},{"$f":"_xlfn.IFS($H228<=0,\"-\",AS228=1,_xlfn.CONCAT(\"FUN_NONDEF\",\"-DCON_\",LEFT(AQ228,1),\"-FCON_\",LEFT(AR228,1)),AT228=1,_xlfn.CONCAT(\"FUN_DEF\",\"-DCON_\",LEFT(AQ228,1),\"-FCON_\",LEFT(AR228,1)),AU228=1,_xlfn.CONCAT(\"NONFUN_NONDEF\",\"-DCON_\",LEFT(AQ228,1),\"-FCON_\",LEFT(AR228,1)),AV228=1,_xlfn.CONCAT(\"NONFUN_DEF\",\"-DCON_\",LEFT(AQ228,1),\"-FCON_\",LEFT(AR228,1)),AS228+AT228+AU228+AV228<1,_xlfn.CONCAT(\"-\"))","v":"-"}]
[null,null,null,null,null,null,null,null,null,null,null,null,null,null,null,null,null,null,null,null,null,0,null,null,null,null,null,null,null,null,null,0,0,0,0,"Unknown",{"$f":"_xlfn.IFS(G229=\"Natural\",0,H229=\"\",0,H229=\"COASTAL-CONSTRUCTED\",0,G229=\"Constructed\",_xlfn.XLOOKUP($H229,'Data Categories'!$U$4:$U$25,'Data Categories'!$V$4:V$25))","v":0},{"$f":"_xlfn.IFS(AK229=\"\",0,AJ229=\"Unknown\",0,AK229>1,AK229-AJ229,AK229=0,0)","v":0},{"$f":"_xlfn.IFS(Y229=\"\",0,Y229>1920,_xlfn.XLOOKUP($H229,'Data Categories'!$AE$20:$AE$42,'Data Categories'!$AG$20:$AG$42,0))","v":0},{"$f":"_xlfn.IFS(Y229=\"\",0,Y229>0,(2025-Y229))","v":0},{"$f":"_xlfn.IFS(Z229=\"Non-Deficient\",\"Non-Deficient\",Z229=\"Deficient\",\"Deficient\",AB229=\"Deficient\",\"Deficient\",Z229=\"Non-Deficient\",\"Non-Deficient\",AB229=\"Non-Deficient\",\"Non-Deficient\",P229=\"\",\"None\",AL229<0,\"Deficient\",AL229>10,\"Non-Deficient\")","v":"None"},{"$f":"_xlfn.IFS(H229=\"LOW WATER CROSSING\",\"Non-Functional\",G229=\"Natural\",\"Functional\",AA229=\"Functional\",\"Functional\",AC229=\"Functional\",\"Functional\",AA229=\"Non-Functional\",\"Non-Functional\",AC229=\"Non-Functional\",\"Non-Functional\",AA229=\"Unknown\",\"Unknown\",AC229=\"Unknown\",\"Unknown\",AA229=\"\",\"None\")","v":"None"},{"$f":"_xlfn.IFS(X229=\"Functionality\",\"Low\",W229=\"No\",\"Low\",Y229>=2015,\"High\",Y229>=1920,\"Low\",W229=\"\",\"None\",W229=\"Unknown\",\"None\")","v":"None"},{"$f":"_xlfn.IFS(H229=\"LOW WATER CROSSING\",\"Unknown\",G229=\"Natural\",\"None\",AM229<AN229,\"High\",AC229=\"Functional\",\"Low\",AC229=\"Non-Functional\",\"Low\",W229=\"No\",\"Low\",W229=\"Unknown\",\"None\",X229=\"Deficiency\",\"None\",W229=\"Yes\",\"High\",W229=\"\",\"None\")","v":"None"},0,0,0,0,{"$f":"_xlfn.CONCAT(LEFT(H229,3),\"-\")&IF(H229=\"-\",0,COUNTIF($H$4:H229,H229))","v":"-0"},{"$f":"_xlfn.IFS($H229<=0,\"-\",AS229=1,_xlfn.CONCAT(\"FUN_NONDEF\",\"-DCON_\",LEFT(AQ229,1),\"-FCON_\",LEFT(AR229,1)),AT229=1,_xlfn.CONCAT(\"FUN_DEF\",\"-DCON_\",LEFT(AQ229,1),\"-FCON_\",LEFT(AR229,1)),AU229=1,_xlfn.CONCAT(\"NONFUN_NONDEF\",\"-DCON_\",LEFT(AQ229,1),\"-FCON_\",LEFT(AR229,1)),AV229=1,_xlfn.CONCAT(\"NONFUN_DEF\",\"-DCON_\",LEFT(AQ229,1),\"-FCON_\",LEFT(AR229,1)),AS229+AT229+AU229+AV229<1,_xlfn.CONCAT(\"-\"))","v":"-"}]
[null,null,null,null,null,null,null,null,null,null,null,null,null,null,null,null,null,null,null,null,null,0,null,null,null,null,null,null,null,null,null,0,0,0,0,"Unknown",{"$f":"_xlfn.IFS(G230=\"Natural\",0,H230=\"\",0,H230=\"COASTAL-CONSTRUCTED\",0,G230=\"Constructed\",_xlfn.XLOOKUP($H230,'Data Categories'!$U$4:$U$25,'Data Categories'!$V$4:V$25))","v":0},{"$f":"_xlfn.IFS(AK230=\"\",0,AJ230=\"Unknown\",0,AK230>1,AK230-AJ230,AK230=0,0)","v":0},{"$f":"_xlfn.IFS(Y230=\"\",0,Y230>1920,_xlfn.XLOOKUP($H230,'Data Categories'!$AE$20:$AE$42,'Data Categories'!$AG$20:$AG$42,0))","v":0},{"$f":"_xlfn.IFS(Y230=\"\",0,Y230>0,(2025-Y230))","v":0},{"$f":"_xlfn.IFS(Z230=\"Non-Deficient\",\"Non-Deficient\",Z230=\"Deficient\",\"Deficient\",AB230=\"Deficient\",\"Deficient\",Z230=\"Non-Deficient\",\"Non-Deficient\",AB230=\"Non-Deficient\",\"Non-Deficient\",P230=\"\",\"None\",AL230<0,\"Deficient\",AL230>10,\"Non-Deficient\")","v":"None"},{"$f":"_xlfn.IFS(H230=\"LOW WATER CROSSING\",\"Non-Functional\",G230=\"Natural\",\"Functional\",AA230=\"Functional\",\"Functional\",AC230=\"Functional\",\"Functional\",AA230=\"Non-Functional\",\"Non-Functional\",AC230=\"Non-Functional\",\"Non-Functional\",AA230=\"Unknown\",\"Unknown\",AC230=\"Unknown\",\"Unknown\",AA230=\"\",\"None\")","v":"None"},{"$f":"_xlfn.IFS(X230=\"Functionality\",\"Low\",W230=\"No\",\"Low\",Y230>=2015,\"High\",Y230>=1920,\"Low\",W230=\"\",\"None\",W230=\"Unknown\",\"None\")","v":"None"},{"$f":"_xlfn.IFS(H230=\"LOW WATER CROSSING\",\"Unknown\",G230=\"Natural\",\"None\",AM230<AN230,\"High\",AC230=\"Functional\",\"Low\",AC230=\"Non-Functional\",\"Low\",W230=\"No\",\"Low\",W230=\"Unknown\",\"None\",X230=\"Deficiency\",\"None\",W230=\"Yes\",\"High\",W230=\"\",\"None\")","v":"None"},0,0,0,0,{"$f":"_xlfn.CONCAT(LEFT(H230,3),\"-\")&IF(H230=\"-\",0,COUNTIF($H$4:H230,H230))","v":"-0"},{"$f":"_xlfn.IFS($H230<=0,\"-\",AS230=1,_xlfn.CONCAT(\"FUN_NONDEF\",\"-DCON_\",LEFT(AQ230,1),\"-FCON_\",LEFT(AR230,1)),AT230=1,_xlfn.CONCAT(\"FUN_DEF\",\"-DCON_\",LEFT(AQ230,1),\"-FCON_\",LEFT(AR230,1)),AU230=1,_xlfn.CONCAT(\"NONFUN_NONDEF\",\"-DCON_\",LEFT(AQ230,1),\"-FCON_\",LEFT(AR230,1)),AV230=1,_xlfn.CONCAT(\"NONFUN_DEF\",\"-DCON_\",LEFT(AQ230,1),\"-FCON_\",LEFT(AR230,1)),AS230+AT230+AU230+AV230<1,_xlfn.CONCAT(\"-\"))","v":"-"}]
[null,null,null,null,null,null,null,null,null,null,null,null,null,null,null,null,null,null,null,null,null,0,null,null,null,null,null,null,null,null,null,0,0,0,0,"Unknown",{"$f":"_xlfn.IFS(G231=\"Natural\",0,H231=\"\",0,H231=\"COASTAL-CONSTRUCTED\",0,G231=\"Constructed\",_xlfn.XLOOKUP($H231,'Data Categories'!$U$4:$U$25,'Data Categories'!$V$4:V$25))","v":0},{"$f":"_xlfn.IFS(AK231=\"\",0,AJ231=\"Unknown\",0,AK231>1,AK231-AJ231,AK231=0,0)","v":0},{"$f":"_xlfn.IFS(Y231=\"\",0,Y231>1920,_xlfn.XLOOKUP($H231,'Data Categories'!$AE$20:$AE$42,'Data Categories'!$AG$20:$AG$42,0))","v":0},{"$f":"_xlfn.IFS(Y231=\"\",0,Y231>0,(2025-Y231))","v":0},{"$f":"_xlfn.IFS(Z231=\"Non-Deficient\",\"Non-Deficient\",Z231=\"Deficient\",\"Deficient\",AB231=\"Deficient\",\"Deficient\",Z231=\"Non-Deficient\",\"Non-Deficient\",AB231=\"Non-Deficient\",\"Non-Deficient\",P231=\"\",\"None\",AL231<0,\"Deficient\",AL231>10,\"Non-Deficient\")","v":"None"},{"$f":"_xlfn.IFS(H231=\"LOW WATER CROSSING\",\"Non-Functional\",G231=\"Natural\",\"Functional\",AA231=\"Functional\",\"Functional\",AC231=\"Functional\",\"Functional\",AA231=\"Non-Functional\",\"Non-Functional\",AC231=\"Non-Functional\",\"Non-Functional\",AA231=\"Unknown\",\"Unknown\",AC231=\"Unknown\",\"Unknown\",AA231=\"\",\"None\")","v":"None"},{"$f":"_xlfn.IFS(X231=\"Functionality\",\"Low\",W231=\"No\",\"Low\",Y231>=2015,\"High\",Y231>=1920,\"Low\",W231=\"\",\"None\",W231=\"Unknown\",\"None\")","v":"None"},{"$f":"_xlfn.IFS(H231=\"LOW WATER CROSSING\",\"Unknown\",G231=\"Natural\",\"None\",AM231<AN231,\"High\",AC231=\"Functional\",\"Low\",AC231=\"Non-Functional\",\"Low\",W231=\"No\",\"Low\",W231=\"Unknown\",\"None\",X231=\"Deficiency\",\"None\",W231=\"Yes\",\"High\",W231=\"\",\"None\")","v":"None"},0,0,0,0,{"$f":"_xlfn.CONCAT(LEFT(H231,3),\"-\")&IF(H231=\"-\",0,COUNTIF($H$4:H231,H231))","v":"-0"},{"$f":"_xlfn.IFS($H231<=0,\"-\",AS231=1,_xlfn.CONCAT(\"FUN_NONDEF\",\"-DCON_\",LEFT(AQ231,1),\"-FCON_\",LEFT(AR231,1)),AT231=1,_xlfn.CONCAT(\"FUN_DEF\",\"-DCON_\",LEFT(AQ231,1),\"-FCON_\",LEFT(AR231,1)),AU231=1,_xlfn.CONCAT(\"NONFUN_NONDEF\",\"-DCON_\",LEFT(AQ231,1),\"-FCON_\",LEFT(AR231,1)),AV231=1,_xlfn.CONCAT(\"NONFUN_DEF\",\"-DCON_\",LEFT(AQ231,1),\"-FCON_\",LEFT(AR231,1)),AS231+AT231+AU231+AV231<1,_xlfn.CONCAT(\"-\"))","v":"-"}]
[null,null,null,null,null,null,null,null,null,null,null,null,null,null,null,null,null,null,null,null,null,0,null,null,null,null,null,null,null,null,null,0,0,0,0,"Unknown",{"$f":"_xlfn.IFS(G232=\"Natural\",0,H232=\"\",0,H232=\"COASTAL-CONSTRUCTED\",0,G232=\"Constructed\",_xlfn.XLOOKUP($H232,'Data Categories'!$U$4:$U$25,'Data Categories'!$V$4:V$25))","v":0},{"$f":"_xlfn.IFS(AK232=\"\",0,AJ232=\"Unknown\",0,AK232>1,AK232-AJ232,AK232=0,0)","v":0},{"$f":"_xlfn.IFS(Y232=\"\",0,Y232>1920,_xlfn.XLOOKUP($H232,'Data Categories'!$AE$20:$AE$42,'Data Categories'!$AG$20:$AG$42,0))","v":0},{"$f":"_xlfn.IFS(Y232=\"\",0,Y232>0,(2025-Y232))","v":0},{"$f":"_xlfn.IFS(Z232=\"Non-Deficient\",\"Non-Deficient\",Z232=\"Deficient\",\"Deficient\",AB232=\"Deficient\",\"Deficient\",Z232=\"Non-Deficient\",\"Non-Deficient\",AB232=\"Non-Deficient\",\"Non-Deficient\",P232=\"\",\"None\",AL232<0,\"Deficient\",AL232>10,\"Non-Deficient\")","v":"None"},{"$f":"_xlfn.IFS(H232=\"LOW WATER CROSSING\",\"Non-Functional\",G232=\"Natural\",\"Functional\",AA232=\"Functional\",\"Functional\",AC232=\"Functional\",\"Functional\",AA232=\"Non-Functional\",\"Non-Functional\",AC232=\"Non-Functional\",\"Non-Functional\",AA232=\"Unknown\",\"Unknown\",AC232=\"Unknown\",\"Unknown\",AA232=\"\",\"None\")","v":"None"},{"$f":"_xlfn.IFS(X232=\"Functionality\",\"Low\",W232=\"No\",\"Low\",Y232>=2015,\"High\",Y232>=1920,\"Low\",W232=\"\",\"None\",W232=\"Unknown\",\"None\")","v":"None"},{"$f":"_xlfn.IFS(H232=\"LOW WATER CROSSING\",\"Unknown\",G232=\"Natural\",\"None\",AM232<AN232,\"High\",AC232=\"Functional\",\"Low\",AC232=\"Non-Functional\",\"Low\",W232=\"No\",\"Low\",W232=\"Unknown\",\"None\",X232=\"Deficiency\",\"None\",W232=\"Yes\",\"High\",W232=\"\",\"None\")","v":"None"},0,0,0,0,{"$f":"_xlfn.CONCAT(LEFT(H232,3),\"-\")&IF(H232=\"-\",0,COUNTIF($H$4:H232,H232))","v":"-0"},{"$f":"_xlfn.IFS($H232<=0,\"-\",AS232=1,_xlfn.CONCAT(\"FUN_NONDEF\",\"-DCON_\",LEFT(AQ232,1),\"-FCON_\",LEFT(AR232,1)),AT232=1,_xlfn.CONCAT(\"FUN_DEF\",\"-DCON_\",LEFT(AQ232,1),\"-FCON_\",LEFT(AR232,1)),AU232=1,_xlfn.CONCAT(\"NONFUN_NONDEF\",\"-DCON_\",LEFT(AQ232,1),\"-FCON_\",LEFT(AR232,1)),AV232=1,_xlfn.CONCAT(\"NONFUN_DEF\",\"-DCON_\",LEFT(AQ232,1),\"-FCON_\",LEFT(AR232,1)),AS232+AT232+AU232+AV232<1,_xlfn.CONCAT(\"-\"))","v":"-"}]
[null,null,null,null,null,null,null,null,null,null,null,null,null,null,null,null,null,null,null,null,null,0,null,null,null,null,null,null,null,null,null,0,0,0,0,"Unknown",{"$f":"_xlfn.IFS(G233=\"Natural\",0,H233=\"\",0,H233=\"COASTAL-CONSTRUCTED\",0,G233=\"Constructed\",_xlfn.XLOOKUP($H233,'Data Categories'!$U$4:$U$25,'Data Categories'!$V$4:V$25))","v":0},{"$f":"_xlfn.IFS(AK233=\"\",0,AJ233=\"Unknown\",0,AK233>1,AK233-AJ233,AK233=0,0)","v":0},{"$f":"_xlfn.IFS(Y233=\"\",0,Y233>1920,_xlfn.XLOOKUP($H233,'Data Categories'!$AE$20:$AE$42,'Data Categories'!$AG$20:$AG$42,0))","v":0},{"$f":"_xlfn.IFS(Y233=\"\",0,Y233>0,(2025-Y233))","v":0},{"$f":"_xlfn.IFS(Z233=\"Non-Deficient\",\"Non-Deficient\",Z233=\"Deficient\",\"Deficient\",AB233=\"Deficient\",\"Deficient\",Z233=\"Non-Deficient\",\"Non-Deficient\",AB233=\"Non-Deficient\",\"Non-Deficient\",P233=\"\",\"None\",AL233<0,\"Deficient\",AL233>10,\"Non-Deficient\")","v":"None"},{"$f":"_xlfn.IFS(H233=\"LOW WATER CROSSING\",\"Non-Functional\",G233=\"Natural\",\"Functional\",AA233=\"Functional\",\"Functional\",AC233=\"Functional\",\"Functional\",AA233=\"Non-Functional\",\"Non-Functional\",AC233=\"Non-Functional\",\"Non-Functional\",AA233=\"Unknown\",\"Unknown\",AC233=\"Unknown\",\"Unknown\",AA233=\"\",\"None\")","v":"None"},{"$f":"_xlfn.IFS(X233=\"Functionality\",\"Low\",W233=\"No\",\"Low\",Y233>=2015,\"High\",Y233>=1920,\"Low\",W233=\"\",\"None\",W233=\"Unknown\",\"None\")","v":"None"},{"$f":"_xlfn.IFS(H233=\"LOW WATER CROSSING\",\"Unknown\",G233=\"Natural\",\"None\",AM233<AN233,\"High\",AC233=\"Functional\",\"Low\",AC233=\"Non-Functional\",\"Low\",W233=\"No\",\"Low\",W233=\"Unknown\",\"None\",X233=\"Deficiency\",\"None\",W233=\"Yes\",\"High\",W233=\"\",\"None\")","v":"None"},0,0,0,0,{"$f":"_xlfn.CONCAT(LEFT(H233,3),\"-\")&IF(H233=\"-\",0,COUNTIF($H$4:H233,H233))","v":"-0"},{"$f":"_xlfn.IFS($H233<=0,\"-\",AS233=1,_xlfn.CONCAT(\"FUN_NONDEF\",\"-DCON_\",LEFT(AQ233,1),\"-FCON_\",LEFT(AR233,1)),AT233=1,_xlfn.CONCAT(\"FUN_DEF\",\"-DCON_\",LEFT(AQ233,1),\"-FCON_\",LEFT(AR233,1)),AU233=1,_xlfn.CONCAT(\"NONFUN_NONDEF\",\"-DCON_\",LEFT(AQ233,1),\"-FCON_\",LEFT(AR233,1)),AV233=1,_xlfn.CONCAT(\"NONFUN_DEF\",\"-DCON_\",LEFT(AQ233,1),\"-FCON_\",LEFT(AR233,1)),AS233+AT233+AU233+AV233<1,_xlfn.CONCAT(\"-\"))","v":"-"}]
[null,null,null,null,null,null,null,null,null,null,null,null,null,null,null,null,null,null,null,null,null,0,null,null,null,null,null,null,null,null,null,0,0,0,0,"Unknown",{"$f":"_xlfn.IFS(G234=\"Natural\",0,H234=\"\",0,H234=\"COASTAL-CONSTRUCTED\",0,G234=\"Constructed\",_xlfn.XLOOKUP($H234,'Data Categories'!$U$4:$U$25,'Data Categories'!$V$4:V$25))","v":0},{"$f":"_xlfn.IFS(AK234=\"\",0,AJ234=\"Unknown\",0,AK234>1,AK234-AJ234,AK234=0,0)","v":0},{"$f":"_xlfn.IFS(Y234=\"\",0,Y234>1920,_xlfn.XLOOKUP($H234,'Data Categories'!$AE$20:$AE$42,'Data Categories'!$AG$20:$AG$42,0))","v":0},{"$f":"_xlfn.IFS(Y234=\"\",0,Y234>0,(2025-Y234))","v":0},{"$f":"_xlfn.IFS(Z234=\"Non-Deficient\",\"Non-Deficient\",Z234=\"Deficient\",\"Deficient\",AB234=\"Deficient\",\"Deficient\",Z234=\"Non-Deficient\",\"Non-Deficient\",AB234=\"Non-Deficient\",\"Non-Deficient\",P234=\"\",\"None\",AL234<0,\"Deficient\",AL234>10,\"Non-Deficient\")","v":"None"},{"$f":"_xlfn.IFS(H234=\"LOW WATER CROSSING\",\"Non-Functional\",G234=\"Natural\",\"Functional\",AA234=\"Functional\",\"Functional\",AC234=\"Functional\",\"Functional\",AA234=\"Non-Functional\",\"Non-Functional\",AC234=\"Non-Functional\",\"Non-Functional\",AA234=\"Unknown\",\"Unknown\",AC234=\"Unknown\",\"Unknown\",AA234=\"\",\"None\")","v":"None"},{"$f":"_xlfn.IFS(X234=\"Functionality\",\"Low\",W234=\"No\",\"Low\",Y234>=2015,\"High\",Y234>=1920,\"Low\",W234=\"\",\"None\",W234=\"Unknown\",\"None\")","v":"None"},{"$f":"_xlfn.IFS(H234=\"LOW WATER CROSSING\",\"Unknown\",G234=\"Natural\",\"None\",AM234<AN234,\"High\",AC234=\"Functional\",\"Low\",AC234=\"Non-Functional\",\"Low\",W234=\"No\",\"Low\",W234=\"Unknown\",\"None\",X234=\"Deficiency\",\"None\",W234=\"Yes\",\"High\",W234=\"\",\"None\")","v":"None"},0,0,0,0,{"$f":"_xlfn.CONCAT(LEFT(H234,3),\"-\")&IF(H234=\"-\",0,COUNTIF($H$4:H234,H234))","v":"-0"},{"$f":"_xlfn.IFS($H234<=0,\"-\",AS234=1,_xlfn.CONCAT(\"FUN_NONDEF\",\"-DCON_\",LEFT(AQ234,1),\"-FCON_\",LEFT(AR234,1)),AT234=1,_xlfn.CONCAT(\"FUN_DEF\",\"-DCON_\",LEFT(AQ234,1),\"-FCON_\",LEFT(AR234,1)),AU234=1,_xlfn.CONCAT(\"NONFUN_NONDEF\",\"-DCON_\",LEFT(AQ234,1),\"-FCON_\",LEFT(AR234,1)),AV234=1,_xlfn.CONCAT(\"NONFUN_DEF\",\"-DCON_\",LEFT(AQ234,1),\"-FCON_\",LEFT(AR234,1)),AS234+AT234+AU234+AV234<1,_xlfn.CONCAT(\"-\"))","v":"-"}]
[null,null,null,null,null,null,null,null,null,null,null,null,null,null,null,null,null,null,null,null,null,0,null,null,null,null,null,null,null,null,null,0,0,0,0,"Unknown",{"$f":"_xlfn.IFS(G235=\"Natural\",0,H235=\"\",0,H235=\"COASTAL-CONSTRUCTED\",0,G235=\"Constructed\",_xlfn.XLOOKUP($H235,'Data Categories'!$U$4:$U$25,'Data Categories'!$V$4:V$25))","v":0},{"$f":"_xlfn.IFS(AK235=\"\",0,AJ235=\"Unknown\",0,AK235>1,AK235-AJ235,AK235=0,0)","v":0},{"$f":"_xlfn.IFS(Y235=\"\",0,Y235>1920,_xlfn.XLOOKUP($H235,'Data Categories'!$AE$20:$AE$42,'Data Categories'!$AG$20:$AG$42,0))","v":0},{"$f":"_xlfn.IFS(Y235=\"\",0,Y235>0,(2025-Y235))","v":0},{"$f":"_xlfn.IFS(Z235=\"Non-Deficient\",\"Non-Deficient\",Z235=\"Deficient\",\"Deficient\",AB235=\"Deficient\",\"Deficient\",Z235=\"Non-Deficient\",\"Non-Deficient\",AB235=\"Non-Deficient\",\"Non-Deficient\",P235=\"\",\"None\",AL235<0,\"Deficient\",AL235>10,\"Non-Deficient\")","v":"None"},{"$f":"_xlfn.IFS(H235=\"LOW WATER CROSSING\",\"Non-Functional\",G235=\"Natural\",\"Functional\",AA235=\"Functional\",\"Functional\",AC235=\"Functional\",\"Functional\",AA235=\"Non-Functional\",\"Non-Functional\",AC235=\"Non-Functional\",\"Non-Functional\",AA235=\"Unknown\",\"Unknown\",AC235=\"Unknown\",\"Unknown\",AA235=\"\",\"None\")","v":"None"},{"$f":"_xlfn.IFS(X235=\"Functionality\",\"Low\",W235=\"No\",\"Low\",Y235>=2015,\"High\",Y235>=1920,\"Low\",W235=\"\",\"None\",W235=\"Unknown\",\"None\")","v":"None"},{"$f":"_xlfn.IFS(H235=\"LOW WATER CROSSING\",\"Unknown\",G235=\"Natural\",\"None\",AM235<AN235,\"High\",AC235=\"Functional\",\"Low\",AC235=\"Non-Functional\",\"Low\",W235=\"No\",\"Low\",W235=\"Unknown\",\"None\",X235=\"Deficiency\",\"None\",W235=\"Yes\",\"High\",W235=\"\",\"None\")","v":"None"},0,0,0,0,{"$f":"_xlfn.CONCAT(LEFT(H235,3),\"-\")&IF(H235=\"-\",0,COUNTIF($H$4:H235,H235))","v":"-0"},{"$f":"_xlfn.IFS($H235<=0,\"-\",AS235=1,_xlfn.CONCAT(\"FUN_NONDEF\",\"-DCON_\",LEFT(AQ235,1),\"-FCON_\",LEFT(AR235,1)),AT235=1,_xlfn.CONCAT(\"FUN_DEF\",\"-DCON_\",LEFT(AQ235,1),\"-FCON_\",LEFT(AR235,1)),AU235=1,_xlfn.CONCAT(\"NONFUN_NONDEF\",\"-DCON_\",LEFT(AQ235,1),\"-FCON_\",LEFT(AR235,1)),AV235=1,_xlfn.CONCAT(\"NONFUN_DEF\",\"-DCON_\",LEFT(AQ235,1),\"-FCON_\",LEFT(AR235,1)),AS235+AT235+AU235+AV235<1,_xlfn.CONCAT(\"-\"))","v":"-"}]
[null,null,null,null,null,null,null,null,null,null,null,null,null,null,null,null,null,null,null,null,null,0,null,null,null,null,null,null,null,null,null,0,0,0,0,"Unknown",{"$f":"_xlfn.IFS(G236=\"Natural\",0,H236=\"\",0,H236=\"COASTAL-CONSTRUCTED\",0,G236=\"Constructed\",_xlfn.XLOOKUP($H236,'Data Categories'!$U$4:$U$25,'Data Categories'!$V$4:V$25))","v":0},{"$f":"_xlfn.IFS(AK236=\"\",0,AJ236=\"Unknown\",0,AK236>1,AK236-AJ236,AK236=0,0)","v":0},{"$f":"_xlfn.IFS(Y236=\"\",0,Y236>1920,_xlfn.XLOOKUP($H236,'Data Categories'!$AE$20:$AE$42,'Data Categories'!$AG$20:$AG$42,0))","v":0},{"$f":"_xlfn.IFS(Y236=\"\",0,Y236>0,(2025-Y236))","v":0},{"$f":"_xlfn.IFS(Z236=\"Non-Deficient\",\"Non-Deficient\",Z236=\"Deficient\",\"Deficient\",AB236=\"Deficient\",\"Deficient\",Z236=\"Non-Deficient\",\"Non-Deficient\",AB236=\"Non-Deficient\",\"Non-Deficient\",P236=\"\",\"None\",AL236<0,\"Deficient\",AL236>10,\"Non-Deficient\")","v":"None"},{"$f":"_xlfn.IFS(H236=\"LOW WATER CROSSING\",\"Non-Functional\",G236=\"Natural\",\"Functional\",AA236=\"Functional\",\"Functional\",AC236=\"Functional\",\"Functional\",AA236=\"Non-Functional\",\"Non-Functional\",AC236=\"Non-Functional\",\"Non-Functional\",AA236=\"Unknown\",\"Unknown\",AC236=\"Unknown\",\"Unknown\",AA236=\"\",\"None\")","v":"None"},{"$f":"_xlfn.IFS(X236=\"Functionality\",\"Low\",W236=\"No\",\"Low\",Y236>=2015,\"High\",Y236>=1920,\"Low\",W236=\"\",\"None\",W236=\"Unknown\",\"None\")","v":"None"},{"$f":"_xlfn.IFS(H236=\"LOW WATER CROSSING\",\"Unknown\",G236=\"Natural\",\"None\",AM236<AN236,\"High\",AC236=\"Functional\",\"Low\",AC236=\"Non-Functional\",\"Low\",W236=\"No\",\"Low\",W236=\"Unknown\",\"None\",X236=\"Deficiency\",\"None\",W236=\"Yes\",\"High\",W236=\"\",\"None\")","v":"None"},0,0,0,0,{"$f":"_xlfn.CONCAT(LEFT(H236,3),\"-\")&IF(H236=\"-\",0,COUNTIF($H$4:H236,H236))","v":"-0"},{"$f":"_xlfn.IFS($H236<=0,\"-\",AS236=1,_xlfn.CONCAT(\"FUN_NONDEF\",\"-DCON_\",LEFT(AQ236,1),\"-FCON_\",LEFT(AR236,1)),AT236=1,_xlfn.CONCAT(\"FUN_DEF\",\"-DCON_\",LEFT(AQ236,1),\"-FCON_\",LEFT(AR236,1)),AU236=1,_xlfn.CONCAT(\"NONFUN_NONDEF\",\"-DCON_\",LEFT(AQ236,1),\"-FCON_\",LEFT(AR236,1)),AV236=1,_xlfn.CONCAT(\"NONFUN_DEF\",\"-DCON_\",LEFT(AQ236,1),\"-FCON_\",LEFT(AR236,1)),AS236+AT236+AU236+AV236<1,_xlfn.CONCAT(\"-\"))","v":"-"}]
[null,null,null,null,null,null,null,null,null,null,null,null,null,null,null,null,null,null,null,null,null,0,null,null,null,null,null,null,null,null,null,0,0,0,0,"Unknown",{"$f":"_xlfn.IFS(G237=\"Natural\",0,H237=\"\",0,H237=\"COASTAL-CONSTRUCTED\",0,G237=\"Constructed\",_xlfn.XLOOKUP($H237,'Data Categories'!$U$4:$U$25,'Data Categories'!$V$4:V$25))","v":0},{"$f":"_xlfn.IFS(AK237=\"\",0,AJ237=\"Unknown\",0,AK237>1,AK237-AJ237,AK237=0,0)","v":0},{"$f":"_xlfn.IFS(Y237=\"\",0,Y237>1920,_xlfn.XLOOKUP($H237,'Data Categories'!$AE$20:$AE$42,'Data Categories'!$AG$20:$AG$42,0))","v":0},{"$f":"_xlfn.IFS(Y237=\"\",0,Y237>0,(2025-Y237))","v":0},{"$f":"_xlfn.IFS(Z237=\"Non-Deficient\",\"Non-Deficient\",Z237=\"Deficient\",\"Deficient\",AB237=\"Deficient\",\"Deficient\",Z237=\"Non-Deficient\",\"Non-Deficient\",AB237=\"Non-Deficient\",\"Non-Deficient\",P237=\"\",\"None\",AL237<0,\"Deficient\",AL237>10,\"Non-Deficient\")","v":"None"},{"$f":"_xlfn.IFS(H237=\"LOW WATER CROSSING\",\"Non-Functional\",G237=\"Natural\",\"Functional\",AA237=\"Functional\",\"Functional\",AC237=\"Functional\",\"Functional\",AA237=\"Non-Functional\",\"Non-Functional\",AC237=\"Non-Functional\",\"Non-Functional\",AA237=\"Unknown\",\"Unknown\",AC237=\"Unknown\",\"Unknown\",AA237=\"\",\"None\")","v":"None"},{"$f":"_xlfn.IFS(X237=\"Functionality\",\"Low\",W237=\"No\",\"Low\",Y237>=2015,\"High\",Y237>=1920,\"Low\",W237=\"\",\"None\",W237=\"Unknown\",\"None\")","v":"None"},{"$f":"_xlfn.IFS(H237=\"LOW WATER CROSSING\",\"Unknown\",G237=\"Natural\",\"None\",AM237<AN237,\"High\",AC237=\"Functional\",\"Low\",AC237=\"Non-Functional\",\"Low\",W237=\"No\",\"Low\",W237=\"Unknown\",\"None\",X237=\"Deficiency\",\"None\",W237=\"Yes\",\"High\",W237=\"\",\"None\")","v":"None"},0,0,0,0,{"$f":"_xlfn.CONCAT(LEFT(H237,3),\"-\")&IF(H237=\"-\",0,COUNTIF($H$4:H237,H237))","v":"-0"},{"$f":"_xlfn.IFS($H237<=0,\"-\",AS237=1,_xlfn.CONCAT(\"FUN_NONDEF\",\"-DCON_\",LEFT(AQ237,1),\"-FCON_\",LEFT(AR237,1)),AT237=1,_xlfn.CONCAT(\"FUN_DEF\",\"-DCON_\",LEFT(AQ237,1),\"-FCON_\",LEFT(AR237,1)),AU237=1,_xlfn.CONCAT(\"NONFUN_NONDEF\",\"-DCON_\",LEFT(AQ237,1),\"-FCON_\",LEFT(AR237,1)),AV237=1,_xlfn.CONCAT(\"NONFUN_DEF\",\"-DCON_\",LEFT(AQ237,1),\"-FCON_\",LEFT(AR237,1)),AS237+AT237+AU237+AV237<1,_xlfn.CONCAT(\"-\"))","v":"-"}]
[null,null,null,null,null,null,null,null,null,null,null,null,null,null,null,null,null,null,null,null,null,0,null,null,null,null,null,null,null,null,null,0,0,0,0,"Unknown",{"$f":"_xlfn.IFS(G238=\"Natural\",0,H238=\"\",0,H238=\"COASTAL-CONSTRUCTED\",0,G238=\"Constructed\",_xlfn.XLOOKUP($H238,'Data Categories'!$U$4:$U$25,'Data Categories'!$V$4:V$25))","v":0},{"$f":"_xlfn.IFS(AK238=\"\",0,AJ238=\"Unknown\",0,AK238>1,AK238-AJ238,AK238=0,0)","v":0},{"$f":"_xlfn.IFS(Y238=\"\",0,Y238>1920,_xlfn.XLOOKUP($H238,'Data Categories'!$AE$20:$AE$42,'Data Categories'!$AG$20:$AG$42,0))","v":0},{"$f":"_xlfn.IFS(Y238=\"\",0,Y238>0,(2025-Y238))","v":0},{"$f":"_xlfn.IFS(Z238=\"Non-Deficient\",\"Non-Deficient\",Z238=\"Deficient\",\"Deficient\",AB238=\"Deficient\",\"Deficient\",Z238=\"Non-Deficient\",\"Non-Deficient\",AB238=\"Non-Deficient\",\"Non-Deficient\",P238=\"\",\"None\",AL238<0,\"Deficient\",AL238>10,\"Non-Deficient\")","v":"None"},{"$f":"_xlfn.IFS(H238=\"LOW WATER CROSSING\",\"Non-Functional\",G238=\"Natural\",\"Functional\",AA238=\"Functional\",\"Functional\",AC238=\"Functional\",\"Functional\",AA238=\"Non-Functional\",\"Non-Functional\",AC238=\"Non-Functional\",\"Non-Functional\",AA238=\"Unknown\",\"Unknown\",AC238=\"Unknown\",\"Unknown\",AA238=\"\",\"None\")","v":"None"},{"$f":"_xlfn.IFS(X238=\"Functionality\",\"Low\",W238=\"No\",\"Low\",Y238>=2015,\"High\",Y238>=1920,\"Low\",W238=\"\",\"None\",W238=\"Unknown\",\"None\")","v":"None"},{"$f":"_xlfn.IFS(H238=\"LOW WATER CROSSING\",\"Unknown\",G238=\"Natural\",\"None\",AM238<AN238,\"High\",AC238=\"Functional\",\"Low\",AC238=\"Non-Functional\",\"Low\",W238=\"No\",\"Low\",W238=\"Unknown\",\"None\",X238=\"Deficiency\",\"None\",W238=\"Yes\",\"High\",W238=\"\",\"None\")","v":"None"},0,0,0,0,{"$f":"_xlfn.CONCAT(LEFT(H238,3),\"-\")&IF(H238=\"-\",0,COUNTIF($H$4:H238,H238))","v":"-0"},{"$f":"_xlfn.IFS($H238<=0,\"-\",AS238=1,_xlfn.CONCAT(\"FUN_NONDEF\",\"-DCON_\",LEFT(AQ238,1),\"-FCON_\",LEFT(AR238,1)),AT238=1,_xlfn.CONCAT(\"FUN_DEF\",\"-DCON_\",LEFT(AQ238,1),\"-FCON_\",LEFT(AR238,1)),AU238=1,_xlfn.CONCAT(\"NONFUN_NONDEF\",\"-DCON_\",LEFT(AQ238,1),\"-FCON_\",LEFT(AR238,1)),AV238=1,_xlfn.CONCAT(\"NONFUN_DEF\",\"-DCON_\",LEFT(AQ238,1),\"-FCON_\",LEFT(AR238,1)),AS238+AT238+AU238+AV238<1,_xlfn.CONCAT(\"-\"))","v":"-"}]
[null,null,null,null,null,null,null,null,null,null,null,null,null,null,null,null,null,null,null,null,null,0,null,null,null,null,null,null,null,null,null,0,0,0,0,"Unknown",{"$f":"_xlfn.IFS(G239=\"Natural\",0,H239=\"\",0,H239=\"COASTAL-CONSTRUCTED\",0,G239=\"Constructed\",_xlfn.XLOOKUP($H239,'Data Categories'!$U$4:$U$25,'Data Categories'!$V$4:V$25))","v":0},{"$f":"_xlfn.IFS(AK239=\"\",0,AJ239=\"Unknown\",0,AK239>1,AK239-AJ239,AK239=0,0)","v":0},{"$f":"_xlfn.IFS(Y239=\"\",0,Y239>1920,_xlfn.XLOOKUP($H239,'Data Categories'!$AE$20:$AE$42,'Data Categories'!$AG$20:$AG$42,0))","v":0},{"$f":"_xlfn.IFS(Y239=\"\",0,Y239>0,(2025-Y239))","v":0},{"$f":"_xlfn.IFS(Z239=\"Non-Deficient\",\"Non-Deficient\",Z239=\"Deficient\",\"Deficient\",AB239=\"Deficient\",\"Deficient\",Z239=\"Non-Deficient\",\"Non-Deficient\",AB239=\"Non-Deficient\",\"Non-Deficient\",P239=\"\",\"None\",AL239<0,\"Deficient\",AL239>10,\"Non-Deficient\")","v":"None"},{"$f":"_xlfn.IFS(H239=\"LOW WATER CROSSING\",\"Non-Functional\",G239=\"Natural\",\"Functional\",AA239=\"Functional\",\"Functional\",AC239=\"Functional\",\"Functional\",AA239=\"Non-Functional\",\"Non-Functional\",AC239=\"Non-Functional\",\"Non-Functional\",AA239=\"Unknown\",\"Unknown\",AC239=\"Unknown\",\"Unknown\",AA239=\"\",\"None\")","v":"None"},{"$f":"_xlfn.IFS(X239=\"Functionality\",\"Low\",W239=\"No\",\"Low\",Y239>=2015,\"High\",Y239>=1920,\"Low\",W239=\"\",\"None\",W239=\"Unknown\",\"None\")","v":"None"},{"$f":"_xlfn.IFS(H239=\"LOW WATER CROSSING\",\"Unknown\",G239=\"Natural\",\"None\",AM239<AN239,\"High\",AC239=\"Functional\",\"Low\",AC239=\"Non-Functional\",\"Low\",W239=\"No\",\"Low\",W239=\"Unknown\",\"None\",X239=\"Deficiency\",\"None\",W239=\"Yes\",\"High\",W239=\"\",\"None\")","v":"None"},0,0,0,0,{"$f":"_xlfn.CONCAT(LEFT(H239,3),\"-\")&IF(H239=\"-\",0,COUNTIF($H$4:H239,H239))","v":"-0"},{"$f":"_xlfn.IFS($H239<=0,\"-\",AS239=1,_xlfn.CONCAT(\"FUN_NONDEF\",\"-DCON_\",LEFT(AQ239,1),\"-FCON_\",LEFT(AR239,1)),AT239=1,_xlfn.CONCAT(\"FUN_DEF\",\"-DCON_\",LEFT(AQ239,1),\"-FCON_\",LEFT(AR239,1)),AU239=1,_xlfn.CONCAT(\"NONFUN_NONDEF\",\"-DCON_\",LEFT(AQ239,1),\"-FCON_\",LEFT(AR239,1)),AV239=1,_xlfn.CONCAT(\"NONFUN_DEF\",\"-DCON_\",LEFT(AQ239,1),\"-FCON_\",LEFT(AR239,1)),AS239+AT239+AU239+AV239<1,_xlfn.CONCAT(\"-\"))","v":"-"}]
[null,null,null,null,null,null,null,null,null,null,null,null,null,null,null,null,null,null,null,null,null,0,null,null,null,null,null,null,null,null,null,0,0,0,0,"Unknown",{"$f":"_xlfn.IFS(G240=\"Natural\",0,H240=\"\",0,H240=\"COASTAL-CONSTRUCTED\",0,G240=\"Constructed\",_xlfn.XLOOKUP($H240,'Data Categories'!$U$4:$U$25,'Data Categories'!$V$4:V$25))","v":0},{"$f":"_xlfn.IFS(AK240=\"\",0,AJ240=\"Unknown\",0,AK240>1,AK240-AJ240,AK240=0,0)","v":0},{"$f":"_xlfn.IFS(Y240=\"\",0,Y240>1920,_xlfn.XLOOKUP($H240,'Data Categories'!$AE$20:$AE$42,'Data Categories'!$AG$20:$AG$42,0))","v":0},{"$f":"_xlfn.IFS(Y240=\"\",0,Y240>0,(2025-Y240))","v":0},{"$f":"_xlfn.IFS(Z240=\"Non-Deficient\",\"Non-Deficient\",Z240=\"Deficient\",\"Deficient\",AB240=\"Deficient\",\"Deficient\",Z240=\"Non-Deficient\",\"Non-Deficient\",AB240=\"Non-Deficient\",\"Non-Deficient\",P240=\"\",\"None\",AL240<0,\"Deficient\",AL240>10,\"Non-Deficient\")","v":"None"},{"$f":"_xlfn.IFS(H240=\"LOW WATER CROSSING\",\"Non-Functional\",G240=\"Natural\",\"Functional\",AA240=\"Functional\",\"Functional\",AC240=\"Functional\",\"Functional\",AA240=\"Non-Functional\",\"Non-Functional\",AC240=\"Non-Functional\",\"Non-Functional\",AA240=\"Unknown\",\"Unknown\",AC240=\"Unknown\",\"Unknown\",AA240=\"\",\"None\")","v":"None"},{"$f":"_xlfn.IFS(X240=\"Functionality\",\"Low\",W240=\"No\",\"Low\",Y240>=2015,\"High\",Y240>=1920,\"Low\",W240=\"\",\"None\",W240=\"Unknown\",\"None\")","v":"None"},{"$f":"_xlfn.IFS(H240=\"LOW WATER CROSSING\",\"Unknown\",G240=\"Natural\",\"None\",AM240<AN240,\"High\",AC240=\"Functional\",\"Low\",AC240=\"Non-Functional\",\"Low\",W240=\"No\",\"Low\",W240=\"Unknown\",\"None\",X240=\"Deficiency\",\"None\",W240=\"Yes\",\"High\",W240=\"\",\"None\")","v":"None"},0,0,0,0,{"$f":"_xlfn.CONCAT(LEFT(H240,3),\"-\")&IF(H240=\"-\",0,COUNTIF($H$4:H240,H240))","v":"-0"},{"$f":"_xlfn.IFS($H240<=0,\"-\",AS240=1,_xlfn.CONCAT(\"FUN_NONDEF\",\"-DCON_\",LEFT(AQ240,1),\"-FCON_\",LEFT(AR240,1)),AT240=1,_xlfn.CONCAT(\"FUN_DEF\",\"-DCON_\",LEFT(AQ240,1),\"-FCON_\",LEFT(AR240,1)),AU240=1,_xlfn.CONCAT(\"NONFUN_NONDEF\",\"-DCON_\",LEFT(AQ240,1),\"-FCON_\",LEFT(AR240,1)),AV240=1,_xlfn.CONCAT(\"NONFUN_DEF\",\"-DCON_\",LEFT(AQ240,1),\"-FCON_\",LEFT(AR240,1)),AS240+AT240+AU240+AV240<1,_xlfn.CONCAT(\"-\"))","v":"-"}]
[null,null,null,null,null,null,null,null,null,null,null,null,null,null,null,null,null,null,null,null,null,0,null,null,null,null,null,null,null,null,null,0,0,0,0,"Unknown",{"$f":"_xlfn.IFS(G241=\"Natural\",0,H241=\"\",0,H241=\"COASTAL-CONSTRUCTED\",0,G241=\"Constructed\",_xlfn.XLOOKUP($H241,'Data Categories'!$U$4:$U$25,'Data Categories'!$V$4:V$25))","v":0},{"$f":"_xlfn.IFS(AK241=\"\",0,AJ241=\"Unknown\",0,AK241>1,AK241-AJ241,AK241=0,0)","v":0},{"$f":"_xlfn.IFS(Y241=\"\",0,Y241>1920,_xlfn.XLOOKUP($H241,'Data Categories'!$AE$20:$AE$42,'Data Categories'!$AG$20:$AG$42,0))","v":0},{"$f":"_xlfn.IFS(Y241=\"\",0,Y241>0,(2025-Y241))","v":0},{"$f":"_xlfn.IFS(Z241=\"Non-Deficient\",\"Non-Deficient\",Z241=\"Deficient\",\"Deficient\",AB241=\"Deficient\",\"Deficient\",Z241=\"Non-Deficient\",\"Non-Deficient\",AB241=\"Non-Deficient\",\"Non-Deficient\",P241=\"\",\"None\",AL241<0,\"Deficient\",AL241>10,\"Non-Deficient\")","v":"None"},{"$f":"_xlfn.IFS(H241=\"LOW WATER CROSSING\",\"Non-Functional\",G241=\"Natural\",\"Functional\",AA241=\"Functional\",\"Functional\",AC241=\"Functional\",\"Functional\",AA241=\"Non-Functional\",\"Non-Functional\",AC241=\"Non-Functional\",\"Non-Functional\",AA241=\"Unknown\",\"Unknown\",AC241=\"Unknown\",\"Unknown\",AA241=\"\",\"None\")","v":"None"},{"$f":"_xlfn.IFS(X241=\"Functionality\",\"Low\",W241=\"No\",\"Low\",Y241>=2015,\"High\",Y241>=1920,\"Low\",W241=\"\",\"None\",W241=\"Unknown\",\"None\")","v":"None"},{"$f":"_xlfn.IFS(H241=\"LOW WATER CROSSING\",\"Unknown\",G241=\"Natural\",\"None\",AM241<AN241,\"High\",AC241=\"Functional\",\"Low\",AC241=\"Non-Functional\",\"Low\",W241=\"No\",\"Low\",W241=\"Unknown\",\"None\",X241=\"Deficiency\",\"None\",W241=\"Yes\",\"High\",W241=\"\",\"None\")","v":"None"},0,0,0,0,{"$f":"_xlfn.CONCAT(LEFT(H241,3),\"-\")&IF(H241=\"-\",0,COUNTIF($H$4:H241,H241))","v":"-0"},{"$f":"_xlfn.IFS($H241<=0,\"-\",AS241=1,_xlfn.CONCAT(\"FUN_NONDEF\",\"-DCON_\",LEFT(AQ241,1),\"-FCON_\",LEFT(AR241,1)),AT241=1,_xlfn.CONCAT(\"FUN_DEF\",\"-DCON_\",LEFT(AQ241,1),\"-FCON_\",LEFT(AR241,1)),AU241=1,_xlfn.CONCAT(\"NONFUN_NONDEF\",\"-DCON_\",LEFT(AQ241,1),\"-FCON_\",LEFT(AR241,1)),AV241=1,_xlfn.CONCAT(\"NONFUN_DEF\",\"-DCON_\",LEFT(AQ241,1),\"-FCON_\",LEFT(AR241,1)),AS241+AT241+AU241+AV241<1,_xlfn.CONCAT(\"-\"))","v":"-"}]
[null,null,null,null,null,null,null,null,null,null,null,null,null,null,null,null,null,null,null,null,null,0,null,null,null,null,null,null,null,null,null,0,0,0,0,"Unknown",{"$f":"_xlfn.IFS(G242=\"Natural\",0,H242=\"\",0,H242=\"COASTAL-CONSTRUCTED\",0,G242=\"Constructed\",_xlfn.XLOOKUP($H242,'Data Categories'!$U$4:$U$25,'Data Categories'!$V$4:V$25))","v":0},{"$f":"_xlfn.IFS(AK242=\"\",0,AJ242=\"Unknown\",0,AK242>1,AK242-AJ242,AK242=0,0)","v":0},{"$f":"_xlfn.IFS(Y242=\"\",0,Y242>1920,_xlfn.XLOOKUP($H242,'Data Categories'!$AE$20:$AE$42,'Data Categories'!$AG$20:$AG$42,0))","v":0},{"$f":"_xlfn.IFS(Y242=\"\",0,Y242>0,(2025-Y242))","v":0},{"$f":"_xlfn.IFS(Z242=\"Non-Deficient\",\"Non-Deficient\",Z242=\"Deficient\",\"Deficient\",AB242=\"Deficient\",\"Deficient\",Z242=\"Non-Deficient\",\"Non-Deficient\",AB242=\"Non-Deficient\",\"Non-Deficient\",P242=\"\",\"None\",AL242<0,\"Deficient\",AL242>10,\"Non-Deficient\")","v":"None"},{"$f":"_xlfn.IFS(H242=\"LOW WATER CROSSING\",\"Non-Functional\",G242=\"Natural\",\"Functional\",AA242=\"Functional\",\"Functional\",AC242=\"Functional\",\"Functional\",AA242=\"Non-Functional\",\"Non-Functional\",AC242=\"Non-Functional\",\"Non-Functional\",AA242=\"Unknown\",\"Unknown\",AC242=\"Unknown\",\"Unknown\",AA242=\"\",\"None\")","v":"None"},{"$f":"_xlfn.IFS(X242=\"Functionality\",\"Low\",W242=\"No\",\"Low\",Y242>=2015,\"High\",Y242>=1920,\"Low\",W242=\"\",\"None\",W242=\"Unknown\",\"None\")","v":"None"},{"$f":"_xlfn.IFS(H242=\"LOW WATER CROSSING\",\"Unknown\",G242=\"Natural\",\"None\",AM242<AN242,\"High\",AC242=\"Functional\",\"Low\",AC242=\"Non-Functional\",\"Low\",W242=\"No\",\"Low\",W242=\"Unknown\",\"None\",X242=\"Deficiency\",\"None\",W242=\"Yes\",\"High\",W242=\"\",\"None\")","v":"None"},0,0,0,0,{"$f":"_xlfn.CONCAT(LEFT(H242,3),\"-\")&IF(H242=\"-\",0,COUNTIF($H$4:H242,H242))","v":"-0"},{"$f":"_xlfn.IFS($H242<=0,\"-\",AS242=1,_xlfn.CONCAT(\"FUN_NONDEF\",\"-DCON_\",LEFT(AQ242,1),\"-FCON_\",LEFT(AR242,1)),AT242=1,_xlfn.CONCAT(\"FUN_DEF\",\"-DCON_\",LEFT(AQ242,1),\"-FCON_\",LEFT(AR242,1)),AU242=1,_xlfn.CONCAT(\"NONFUN_NONDEF\",\"-DCON_\",LEFT(AQ242,1),\"-FCON_\",LEFT(AR242,1)),AV242=1,_xlfn.CONCAT(\"NONFUN_DEF\",\"-DCON_\",LEFT(AQ242,1),\"-FCON_\",LEFT(AR242,1)),AS242+AT242+AU242+AV242<1,_xlfn.CONCAT(\"-\"))","v":"-"}]
[null,null,null,null,null,null,null,null,null,null,null,null,null,null,null,null,null,null,null,null,null,0,null,null,null,null,null,null,null,null,null,0,0,0,0,"Unknown",{"$f":"_xlfn.IFS(G243=\"Natural\",0,H243=\"\",0,H243=\"COASTAL-CONSTRUCTED\",0,G243=\"Constructed\",_xlfn.XLOOKUP($H243,'Data Categories'!$U$4:$U$25,'Data Categories'!$V$4:V$25))","v":0},{"$f":"_xlfn.IFS(AK243=\"\",0,AJ243=\"Unknown\",0,AK243>1,AK243-AJ243,AK243=0,0)","v":0},{"$f":"_xlfn.IFS(Y243=\"\",0,Y243>1920,_xlfn.XLOOKUP($H243,'Data Categories'!$AE$20:$AE$42,'Data Categories'!$AG$20:$AG$42,0))","v":0},{"$f":"_xlfn.IFS(Y243=\"\",0,Y243>0,(2025-Y243))","v":0},{"$f":"_xlfn.IFS(Z243=\"Non-Deficient\",\"Non-Deficient\",Z243=\"Deficient\",\"Deficient\",AB243=\"Deficient\",\"Deficient\",Z243=\"Non-Deficient\",\"Non-Deficient\",AB243=\"Non-Deficient\",\"Non-Deficient\",P243=\"\",\"None\",AL243<0,\"Deficient\",AL243>10,\"Non-Deficient\")","v":"None"},{"$f":"_xlfn.IFS(H243=\"LOW WATER CROSSING\",\"Non-Functional\",G243=\"Natural\",\"Functional\",AA243=\"Functional\",\"Functional\",AC243=\"Functional\",\"Functional\",AA243=\"Non-Functional\",\"Non-Functional\",AC243=\"Non-Functional\",\"Non-Functional\",AA243=\"Unknown\",\"Unknown\",AC243=\"Unknown\",\"Unknown\",AA243=\"\",\"None\")","v":"None"},{"$f":"_xlfn.IFS(X243=\"Functionality\",\"Low\",W243=\"No\",\"Low\",Y243>=2015,\"High\",Y243>=1920,\"Low\",W243=\"\",\"None\",W243=\"Unknown\",\"None\")","v":"None"},{"$f":"_xlfn.IFS(H243=\"LOW WATER CROSSING\",\"Unknown\",G243=\"Natural\",\"None\",AM243<AN243,\"High\",AC243=\"Functional\",\"Low\",AC243=\"Non-Functional\",\"Low\",W243=\"No\",\"Low\",W243=\"Unknown\",\"None\",X243=\"Deficiency\",\"None\",W243=\"Yes\",\"High\",W243=\"\",\"None\")","v":"None"},0,0,0,0,{"$f":"_xlfn.CONCAT(LEFT(H243,3),\"-\")&IF(H243=\"-\",0,COUNTIF($H$4:H243,H243))","v":"-0"},{"$f":"_xlfn.IFS($H243<=0,\"-\",AS243=1,_xlfn.CONCAT(\"FUN_NONDEF\",\"-DCON_\",LEFT(AQ243,1),\"-FCON_\",LEFT(AR243,1)),AT243=1,_xlfn.CONCAT(\"FUN_DEF\",\"-DCON_\",LEFT(AQ243,1),\"-FCON_\",LEFT(AR243,1)),AU243=1,_xlfn.CONCAT(\"NONFUN_NONDEF\",\"-DCON_\",LEFT(AQ243,1),\"-FCON_\",LEFT(AR243,1)),AV243=1,_xlfn.CONCAT(\"NONFUN_DEF\",\"-DCON_\",LEFT(AQ243,1),\"-FCON_\",LEFT(AR243,1)),AS243+AT243+AU243+AV243<1,_xlfn.CONCAT(\"-\"))","v":"-"}]
[null,null,null,null,null,null,null,null,null,null,null,null,null,null,null,null,null,null,null,null,null,0,null,null,null,null,null,null,null,null,null,0,0,0,0,"Unknown",{"$f":"_xlfn.IFS(G244=\"Natural\",0,H244=\"\",0,H244=\"COASTAL-CONSTRUCTED\",0,G244=\"Constructed\",_xlfn.XLOOKUP($H244,'Data Categories'!$U$4:$U$25,'Data Categories'!$V$4:V$25))","v":0},{"$f":"_xlfn.IFS(AK244=\"\",0,AJ244=\"Unknown\",0,AK244>1,AK244-AJ244,AK244=0,0)","v":0},{"$f":"_xlfn.IFS(Y244=\"\",0,Y244>1920,_xlfn.XLOOKUP($H244,'Data Categories'!$AE$20:$AE$42,'Data Categories'!$AG$20:$AG$42,0))","v":0},{"$f":"_xlfn.IFS(Y244=\"\",0,Y244>0,(2025-Y244))","v":0},{"$f":"_xlfn.IFS(Z244=\"Non-Deficient\",\"Non-Deficient\",Z244=\"Deficient\",\"Deficient\",AB244=\"Deficient\",\"Deficient\",Z244=\"Non-Deficient\",\"Non-Deficient\",AB244=\"Non-Deficient\",\"Non-Deficient\",P244=\"\",\"None\",AL244<0,\"Deficient\",AL244>10,\"Non-Deficient\")","v":"None"},{"$f":"_xlfn.IFS(H244=\"LOW WATER CROSSING\",\"Non-Functional\",G244=\"Natural\",\"Functional\",AA244=\"Functional\",\"Functional\",AC244=\"Functional\",\"Functional\",AA244=\"Non-Functional\",\"Non-Functional\",AC244=\"Non-Functional\",\"Non-Functional\",AA244=\"Unknown\",\"Unknown\",AC244=\"Unknown\",\"Unknown\",AA244=\"\",\"None\")","v":"None"},{"$f":"_xlfn.IFS(X244=\"Functionality\",\"Low\",W244=\"No\",\"Low\",Y244>=2015,\"High\",Y244>=1920,\"Low\",W244=\"\",\"None\",W244=\"Unknown\",\"None\")","v":"None"},{"$f":"_xlfn.IFS(H244=\"LOW WATER CROSSING\",\"Unknown\",G244=\"Natural\",\"None\",AM244<AN244,\"High\",AC244=\"Functional\",\"Low\",AC244=\"Non-Functional\",\"Low\",W244=\"No\",\"Low\",W244=\"Unknown\",\"None\",X244=\"Deficiency\",\"None\",W244=\"Yes\",\"High\",W244=\"\",\"None\")","v":"None"},0,0,0,0,{"$f":"_xlfn.CONCAT(LEFT(H244,3),\"-\")&IF(H244=\"-\",0,COUNTIF($H$4:H244,H244))","v":"-0"},{"$f":"_xlfn.IFS($H244<=0,\"-\",AS244=1,_xlfn.CONCAT(\"FUN_NONDEF\",\"-DCON_\",LEFT(AQ244,1),\"-FCON_\",LEFT(AR244,1)),AT244=1,_xlfn.CONCAT(\"FUN_DEF\",\"-DCON_\",LEFT(AQ244,1),\"-FCON_\",LEFT(AR244,1)),AU244=1,_xlfn.CONCAT(\"NONFUN_NONDEF\",\"-DCON_\",LEFT(AQ244,1),\"-FCON_\",LEFT(AR244,1)),AV244=1,_xlfn.CONCAT(\"NONFUN_DEF\",\"-DCON_\",LEFT(AQ244,1),\"-FCON_\",LEFT(AR244,1)),AS244+AT244+AU244+AV244<1,_xlfn.CONCAT(\"-\"))","v":"-"}]
[null,null,null,null,null,null,null,null,null,null,null,null,null,null,null,null,null,null,null,null,null,0,null,null,null,null,null,null,null,null,null,0,0,0,0,"Unknown",{"$f":"_xlfn.IFS(G245=\"Natural\",0,H245=\"\",0,H245=\"COASTAL-CONSTRUCTED\",0,G245=\"Constructed\",_xlfn.XLOOKUP($H245,'Data Categories'!$U$4:$U$25,'Data Categories'!$V$4:V$25))","v":0},{"$f":"_xlfn.IFS(AK245=\"\",0,AJ245=\"Unknown\",0,AK245>1,AK245-AJ245,AK245=0,0)","v":0},{"$f":"_xlfn.IFS(Y245=\"\",0,Y245>1920,_xlfn.XLOOKUP($H245,'Data Categories'!$AE$20:$AE$42,'Data Categories'!$AG$20:$AG$42,0))","v":0},{"$f":"_xlfn.IFS(Y245=\"\",0,Y245>0,(2025-Y245))","v":0},{"$f":"_xlfn.IFS(Z245=\"Non-Deficient\",\"Non-Deficient\",Z245=\"Deficient\",\"Deficient\",AB245=\"Deficient\",\"Deficient\",Z245=\"Non-Deficient\",\"Non-Deficient\",AB245=\"Non-Deficient\",\"Non-Deficient\",P245=\"\",\"None\",AL245<0,\"Deficient\",AL245>10,\"Non-Deficient\")","v":"None"},{"$f":"_xlfn.IFS(H245=\"LOW WATER CROSSING\",\"Non-Functional\",G245=\"Natural\",\"Functional\",AA245=\"Functional\",\"Functional\",AC245=\"Functional\",\"Functional\",AA245=\"Non-Functional\",\"Non-Functional\",AC245=\"Non-Functional\",\"Non-Functional\",AA245=\"Unknown\",\"Unknown\",AC245=\"Unknown\",\"Unknown\",AA245=\"\",\"None\")","v":"None"},{"$f":"_xlfn.IFS(X245=\"Functionality\",\"Low\",W245=\"No\",\"Low\",Y245>=2015,\"High\",Y245>=1920,\"Low\",W245=\"\",\"None\",W245=\"Unknown\",\"None\")","v":"None"},{"$f":"_xlfn.IFS(H245=\"LOW WATER CROSSING\",\"Unknown\",G245=\"Natural\",\"None\",AM245<AN245,\"High\",AC245=\"Functional\",\"Low\",AC245=\"Non-Functional\",\"Low\",W245=\"No\",\"Low\",W245=\"Unknown\",\"None\",X245=\"Deficiency\",\"None\",W245=\"Yes\",\"High\",W245=\"\",\"None\")","v":"None"},0,0,0,0,{"$f":"_xlfn.CONCAT(LEFT(H245,3),\"-\")&IF(H245=\"-\",0,COUNTIF($H$4:H245,H245))","v":"-0"},{"$f":"_xlfn.IFS($H245<=0,\"-\",AS245=1,_xlfn.CONCAT(\"FUN_NONDEF\",\"-DCON_\",LEFT(AQ245,1),\"-FCON_\",LEFT(AR245,1)),AT245=1,_xlfn.CONCAT(\"FUN_DEF\",\"-DCON_\",LEFT(AQ245,1),\"-FCON_\",LEFT(AR245,1)),AU245=1,_xlfn.CONCAT(\"NONFUN_NONDEF\",\"-DCON_\",LEFT(AQ245,1),\"-FCON_\",LEFT(AR245,1)),AV245=1,_xlfn.CONCAT(\"NONFUN_DEF\",\"-DCON_\",LEFT(AQ245,1),\"-FCON_\",LEFT(AR245,1)),AS245+AT245+AU245+AV245<1,_xlfn.CONCAT(\"-\"))","v":"-"}]
[null,null,null,null,null,null,null,null,null,null,null,null,null,null,null,null,null,null,null,null,null,0,null,null,null,null,null,null,null,null,null,0,0,0,0,"Unknown",{"$f":"_xlfn.IFS(G246=\"Natural\",0,H246=\"\",0,H246=\"COASTAL-CONSTRUCTED\",0,G246=\"Constructed\",_xlfn.XLOOKUP($H246,'Data Categories'!$U$4:$U$25,'Data Categories'!$V$4:V$25))","v":0},{"$f":"_xlfn.IFS(AK246=\"\",0,AJ246=\"Unknown\",0,AK246>1,AK246-AJ246,AK246=0,0)","v":0},{"$f":"_xlfn.IFS(Y246=\"\",0,Y246>1920,_xlfn.XLOOKUP($H246,'Data Categories'!$AE$20:$AE$42,'Data Categories'!$AG$20:$AG$42,0))","v":0},{"$f":"_xlfn.IFS(Y246=\"\",0,Y246>0,(2025-Y246))","v":0},{"$f":"_xlfn.IFS(Z246=\"Non-Deficient\",\"Non-Deficient\",Z246=\"Deficient\",\"Deficient\",AB246=\"Deficient\",\"Deficient\",Z246=\"Non-Deficient\",\"Non-Deficient\",AB246=\"Non-Deficient\",\"Non-Deficient\",P246=\"\",\"None\",AL246<0,\"Deficient\",AL246>10,\"Non-Deficient\")","v":"None"},{"$f":"_xlfn.IFS(H246=\"LOW WATER CROSSING\",\"Non-Functional\",G246=\"Natural\",\"Functional\",AA246=\"Functional\",\"Functional\",AC246=\"Functional\",\"Functional\",AA246=\"Non-Functional\",\"Non-Functional\",AC246=\"Non-Functional\",\"Non-Functional\",AA246=\"Unknown\",\"Unknown\",AC246=\"Unknown\",\"Unknown\",AA246=\"\",\"None\")","v":"None"},{"$f":"_xlfn.IFS(X246=\"Functionality\",\"Low\",W246=\"No\",\"Low\",Y246>=2015,\"High\",Y246>=1920,\"Low\",W246=\"\",\"None\",W246=\"Unknown\",\"None\")","v":"None"},{"$f":"_xlfn.IFS(H246=\"LOW WATER CROSSING\",\"Unknown\",G246=\"Natural\",\"None\",AM246<AN246,\"High\",AC246=\"Functional\",\"Low\",AC246=\"Non-Functional\",\"Low\",W246=\"No\",\"Low\",W246=\"Unknown\",\"None\",X246=\"Deficiency\",\"None\",W246=\"Yes\",\"High\",W246=\"\",\"None\")","v":"None"},0,0,0,0,{"$f":"_xlfn.CONCAT(LEFT(H246,3),\"-\")&IF(H246=\"-\",0,COUNTIF($H$4:H246,H246))","v":"-0"},{"$f":"_xlfn.IFS($H246<=0,\"-\",AS246=1,_xlfn.CONCAT(\"FUN_NONDEF\",\"-DCON_\",LEFT(AQ246,1),\"-FCON_\",LEFT(AR246,1)),AT246=1,_xlfn.CONCAT(\"FUN_DEF\",\"-DCON_\",LEFT(AQ246,1),\"-FCON_\",LEFT(AR246,1)),AU246=1,_xlfn.CONCAT(\"NONFUN_NONDEF\",\"-DCON_\",LEFT(AQ246,1),\"-FCON_\",LEFT(AR246,1)),AV246=1,_xlfn.CONCAT(\"NONFUN_DEF\",\"-DCON_\",LEFT(AQ246,1),\"-FCON_\",LEFT(AR246,1)),AS246+AT246+AU246+AV246<1,_xlfn.CONCAT(\"-\"))","v":"-"}]
[null,null,null,null,null,null,null,null,null,null,null,null,null,null,null,null,null,null,null,null,null,0,null,null,null,null,null,null,null,null,null,0,0,0,0,"Unknown",{"$f":"_xlfn.IFS(G247=\"Natural\",0,H247=\"\",0,H247=\"COASTAL-CONSTRUCTED\",0,G247=\"Constructed\",_xlfn.XLOOKUP($H247,'Data Categories'!$U$4:$U$25,'Data Categories'!$V$4:V$25))","v":0},{"$f":"_xlfn.IFS(AK247=\"\",0,AJ247=\"Unknown\",0,AK247>1,AK247-AJ247,AK247=0,0)","v":0},{"$f":"_xlfn.IFS(Y247=\"\",0,Y247>1920,_xlfn.XLOOKUP($H247,'Data Categories'!$AE$20:$AE$42,'Data Categories'!$AG$20:$AG$42,0))","v":0},{"$f":"_xlfn.IFS(Y247=\"\",0,Y247>0,(2025-Y247))","v":0},{"$f":"_xlfn.IFS(Z247=\"Non-Deficient\",\"Non-Deficient\",Z247=\"Deficient\",\"Deficient\",AB247=\"Deficient\",\"Deficient\",Z247=\"Non-Deficient\",\"Non-Deficient\",AB247=\"Non-Deficient\",\"Non-Deficient\",P247=\"\",\"None\",AL247<0,\"Deficient\",AL247>10,\"Non-Deficient\")","v":"None"},{"$f":"_xlfn.IFS(H247=\"LOW WATER CROSSING\",\"Non-Functional\",G247=\"Natural\",\"Functional\",AA247=\"Functional\",\"Functional\",AC247=\"Functional\",\"Functional\",AA247=\"Non-Functional\",\"Non-Functional\",AC247=\"Non-Functional\",\"Non-Functional\",AA247=\"Unknown\",\"Unknown\",AC247=\"Unknown\",\"Unknown\",AA247=\"\",\"None\")","v":"None"},{"$f":"_xlfn.IFS(X247=\"Functionality\",\"Low\",W247=\"No\",\"Low\",Y247>=2015,\"High\",Y247>=1920,\"Low\",W247=\"\",\"None\",W247=\"Unknown\",\"None\")","v":"None"},{"$f":"_xlfn.IFS(H247=\"LOW WATER CROSSING\",\"Unknown\",G247=\"Natural\",\"None\",AM247<AN247,\"High\",AC247=\"Functional\",\"Low\",AC247=\"Non-Functional\",\"Low\",W247=\"No\",\"Low\",W247=\"Unknown\",\"None\",X247=\"Deficiency\",\"None\",W247=\"Yes\",\"High\",W247=\"\",\"None\")","v":"None"},0,0,0,0,{"$f":"_xlfn.CONCAT(LEFT(H247,3),\"-\")&IF(H247=\"-\",0,COUNTIF($H$4:H247,H247))","v":"-0"},{"$f":"_xlfn.IFS($H247<=0,\"-\",AS247=1,_xlfn.CONCAT(\"FUN_NONDEF\",\"-DCON_\",LEFT(AQ247,1),\"-FCON_\",LEFT(AR247,1)),AT247=1,_xlfn.CONCAT(\"FUN_DEF\",\"-DCON_\",LEFT(AQ247,1),\"-FCON_\",LEFT(AR247,1)),AU247=1,_xlfn.CONCAT(\"NONFUN_NONDEF\",\"-DCON_\",LEFT(AQ247,1),\"-FCON_\",LEFT(AR247,1)),AV247=1,_xlfn.CONCAT(\"NONFUN_DEF\",\"-DCON_\",LEFT(AQ247,1),\"-FCON_\",LEFT(AR247,1)),AS247+AT247+AU247+AV247<1,_xlfn.CONCAT(\"-\"))","v":"-"}]
[null,null,null,null,null,null,null,null,null,null,null,null,null,null,null,null,null,null,null,null,null,0,null,null,null,null,null,null,null,null,null,0,0,0,0,"Unknown",{"$f":"_xlfn.IFS(G248=\"Natural\",0,H248=\"\",0,H248=\"COASTAL-CONSTRUCTED\",0,G248=\"Constructed\",_xlfn.XLOOKUP($H248,'Data Categories'!$U$4:$U$25,'Data Categories'!$V$4:V$25))","v":0},{"$f":"_xlfn.IFS(AK248=\"\",0,AJ248=\"Unknown\",0,AK248>1,AK248-AJ248,AK248=0,0)","v":0},{"$f":"_xlfn.IFS(Y248=\"\",0,Y248>1920,_xlfn.XLOOKUP($H248,'Data Categories'!$AE$20:$AE$42,'Data Categories'!$AG$20:$AG$42,0))","v":0},{"$f":"_xlfn.IFS(Y248=\"\",0,Y248>0,(2025-Y248))","v":0},{"$f":"_xlfn.IFS(Z248=\"Non-Deficient\",\"Non-Deficient\",Z248=\"Deficient\",\"Deficient\",AB248=\"Deficient\",\"Deficient\",Z248=\"Non-Deficient\",\"Non-Deficient\",AB248=\"Non-Deficient\",\"Non-Deficient\",P248=\"\",\"None\",AL248<0,\"Deficient\",AL248>10,\"Non-Deficient\")","v":"None"},{"$f":"_xlfn.IFS(H248=\"LOW WATER CROSSING\",\"Non-Functional\",G248=\"Natural\",\"Functional\",AA248=\"Functional\",\"Functional\",AC248=\"Functional\",\"Functional\",AA248=\"Non-Functional\",\"Non-Functional\",AC248=\"Non-Functional\",\"Non-Functional\",AA248=\"Unknown\",\"Unknown\",AC248=\"Unknown\",\"Unknown\",AA248=\"\",\"None\")","v":"None"},{"$f":"_xlfn.IFS(X248=\"Functionality\",\"Low\",W248=\"No\",\"Low\",Y248>=2015,\"High\",Y248>=1920,\"Low\",W248=\"\",\"None\",W248=\"Unknown\",\"None\")","v":"None"},{"$f":"_xlfn.IFS(H248=\"LOW WATER CROSSING\",\"Unknown\",G248=\"Natural\",\"None\",AM248<AN248,\"High\",AC248=\"Functional\",\"Low\",AC248=\"Non-Functional\",\"Low\",W248=\"No\",\"Low\",W248=\"Unknown\",\"None\",X248=\"Deficiency\",\"None\",W248=\"Yes\",\"High\",W248=\"\",\"None\")","v":"None"},0,0,0,0,{"$f":"_xlfn.CONCAT(LEFT(H248,3),\"-\")&IF(H248=\"-\",0,COUNTIF($H$4:H248,H248))","v":"-0"},{"$f":"_xlfn.IFS($H248<=0,\"-\",AS248=1,_xlfn.CONCAT(\"FUN_NONDEF\",\"-DCON_\",LEFT(AQ248,1),\"-FCON_\",LEFT(AR248,1)),AT248=1,_xlfn.CONCAT(\"FUN_DEF\",\"-DCON_\",LEFT(AQ248,1),\"-FCON_\",LEFT(AR248,1)),AU248=1,_xlfn.CONCAT(\"NONFUN_NONDEF\",\"-DCON_\",LEFT(AQ248,1),\"-FCON_\",LEFT(AR248,1)),AV248=1,_xlfn.CONCAT(\"NONFUN_DEF\",\"-DCON_\",LEFT(AQ248,1),\"-FCON_\",LEFT(AR248,1)),AS248+AT248+AU248+AV248<1,_xlfn.CONCAT(\"-\"))","v":"-"}]
[null,null,null,null,null,null,null,null,null,null,null,null,null,null,null,null,null,null,null,null,null,0,null,null,null,null,null,null,null,null,null,0,0,0,0,"Unknown",{"$f":"_xlfn.IFS(G249=\"Natural\",0,H249=\"\",0,H249=\"COASTAL-CONSTRUCTED\",0,G249=\"Constructed\",_xlfn.XLOOKUP($H249,'Data Categories'!$U$4:$U$25,'Data Categories'!$V$4:V$25))","v":0},{"$f":"_xlfn.IFS(AK249=\"\",0,AJ249=\"Unknown\",0,AK249>1,AK249-AJ249,AK249=0,0)","v":0},{"$f":"_xlfn.IFS(Y249=\"\",0,Y249>1920,_xlfn.XLOOKUP($H249,'Data Categories'!$AE$20:$AE$42,'Data Categories'!$AG$20:$AG$42,0))","v":0},{"$f":"_xlfn.IFS(Y249=\"\",0,Y249>0,(2025-Y249))","v":0},{"$f":"_xlfn.IFS(Z249=\"Non-Deficient\",\"Non-Deficient\",Z249=\"Deficient\",\"Deficient\",AB249=\"Deficient\",\"Deficient\",Z249=\"Non-Deficient\",\"Non-Deficient\",AB249=\"Non-Deficient\",\"Non-Deficient\",P249=\"\",\"None\",AL249<0,\"Deficient\",AL249>10,\"Non-Deficient\")","v":"None"},{"$f":"_xlfn.IFS(H249=\"LOW WATER CROSSING\",\"Non-Functional\",G249=\"Natural\",\"Functional\",AA249=\"Functional\",\"Functional\",AC249=\"Functional\",\"Functional\",AA249=\"Non-Functional\",\"Non-Functional\",AC249=\"Non-Functional\",\"Non-Functional\",AA249=\"Unknown\",\"Unknown\",AC249=\"Unknown\",\"Unknown\",AA249=\"\",\"None\")","v":"None"},{"$f":"_xlfn.IFS(X249=\"Functionality\",\"Low\",W249=\"No\",\"Low\",Y249>=2015,\"High\",Y249>=1920,\"Low\",W249=\"\",\"None\",W249=\"Unknown\",\"None\")","v":"None"},{"$f":"_xlfn.IFS(H249=\"LOW WATER CROSSING\",\"Unknown\",G249=\"Natural\",\"None\",AM249<AN249,\"High\",AC249=\"Functional\",\"Low\",AC249=\"Non-Functional\",\"Low\",W249=\"No\",\"Low\",W249=\"Unknown\",\"None\",X249=\"Deficiency\",\"None\",W249=\"Yes\",\"High\",W249=\"\",\"None\")","v":"None"},0,0,0,0,{"$f":"_xlfn.CONCAT(LEFT(H249,3),\"-\")&IF(H249=\"-\",0,COUNTIF($H$4:H249,H249))","v":"-0"},{"$f":"_xlfn.IFS($H249<=0,\"-\",AS249=1,_xlfn.CONCAT(\"FUN_NONDEF\",\"-DCON_\",LEFT(AQ249,1),\"-FCON_\",LEFT(AR249,1)),AT249=1,_xlfn.CONCAT(\"FUN_DEF\",\"-DCON_\",LEFT(AQ249,1),\"-FCON_\",LEFT(AR249,1)),AU249=1,_xlfn.CONCAT(\"NONFUN_NONDEF\",\"-DCON_\",LEFT(AQ249,1),\"-FCON_\",LEFT(AR249,1)),AV249=1,_xlfn.CONCAT(\"NONFUN_DEF\",\"-DCON_\",LEFT(AQ249,1),\"-FCON_\",LEFT(AR249,1)),AS249+AT249+AU249+AV249<1,_xlfn.CONCAT(\"-\"))","v":"-"}]
[null,null,null,null,null,null,null,null,null,null,null,null,null,null,null,null,null,null,null,null,null,0,null,null,null,null,null,null,null,null,null,0,0,0,0,"Unknown",{"$f":"_xlfn.IFS(G250=\"Natural\",0,H250=\"\",0,H250=\"COASTAL-CONSTRUCTED\",0,G250=\"Constructed\",_xlfn.XLOOKUP($H250,'Data Categories'!$U$4:$U$25,'Data Categories'!$V$4:V$25))","v":0},{"$f":"_xlfn.IFS(AK250=\"\",0,AJ250=\"Unknown\",0,AK250>1,AK250-AJ250,AK250=0,0)","v":0},{"$f":"_xlfn.IFS(Y250=\"\",0,Y250>1920,_xlfn.XLOOKUP($H250,'Data Categories'!$AE$20:$AE$42,'Data Categories'!$AG$20:$AG$42,0))","v":0},{"$f":"_xlfn.IFS(Y250=\"\",0,Y250>0,(2025-Y250))","v":0},{"$f":"_xlfn.IFS(Z250=\"Non-Deficient\",\"Non-Deficient\",Z250=\"Deficient\",\"Deficient\",AB250=\"Deficient\",\"Deficient\",Z250=\"Non-Deficient\",\"Non-Deficient\",AB250=\"Non-Deficient\",\"Non-Deficient\",P250=\"\",\"None\",AL250<0,\"Deficient\",AL250>10,\"Non-Deficient\")","v":"None"},{"$f":"_xlfn.IFS(H250=\"LOW WATER CROSSING\",\"Non-Functional\",G250=\"Natural\",\"Functional\",AA250=\"Functional\",\"Functional\",AC250=\"Functional\",\"Functional\",AA250=\"Non-Functional\",\"Non-Functional\",AC250=\"Non-Functional\",\"Non-Functional\",AA250=\"Unknown\",\"Unknown\",AC250=\"Unknown\",\"Unknown\",AA250=\"\",\"None\")","v":"None"},{"$f":"_xlfn.IFS(X250=\"Functionality\",\"Low\",W250=\"No\",\"Low\",Y250>=2015,\"High\",Y250>=1920,\"Low\",W250=\"\",\"None\",W250=\"Unknown\",\"None\")","v":"None"},{"$f":"_xlfn.IFS(H250=\"LOW WATER CROSSING\",\"Unknown\",G250=\"Natural\",\"None\",AM250<AN250,\"High\",AC250=\"Functional\",\"Low\",AC250=\"Non-Functional\",\"Low\",W250=\"No\",\"Low\",W250=\"Unknown\",\"None\",X250=\"Deficiency\",\"None\",W250=\"Yes\",\"High\",W250=\"\",\"None\")","v":"None"},0,0,0,0,{"$f":"_xlfn.CONCAT(LEFT(H250,3),\"-\")&IF(H250=\"-\",0,COUNTIF($H$4:H250,H250))","v":"-0"},{"$f":"_xlfn.IFS($H250<=0,\"-\",AS250=1,_xlfn.CONCAT(\"FUN_NONDEF\",\"-DCON_\",LEFT(AQ250,1),\"-FCON_\",LEFT(AR250,1)),AT250=1,_xlfn.CONCAT(\"FUN_DEF\",\"-DCON_\",LEFT(AQ250,1),\"-FCON_\",LEFT(AR250,1)),AU250=1,_xlfn.CONCAT(\"NONFUN_NONDEF\",\"-DCON_\",LEFT(AQ250,1),\"-FCON_\",LEFT(AR250,1)),AV250=1,_xlfn.CONCAT(\"NONFUN_DEF\",\"-DCON_\",LEFT(AQ250,1),\"-FCON_\",LEFT(AR250,1)),AS250+AT250+AU250+AV250<1,_xlfn.CONCAT(\"-\"))","v":"-"}]
[null,null,null,null,null,null,null,null,null,null,null,null,null,null,null,null,null,null,null,null,null,0,null,null,null,null,null,null,null,null,null,0,0,0,0,"Unknown",{"$f":"_xlfn.IFS(G251=\"Natural\",0,H251=\"\",0,H251=\"COASTAL-CONSTRUCTED\",0,G251=\"Constructed\",_xlfn.XLOOKUP($H251,'Data Categories'!$U$4:$U$25,'Data Categories'!$V$4:V$25))","v":0},{"$f":"_xlfn.IFS(AK251=\"\",0,AJ251=\"Unknown\",0,AK251>1,AK251-AJ251,AK251=0,0)","v":0},{"$f":"_xlfn.IFS(Y251=\"\",0,Y251>1920,_xlfn.XLOOKUP($H251,'Data Categories'!$AE$20:$AE$42,'Data Categories'!$AG$20:$AG$42,0))","v":0},{"$f":"_xlfn.IFS(Y251=\"\",0,Y251>0,(2025-Y251))","v":0},{"$f":"_xlfn.IFS(Z251=\"Non-Deficient\",\"Non-Deficient\",Z251=\"Deficient\",\"Deficient\",AB251=\"Deficient\",\"Deficient\",Z251=\"Non-Deficient\",\"Non-Deficient\",AB251=\"Non-Deficient\",\"Non-Deficient\",P251=\"\",\"None\",AL251<0,\"Deficient\",AL251>10,\"Non-Deficient\")","v":"None"},{"$f":"_xlfn.IFS(H251=\"LOW WATER CROSSING\",\"Non-Functional\",G251=\"Natural\",\"Functional\",AA251=\"Functional\",\"Functional\",AC251=\"Functional\",\"Functional\",AA251=\"Non-Functional\",\"Non-Functional\",AC251=\"Non-Functional\",\"Non-Functional\",AA251=\"Unknown\",\"Unknown\",AC251=\"Unknown\",\"Unknown\",AA251=\"\",\"None\")","v":"None"},{"$f":"_xlfn.IFS(X251=\"Functionality\",\"Low\",W251=\"No\",\"Low\",Y251>=2015,\"High\",Y251>=1920,\"Low\",W251=\"\",\"None\",W251=\"Unknown\",\"None\")","v":"None"},{"$f":"_xlfn.IFS(H251=\"LOW WATER CROSSING\",\"Unknown\",G251=\"Natural\",\"None\",AM251<AN251,\"High\",AC251=\"Functional\",\"Low\",AC251=\"Non-Functional\",\"Low\",W251=\"No\",\"Low\",W251=\"Unknown\",\"None\",X251=\"Deficiency\",\"None\",W251=\"Yes\",\"High\",W251=\"\",\"None\")","v":"None"},0,0,0,0,{"$f":"_xlfn.CONCAT(LEFT(H251,3),\"-\")&IF(H251=\"-\",0,COUNTIF($H$4:H251,H251))","v":"-0"},{"$f":"_xlfn.IFS($H251<=0,\"-\",AS251=1,_xlfn.CONCAT(\"FUN_NONDEF\",\"-DCON_\",LEFT(AQ251,1),\"-FCON_\",LEFT(AR251,1)),AT251=1,_xlfn.CONCAT(\"FUN_DEF\",\"-DCON_\",LEFT(AQ251,1),\"-FCON_\",LEFT(AR251,1)),AU251=1,_xlfn.CONCAT(\"NONFUN_NONDEF\",\"-DCON_\",LEFT(AQ251,1),\"-FCON_\",LEFT(AR251,1)),AV251=1,_xlfn.CONCAT(\"NONFUN_DEF\",\"-DCON_\",LEFT(AQ251,1),\"-FCON_\",LEFT(AR251,1)),AS251+AT251+AU251+AV251<1,_xlfn.CONCAT(\"-\"))","v":"-"}]
[null,null,null,null,null,null,null,null,null,null,null,null,null,null,null,null,null,null,null,null,null,0,null,null,null,null,null,null,null,null,null,0,0,0,0,"Unknown",{"$f":"_xlfn.IFS(G252=\"Natural\",0,H252=\"\",0,H252=\"COASTAL-CONSTRUCTED\",0,G252=\"Constructed\",_xlfn.XLOOKUP($H252,'Data Categories'!$U$4:$U$25,'Data Categories'!$V$4:V$25))","v":0},{"$f":"_xlfn.IFS(AK252=\"\",0,AJ252=\"Unknown\",0,AK252>1,AK252-AJ252,AK252=0,0)","v":0},{"$f":"_xlfn.IFS(Y252=\"\",0,Y252>1920,_xlfn.XLOOKUP($H252,'Data Categories'!$AE$20:$AE$42,'Data Categories'!$AG$20:$AG$42,0))","v":0},{"$f":"_xlfn.IFS(Y252=\"\",0,Y252>0,(2025-Y252))","v":0},{"$f":"_xlfn.IFS(Z252=\"Non-Deficient\",\"Non-Deficient\",Z252=\"Deficient\",\"Deficient\",AB252=\"Deficient\",\"Deficient\",Z252=\"Non-Deficient\",\"Non-Deficient\",AB252=\"Non-Deficient\",\"Non-Deficient\",P252=\"\",\"None\",AL252<0,\"Deficient\",AL252>10,\"Non-Deficient\")","v":"None"},{"$f":"_xlfn.IFS(H252=\"LOW WATER CROSSING\",\"Non-Functional\",G252=\"Natural\",\"Functional\",AA252=\"Functional\",\"Functional\",AC252=\"Functional\",\"Functional\",AA252=\"Non-Functional\",\"Non-Functional\",AC252=\"Non-Functional\",\"Non-Functional\",AA252=\"Unknown\",\"Unknown\",AC252=\"Unknown\",\"Unknown\",AA252=\"\",\"None\")","v":"None"},{"$f":"_xlfn.IFS(X252=\"Functionality\",\"Low\",W252=\"No\",\"Low\",Y252>=2015,\"High\",Y252>=1920,\"Low\",W252=\"\",\"None\",W252=\"Unknown\",\"None\")","v":"None"},{"$f":"_xlfn.IFS(H252=\"LOW WATER CROSSING\",\"Unknown\",G252=\"Natural\",\"None\",AM252<AN252,\"High\",AC252=\"Functional\",\"Low\",AC252=\"Non-Functional\",\"Low\",W252=\"No\",\"Low\",W252=\"Unknown\",\"None\",X252=\"Deficiency\",\"None\",W252=\"Yes\",\"High\",W252=\"\",\"None\")","v":"None"},0,0,0,0,{"$f":"_xlfn.CONCAT(LEFT(H252,3),\"-\")&IF(H252=\"-\",0,COUNTIF($H$4:H252,H252))","v":"-0"},{"$f":"_xlfn.IFS($H252<=0,\"-\",AS252=1,_xlfn.CONCAT(\"FUN_NONDEF\",\"-DCON_\",LEFT(AQ252,1),\"-FCON_\",LEFT(AR252,1)),AT252=1,_xlfn.CONCAT(\"FUN_DEF\",\"-DCON_\",LEFT(AQ252,1),\"-FCON_\",LEFT(AR252,1)),AU252=1,_xlfn.CONCAT(\"NONFUN_NONDEF\",\"-DCON_\",LEFT(AQ252,1),\"-FCON_\",LEFT(AR252,1)),AV252=1,_xlfn.CONCAT(\"NONFUN_DEF\",\"-DCON_\",LEFT(AQ252,1),\"-FCON_\",LEFT(AR252,1)),AS252+AT252+AU252+AV252<1,_xlfn.CONCAT(\"-\"))","v":"-"}]
[null,null,null,null,null,null,null,null,null,null,null,null,null,null,null,null,null,null,null,null,null,0,null,null,null,null,null,null,null,null,null,0,0,0,0,"Unknown",{"$f":"_xlfn.IFS(G253=\"Natural\",0,H253=\"\",0,H253=\"COASTAL-CONSTRUCTED\",0,G253=\"Constructed\",_xlfn.XLOOKUP($H253,'Data Categories'!$U$4:$U$25,'Data Categories'!$V$4:V$25))","v":0},{"$f":"_xlfn.IFS(AK253=\"\",0,AJ253=\"Unknown\",0,AK253>1,AK253-AJ253,AK253=0,0)","v":0},{"$f":"_xlfn.IFS(Y253=\"\",0,Y253>1920,_xlfn.XLOOKUP($H253,'Data Categories'!$AE$20:$AE$42,'Data Categories'!$AG$20:$AG$42,0))","v":0},{"$f":"_xlfn.IFS(Y253=\"\",0,Y253>0,(2025-Y253))","v":0},{"$f":"_xlfn.IFS(Z253=\"Non-Deficient\",\"Non-Deficient\",Z253=\"Deficient\",\"Deficient\",AB253=\"Deficient\",\"Deficient\",Z253=\"Non-Deficient\",\"Non-Deficient\",AB253=\"Non-Deficient\",\"Non-Deficient\",P253=\"\",\"None\",AL253<0,\"Deficient\",AL253>10,\"Non-Deficient\")","v":"None"},{"$f":"_xlfn.IFS(H253=\"LOW WATER CROSSING\",\"Non-Functional\",G253=\"Natural\",\"Functional\",AA253=\"Functional\",\"Functional\",AC253=\"Functional\",\"Functional\",AA253=\"Non-Functional\",\"Non-Functional\",AC253=\"Non-Functional\",\"Non-Functional\",AA253=\"Unknown\",\"Unknown\",AC253=\"Unknown\",\"Unknown\",AA253=\"\",\"None\")","v":"None"},{"$f":"_xlfn.IFS(X253=\"Functionality\",\"Low\",W253=\"No\",\"Low\",Y253>=2015,\"High\",Y253>=1920,\"Low\",W253=\"\",\"None\",W253=\"Unknown\",\"None\")","v":"None"},{"$f":"_xlfn.IFS(H253=\"LOW WATER CROSSING\",\"Unknown\",G253=\"Natural\",\"None\",AM253<AN253,\"High\",AC253=\"Functional\",\"Low\",AC253=\"Non-Functional\",\"Low\",W253=\"No\",\"Low\",W253=\"Unknown\",\"None\",X253=\"Deficiency\",\"None\",W253=\"Yes\",\"High\",W253=\"\",\"None\")","v":"None"},0,0,0,0,{"$f":"_xlfn.CONCAT(LEFT(H253,3),\"-\")&IF(H253=\"-\",0,COUNTIF($H$4:H253,H253))","v":"-0"},{"$f":"_xlfn.IFS($H253<=0,\"-\",AS253=1,_xlfn.CONCAT(\"FUN_NONDEF\",\"-DCON_\",LEFT(AQ253,1),\"-FCON_\",LEFT(AR253,1)),AT253=1,_xlfn.CONCAT(\"FUN_DEF\",\"-DCON_\",LEFT(AQ253,1),\"-FCON_\",LEFT(AR253,1)),AU253=1,_xlfn.CONCAT(\"NONFUN_NONDEF\",\"-DCON_\",LEFT(AQ253,1),\"-FCON_\",LEFT(AR253,1)),AV253=1,_xlfn.CONCAT(\"NONFUN_DEF\",\"-DCON_\",LEFT(AQ253,1),\"-FCON_\",LEFT(AR253,1)),AS253+AT253+AU253+AV253<1,_xlfn.CONCAT(\"-\"))","v":"-"}]
[null,null,null,null,null,null,null,null,null,null,null,null,null,null,null,null,null,null,null,null,null,0,null,null,null,null,null,null,null,null,null,0,0,0,0,"Unknown",{"$f":"_xlfn.IFS(G254=\"Natural\",0,H254=\"\",0,H254=\"COASTAL-CONSTRUCTED\",0,G254=\"Constructed\",_xlfn.XLOOKUP($H254,'Data Categories'!$U$4:$U$25,'Data Categories'!$V$4:V$25))","v":0},{"$f":"_xlfn.IFS(AK254=\"\",0,AJ254=\"Unknown\",0,AK254>1,AK254-AJ254,AK254=0,0)","v":0},{"$f":"_xlfn.IFS(Y254=\"\",0,Y254>1920,_xlfn.XLOOKUP($H254,'Data Categories'!$AE$20:$AE$42,'Data Categories'!$AG$20:$AG$42,0))","v":0},{"$f":"_xlfn.IFS(Y254=\"\",0,Y254>0,(2025-Y254))","v":0},{"$f":"_xlfn.IFS(Z254=\"Non-Deficient\",\"Non-Deficient\",Z254=\"Deficient\",\"Deficient\",AB254=\"Deficient\",\"Deficient\",Z254=\"Non-Deficient\",\"Non-Deficient\",AB254=\"Non-Deficient\",\"Non-Deficient\",P254=\"\",\"None\",AL254<0,\"Deficient\",AL254>10,\"Non-Deficient\")","v":"None"},{"$f":"_xlfn.IFS(H254=\"LOW WATER CROSSING\",\"Non-Functional\",G254=\"Natural\",\"Functional\",AA254=\"Functional\",\"Functional\",AC254=\"Functional\",\"Functional\",AA254=\"Non-Functional\",\"Non-Functional\",AC254=\"Non-Functional\",\"Non-Functional\",AA254=\"Unknown\",\"Unknown\",AC254=\"Unknown\",\"Unknown\",AA254=\"\",\"None\")","v":"None"},{"$f":"_xlfn.IFS(X254=\"Functionality\",\"Low\",W254=\"No\",\"Low\",Y254>=2015,\"High\",Y254>=1920,\"Low\",W254=\"\",\"None\",W254=\"Unknown\",\"None\")","v":"None"},{"$f":"_xlfn.IFS(H254=\"LOW WATER CROSSING\",\"Unknown\",G254=\"Natural\",\"None\",AM254<AN254,\"High\",AC254=\"Functional\",\"Low\",AC254=\"Non-Functional\",\"Low\",W254=\"No\",\"Low\",W254=\"Unknown\",\"None\",X254=\"Deficiency\",\"None\",W254=\"Yes\",\"High\",W254=\"\",\"None\")","v":"None"},0,0,0,0,{"$f":"_xlfn.CONCAT(LEFT(H254,3),\"-\")&IF(H254=\"-\",0,COUNTIF($H$4:H254,H254))","v":"-0"},{"$f":"_xlfn.IFS($H254<=0,\"-\",AS254=1,_xlfn.CONCAT(\"FUN_NONDEF\",\"-DCON_\",LEFT(AQ254,1),\"-FCON_\",LEFT(AR254,1)),AT254=1,_xlfn.CONCAT(\"FUN_DEF\",\"-DCON_\",LEFT(AQ254,1),\"-FCON_\",LEFT(AR254,1)),AU254=1,_xlfn.CONCAT(\"NONFUN_NONDEF\",\"-DCON_\",LEFT(AQ254,1),\"-FCON_\",LEFT(AR254,1)),AV254=1,_xlfn.CONCAT(\"NONFUN_DEF\",\"-DCON_\",LEFT(AQ254,1),\"-FCON_\",LEFT(AR254,1)),AS254+AT254+AU254+AV254<1,_xlfn.CONCAT(\"-\"))","v":"-"}]
[null,null,null,null,null,null,null,null,null,null,null,null,null,null,null,null,null,null,null,null,null,0,null,null,null,null,null,null,null,null,null,0,0,0,0,"Unknown",{"$f":"_xlfn.IFS(G255=\"Natural\",0,H255=\"\",0,H255=\"COASTAL-CONSTRUCTED\",0,G255=\"Constructed\",_xlfn.XLOOKUP($H255,'Data Categories'!$U$4:$U$25,'Data Categories'!$V$4:V$25))","v":0},{"$f":"_xlfn.IFS(AK255=\"\",0,AJ255=\"Unknown\",0,AK255>1,AK255-AJ255,AK255=0,0)","v":0},{"$f":"_xlfn.IFS(Y255=\"\",0,Y255>1920,_xlfn.XLOOKUP($H255,'Data Categories'!$AE$20:$AE$42,'Data Categories'!$AG$20:$AG$42,0))","v":0},{"$f":"_xlfn.IFS(Y255=\"\",0,Y255>0,(2025-Y255))","v":0},{"$f":"_xlfn.IFS(Z255=\"Non-Deficient\",\"Non-Deficient\",Z255=\"Deficient\",\"Deficient\",AB255=\"Deficient\",\"Deficient\",Z255=\"Non-Deficient\",\"Non-Deficient\",AB255=\"Non-Deficient\",\"Non-Deficient\",P255=\"\",\"None\",AL255<0,\"Deficient\",AL255>10,\"Non-Deficient\")","v":"None"},{"$f":"_xlfn.IFS(H255=\"LOW WATER CROSSING\",\"Non-Functional\",G255=\"Natural\",\"Functional\",AA255=\"Functional\",\"Functional\",AC255=\"Functional\",\"Functional\",AA255=\"Non-Functional\",\"Non-Functional\",AC255=\"Non-Functional\",\"Non-Functional\",AA255=\"Unknown\",\"Unknown\",AC255=\"Unknown\",\"Unknown\",AA255=\"\",\"None\")","v":"None"},{"$f":"_xlfn.IFS(X255=\"Functionality\",\"Low\",W255=\"No\",\"Low\",Y255>=2015,\"High\",Y255>=1920,\"Low\",W255=\"\",\"None\",W255=\"Unknown\",\"None\")","v":"None"},{"$f":"_xlfn.IFS(H255=\"LOW WATER CROSSING\",\"Unknown\",G255=\"Natural\",\"None\",AM255<AN255,\"High\",AC255=\"Functional\",\"Low\",AC255=\"Non-Functional\",\"Low\",W255=\"No\",\"Low\",W255=\"Unknown\",\"None\",X255=\"Deficiency\",\"None\",W255=\"Yes\",\"High\",W255=\"\",\"None\")","v":"None"},0,0,0,0,{"$f":"_xlfn.CONCAT(LEFT(H255,3),\"-\")&IF(H255=\"-\",0,COUNTIF($H$4:H255,H255))","v":"-0"},{"$f":"_xlfn.IFS($H255<=0,\"-\",AS255=1,_xlfn.CONCAT(\"FUN_NONDEF\",\"-DCON_\",LEFT(AQ255,1),\"-FCON_\",LEFT(AR255,1)),AT255=1,_xlfn.CONCAT(\"FUN_DEF\",\"-DCON_\",LEFT(AQ255,1),\"-FCON_\",LEFT(AR255,1)),AU255=1,_xlfn.CONCAT(\"NONFUN_NONDEF\",\"-DCON_\",LEFT(AQ255,1),\"-FCON_\",LEFT(AR255,1)),AV255=1,_xlfn.CONCAT(\"NONFUN_DEF\",\"-DCON_\",LEFT(AQ255,1),\"-FCON_\",LEFT(AR255,1)),AS255+AT255+AU255+AV255<1,_xlfn.CONCAT(\"-\"))","v":"-"}]
[null,null,null,null,null,null,null,null,null,null,null,null,null,null,null,null,null,null,null,null,null,0,null,null,null,null,null,null,null,null,null,0,0,0,0,"Unknown",{"$f":"_xlfn.IFS(G256=\"Natural\",0,H256=\"\",0,H256=\"COASTAL-CONSTRUCTED\",0,G256=\"Constructed\",_xlfn.XLOOKUP($H256,'Data Categories'!$U$4:$U$25,'Data Categories'!$V$4:V$25))","v":0},{"$f":"_xlfn.IFS(AK256=\"\",0,AJ256=\"Unknown\",0,AK256>1,AK256-AJ256,AK256=0,0)","v":0},{"$f":"_xlfn.IFS(Y256=\"\",0,Y256>1920,_xlfn.XLOOKUP($H256,'Data Categories'!$AE$20:$AE$42,'Data Categories'!$AG$20:$AG$42,0))","v":0},{"$f":"_xlfn.IFS(Y256=\"\",0,Y256>0,(2025-Y256))","v":0},{"$f":"_xlfn.IFS(Z256=\"Non-Deficient\",\"Non-Deficient\",Z256=\"Deficient\",\"Deficient\",AB256=\"Deficient\",\"Deficient\",Z256=\"Non-Deficient\",\"Non-Deficient\",AB256=\"Non-Deficient\",\"Non-Deficient\",P256=\"\",\"None\",AL256<0,\"Deficient\",AL256>10,\"Non-Deficient\")","v":"None"},{"$f":"_xlfn.IFS(H256=\"LOW WATER CROSSING\",\"Non-Functional\",G256=\"Natural\",\"Functional\",AA256=\"Functional\",\"Functional\",AC256=\"Functional\",\"Functional\",AA256=\"Non-Functional\",\"Non-Functional\",AC256=\"Non-Functional\",\"Non-Functional\",AA256=\"Unknown\",\"Unknown\",AC256=\"Unknown\",\"Unknown\",AA256=\"\",\"None\")","v":"None"},{"$f":"_xlfn.IFS(X256=\"Functionality\",\"Low\",W256=\"No\",\"Low\",Y256>=2015,\"High\",Y256>=1920,\"Low\",W256=\"\",\"None\",W256=\"Unknown\",\"None\")","v":"None"},{"$f":"_xlfn.IFS(H256=\"LOW WATER CROSSING\",\"Unknown\",G256=\"Natural\",\"None\",AM256<AN256,\"High\",AC256=\"Functional\",\"Low\",AC256=\"Non-Functional\",\"Low\",W256=\"No\",\"Low\",W256=\"Unknown\",\"None\",X256=\"Deficiency\",\"None\",W256=\"Yes\",\"High\",W256=\"\",\"None\")","v":"None"},0,0,0,0,{"$f":"_xlfn.CONCAT(LEFT(H256,3),\"-\")&IF(H256=\"-\",0,COUNTIF($H$4:H256,H256))","v":"-0"},{"$f":"_xlfn.IFS($H256<=0,\"-\",AS256=1,_xlfn.CONCAT(\"FUN_NONDEF\",\"-DCON_\",LEFT(AQ256,1),\"-FCON_\",LEFT(AR256,1)),AT256=1,_xlfn.CONCAT(\"FUN_DEF\",\"-DCON_\",LEFT(AQ256,1),\"-FCON_\",LEFT(AR256,1)),AU256=1,_xlfn.CONCAT(\"NONFUN_NONDEF\",\"-DCON_\",LEFT(AQ256,1),\"-FCON_\",LEFT(AR256,1)),AV256=1,_xlfn.CONCAT(\"NONFUN_DEF\",\"-DCON_\",LEFT(AQ256,1),\"-FCON_\",LEFT(AR256,1)),AS256+AT256+AU256+AV256<1,_xlfn.CONCAT(\"-\"))","v":"-"}]
[null,null,null,null,null,null,null,null,null,null,null,null,null,null,null,null,null,null,null,null,null,0,null,null,null,null,null,null,null,null,null,0,0,0,0,"Unknown",{"$f":"_xlfn.IFS(G257=\"Natural\",0,H257=\"\",0,H257=\"COASTAL-CONSTRUCTED\",0,G257=\"Constructed\",_xlfn.XLOOKUP($H257,'Data Categories'!$U$4:$U$25,'Data Categories'!$V$4:V$25))","v":0},{"$f":"_xlfn.IFS(AK257=\"\",0,AJ257=\"Unknown\",0,AK257>1,AK257-AJ257,AK257=0,0)","v":0},{"$f":"_xlfn.IFS(Y257=\"\",0,Y257>1920,_xlfn.XLOOKUP($H257,'Data Categories'!$AE$20:$AE$42,'Data Categories'!$AG$20:$AG$42,0))","v":0},{"$f":"_xlfn.IFS(Y257=\"\",0,Y257>0,(2025-Y257))","v":0},{"$f":"_xlfn.IFS(Z257=\"Non-Deficient\",\"Non-Deficient\",Z257=\"Deficient\",\"Deficient\",AB257=\"Deficient\",\"Deficient\",Z257=\"Non-Deficient\",\"Non-Deficient\",AB257=\"Non-Deficient\",\"Non-Deficient\",P257=\"\",\"None\",AL257<0,\"Deficient\",AL257>10,\"Non-Deficient\")","v":"None"},{"$f":"_xlfn.IFS(H257=\"LOW WATER CROSSING\",\"Non-Functional\",G257=\"Natural\",\"Functional\",AA257=\"Functional\",\"Functional\",AC257=\"Functional\",\"Functional\",AA257=\"Non-Functional\",\"Non-Functional\",AC257=\"Non-Functional\",\"Non-Functional\",AA257=\"Unknown\",\"Unknown\",AC257=\"Unknown\",\"Unknown\",AA257=\"\",\"None\")","v":"None"},{"$f":"_xlfn.IFS(X257=\"Functionality\",\"Low\",W257=\"No\",\"Low\",Y257>=2015,\"High\",Y257>=1920,\"Low\",W257=\"\",\"None\",W257=\"Unknown\",\"None\")","v":"None"},{"$f":"_xlfn.IFS(H257=\"LOW WATER CROSSING\",\"Unknown\",G257=\"Natural\",\"None\",AM257<AN257,\"High\",AC257=\"Functional\",\"Low\",AC257=\"Non-Functional\",\"Low\",W257=\"No\",\"Low\",W257=\"Unknown\",\"None\",X257=\"Deficiency\",\"None\",W257=\"Yes\",\"High\",W257=\"\",\"None\")","v":"None"},0,0,0,0,{"$f":"_xlfn.CONCAT(LEFT(H257,3),\"-\")&IF(H257=\"-\",0,COUNTIF($H$4:H257,H257))","v":"-0"},{"$f":"_xlfn.IFS($H257<=0,\"-\",AS257=1,_xlfn.CONCAT(\"FUN_NONDEF\",\"-DCON_\",LEFT(AQ257,1),\"-FCON_\",LEFT(AR257,1)),AT257=1,_xlfn.CONCAT(\"FUN_DEF\",\"-DCON_\",LEFT(AQ257,1),\"-FCON_\",LEFT(AR257,1)),AU257=1,_xlfn.CONCAT(\"NONFUN_NONDEF\",\"-DCON_\",LEFT(AQ257,1),\"-FCON_\",LEFT(AR257,1)),AV257=1,_xlfn.CONCAT(\"NONFUN_DEF\",\"-DCON_\",LEFT(AQ257,1),\"-FCON_\",LEFT(AR257,1)),AS257+AT257+AU257+AV257<1,_xlfn.CONCAT(\"-\"))","v":"-"}]
[null,null,null,null,null,null,null,null,null,null,null,null,null,null,null,null,null,null,null,null,null,0,null,null,null,null,null,null,null,null,null,0,0,0,0,"Unknown",{"$f":"_xlfn.IFS(G258=\"Natural\",0,H258=\"\",0,H258=\"COASTAL-CONSTRUCTED\",0,G258=\"Constructed\",_xlfn.XLOOKUP($H258,'Data Categories'!$U$4:$U$25,'Data Categories'!$V$4:V$25))","v":0},{"$f":"_xlfn.IFS(AK258=\"\",0,AJ258=\"Unknown\",0,AK258>1,AK258-AJ258,AK258=0,0)","v":0},{"$f":"_xlfn.IFS(Y258=\"\",0,Y258>1920,_xlfn.XLOOKUP($H258,'Data Categories'!$AE$20:$AE$42,'Data Categories'!$AG$20:$AG$42,0))","v":0},{"$f":"_xlfn.IFS(Y258=\"\",0,Y258>0,(2025-Y258))","v":0},{"$f":"_xlfn.IFS(Z258=\"Non-Deficient\",\"Non-Deficient\",Z258=\"Deficient\",\"Deficient\",AB258=\"Deficient\",\"Deficient\",Z258=\"Non-Deficient\",\"Non-Deficient\",AB258=\"Non-Deficient\",\"Non-Deficient\",P258=\"\",\"None\",AL258<0,\"Deficient\",AL258>10,\"Non-Deficient\")","v":"None"},{"$f":"_xlfn.IFS(H258=\"LOW WATER CROSSING\",\"Non-Functional\",G258=\"Natural\",\"Functional\",AA258=\"Functional\",\"Functional\",AC258=\"Functional\",\"Functional\",AA258=\"Non-Functional\",\"Non-Functional\",AC258=\"Non-Functional\",\"Non-Functional\",AA258=\"Unknown\",\"Unknown\",AC258=\"Unknown\",\"Unknown\",AA258=\"\",\"None\")","v":"None"},{"$f":"_xlfn.IFS(X258=\"Functionality\",\"Low\",W258=\"No\",\"Low\",Y258>=2015,\"High\",Y258>=1920,\"Low\",W258=\"\",\"None\",W258=\"Unknown\",\"None\")","v":"None"},{"$f":"_xlfn.IFS(H258=\"LOW WATER CROSSING\",\"Unknown\",G258=\"Natural\",\"None\",AM258<AN258,\"High\",AC258=\"Functional\",\"Low\",AC258=\"Non-Functional\",\"Low\",W258=\"No\",\"Low\",W258=\"Unknown\",\"None\",X258=\"Deficiency\",\"None\",W258=\"Yes\",\"High\",W258=\"\",\"None\")","v":"None"},0,0,0,0,{"$f":"_xlfn.CONCAT(LEFT(H258,3),\"-\")&IF(H258=\"-\",0,COUNTIF($H$4:H258,H258))","v":"-0"},{"$f":"_xlfn.IFS($H258<=0,\"-\",AS258=1,_xlfn.CONCAT(\"FUN_NONDEF\",\"-DCON_\",LEFT(AQ258,1),\"-FCON_\",LEFT(AR258,1)),AT258=1,_xlfn.CONCAT(\"FUN_DEF\",\"-DCON_\",LEFT(AQ258,1),\"-FCON_\",LEFT(AR258,1)),AU258=1,_xlfn.CONCAT(\"NONFUN_NONDEF\",\"-DCON_\",LEFT(AQ258,1),\"-FCON_\",LEFT(AR258,1)),AV258=1,_xlfn.CONCAT(\"NONFUN_DEF\",\"-DCON_\",LEFT(AQ258,1),\"-FCON_\",LEFT(AR258,1)),AS258+AT258+AU258+AV258<1,_xlfn.CONCAT(\"-\"))","v":"-"}]
[null,null,null,null,null,null,null,null,null,null,null,null,null,null,null,null,null,null,null,null,null,0,null,null,null,null,null,null,null,null,null,0,0,0,0,"Unknown",{"$f":"_xlfn.IFS(G259=\"Natural\",0,H259=\"\",0,H259=\"COASTAL-CONSTRUCTED\",0,G259=\"Constructed\",_xlfn.XLOOKUP($H259,'Data Categories'!$U$4:$U$25,'Data Categories'!$V$4:V$25))","v":0},{"$f":"_xlfn.IFS(AK259=\"\",0,AJ259=\"Unknown\",0,AK259>1,AK259-AJ259,AK259=0,0)","v":0},{"$f":"_xlfn.IFS(Y259=\"\",0,Y259>1920,_xlfn.XLOOKUP($H259,'Data Categories'!$AE$20:$AE$42,'Data Categories'!$AG$20:$AG$42,0))","v":0},{"$f":"_xlfn.IFS(Y259=\"\",0,Y259>0,(2025-Y259))","v":0},{"$f":"_xlfn.IFS(Z259=\"Non-Deficient\",\"Non-Deficient\",Z259=\"Deficient\",\"Deficient\",AB259=\"Deficient\",\"Deficient\",Z259=\"Non-Deficient\",\"Non-Deficient\",AB259=\"Non-Deficient\",\"Non-Deficient\",P259=\"\",\"None\",AL259<0,\"Deficient\",AL259>10,\"Non-Deficient\")","v":"None"},{"$f":"_xlfn.IFS(H259=\"LOW WATER CROSSING\",\"Non-Functional\",G259=\"Natural\",\"Functional\",AA259=\"Functional\",\"Functional\",AC259=\"Functional\",\"Functional\",AA259=\"Non-Functional\",\"Non-Functional\",AC259=\"Non-Functional\",\"Non-Functional\",AA259=\"Unknown\",\"Unknown\",AC259=\"Unknown\",\"Unknown\",AA259=\"\",\"None\")","v":"None"},{"$f":"_xlfn.IFS(X259=\"Functionality\",\"Low\",W259=\"No\",\"Low\",Y259>=2015,\"High\",Y259>=1920,\"Low\",W259=\"\",\"None\",W259=\"Unknown\",\"None\")","v":"None"},{"$f":"_xlfn.IFS(H259=\"LOW WATER CROSSING\",\"Unknown\",G259=\"Natural\",\"None\",AM259<AN259,\"High\",AC259=\"Functional\",\"Low\",AC259=\"Non-Functional\",\"Low\",W259=\"No\",\"Low\",W259=\"Unknown\",\"None\",X259=\"Deficiency\",\"None\",W259=\"Yes\",\"High\",W259=\"\",\"None\")","v":"None"},0,0,0,0,{"$f":"_xlfn.CONCAT(LEFT(H259,3),\"-\")&IF(H259=\"-\",0,COUNTIF($H$4:H259,H259))","v":"-0"},{"$f":"_xlfn.IFS($H259<=0,\"-\",AS259=1,_xlfn.CONCAT(\"FUN_NONDEF\",\"-DCON_\",LEFT(AQ259,1),\"-FCON_\",LEFT(AR259,1)),AT259=1,_xlfn.CONCAT(\"FUN_DEF\",\"-DCON_\",LEFT(AQ259,1),\"-FCON_\",LEFT(AR259,1)),AU259=1,_xlfn.CONCAT(\"NONFUN_NONDEF\",\"-DCON_\",LEFT(AQ259,1),\"-FCON_\",LEFT(AR259,1)),AV259=1,_xlfn.CONCAT(\"NONFUN_DEF\",\"-DCON_\",LEFT(AQ259,1),\"-FCON_\",LEFT(AR259,1)),AS259+AT259+AU259+AV259<1,_xlfn.CONCAT(\"-\"))","v":"-"}]
[null,null,null,null,null,null,null,null,null,null,null,null,null,null,null,null,null,null,null,null,null,0,null,null,null,null,null,null,null,null,null,0,{"$f":"IF(S260+T260+U260>0,(S260*T260*U260/43560),0)","v":0},0,0,"Unknown",{"$f":"_xlfn.IFS(G260=\"Natural\",0,H260=\"\",0,H260=\"COASTAL-CONSTRUCTED\",0,G260=\"Constructed\",_xlfn.XLOOKUP($H260,'Data Categories'!$U$4:$U$25,'Data Categories'!$V$4:V$25))","v":0},{"$f":"_xlfn.IFS(AK260=\"\",0,AJ260=\"Unknown\",0,AK260>1,AK260-AJ260,AK260=0,0)","v":0},{"$f":"_xlfn.IFS(Y260=\"\",0,Y260>1920,_xlfn.XLOOKUP($H260,'Data Categories'!$AE$20:$AE$42,'Data Categories'!$AG$20:$AG$42,0))","v":0},{"$f":"_xlfn.IFS(Y260=\"\",0,Y260>0,(2025-Y260))","v":0},{"$f":"_xlfn.IFS(Z260=\"Non-Deficient\",\"Non-Deficient\",Z260=\"Deficient\",\"Deficient\",AB260=\"Deficient\",\"Deficient\",Z260=\"Non-Deficient\",\"Non-Deficient\",AB260=\"Non-Deficient\",\"Non-Deficient\",P260=\"\",\"None\",AL260<0,\"Deficient\",AL260>10,\"Non-Deficient\")","v":"None"},{"$f":"_xlfn.IFS(H260=\"LOW WATER CROSSING\",\"Non-Functional\",G260=\"Natural\",\"Functional\",AA260=\"Functional\",\"Functional\",AC260=\"Functional\",\"Functional\",AA260=\"Non-Functional\",\"Non-Functional\",AC260=\"Non-Functional\",\"Non-Functional\",AA260=\"Unknown\",\"Unknown\",AC260=\"Unknown\",\"Unknown\",AA260=\"\",\"None\")","v":"None"},{"$f":"_xlfn.IFS(X260=\"Functionality\",\"Low\",W260=\"No\",\"Low\",Y260>=2015,\"High\",Y260>=1920,\"Low\",W260=\"\",\"None\",W260=\"Unknown\",\"None\")","v":"None"},{"$f":"_xlfn.IFS(H260=\"LOW WATER CROSSING\",\"Unknown\",G260=\"Natural\",\"None\",AM260<AN260,\"High\",AC260=\"Functional\",\"Low\",AC260=\"Non-Functional\",\"Low\",W260=\"No\",\"Low\",W260=\"Unknown\",\"None\",X260=\"Deficiency\",\"None\",W260=\"Yes\",\"High\",W260=\"\",\"None\")","v":"None"},{"$f":"IF(AND(AO260=\"Non-Deficient\",AP260=\"Functional\"),1,0)","v":0},{"$f":"IF(AND(AO260=\"Deficient\",AP260=\"Functional\"),1,0)","v":0},{"$f":"IF(AND(AO260=\"Non-Deficient\",AP260=\"Non-Functional\"),1,0)","v":0},{"$f":"IF(AND(AO260=\"Deficient\",AP260=\"Non-Functional\"),1,0)","v":0},{"$f":"_xlfn.CONCAT(LEFT(H260,3),\"-\")&IF(H260=\"-\",0,COUNTIF($H$4:H260,H260))","v":"-0"},{"$f":"_xlfn.IFS($H260<=0,\"-\",AS260=1,_xlfn.CONCAT(\"FUN_NONDEF\",\"-DCON_\",LEFT(AQ260,1),\"-FCON_\",LEFT(AR260,1)),AT260=1,_xlfn.CONCAT(\"FUN_DEF\",\"-DCON_\",LEFT(AQ260,1),\"-FCON_\",LEFT(AR260,1)),AU260=1,_xlfn.CONCAT(\"NONFUN_NONDEF\",\"-DCON_\",LEFT(AQ260,1),\"-FCON_\",LEFT(AR260,1)),AV260=1,_xlfn.CONCAT(\"NONFUN_DEF\",\"-DCON_\",LEFT(AQ260,1),\"-FCON_\",LEFT(AR260,1)),AS260+AT260+AU260+AV260<1,_xlfn.CONCAT(\"-\"))","v":"-"}]
[null,null,null,null,null,null,null,null,null,null,null,null,null,null,null,null,null,null,null,null,null,0,null,null,null,null,null,null,null,null,null,0,0,{"$f":"S261","v":0},{"$f":"H261","v":0},"Unknown",{"$f":"_xlfn.IFS(G261=\"Natural\",0,H261=\"\",0,H261=\"COASTAL-CONSTRUCTED\",0,G261=\"Constructed\",_xlfn.XLOOKUP($H261,'Data Categories'!$U$4:$U$25,'Data Categories'!$V$4:V$25))","v":0},{"$f":"_xlfn.IFS(AK261=\"\",0,AJ261=\"Unknown\",0,AK261>1,AK261-AJ261,AK261=0,0)","v":0},{"$f":"_xlfn.IFS(Y261=\"\",0,Y261>1920,_xlfn.XLOOKUP($H261,'Data Categories'!$AE$20:$AE$42,'Data Categories'!$AG$20:$AG$42,0))","v":0},{"$f":"_xlfn.IFS(Y261=\"\",0,Y261>0,(2025-Y261))","v":0},{"$f":"_xlfn.IFS(Z261=\"Non-Deficient\",\"Non-Deficient\",Z261=\"Deficient\",\"Deficient\",AB261=\"Deficient\",\"Deficient\",Z261=\"Non-Deficient\",\"Non-Deficient\",AB261=\"Non-Deficient\",\"Non-Deficient\",P261=\"\",\"None\",AL261<0,\"Deficient\",AL261>10,\"Non-Deficient\")","v":"None"},{"$f":"_xlfn.IFS(H261=\"LOW WATER CROSSING\",\"Non-Functional\",G261=\"Natural\",\"Functional\",AA261=\"Functional\",\"Functional\",AC261=\"Functional\",\"Functional\",AA261=\"Non-Functional\",\"Non-Functional\",AC261=\"Non-Functional\",\"Non-Functional\",AA261=\"Unknown\",\"Unknown\",AC261=\"Unknown\",\"Unknown\",AA261=\"\",\"None\")","v":"None"},{"$f":"_xlfn.IFS(X261=\"Functionality\",\"Low\",W261=\"No\",\"Low\",Y261>=2015,\"High\",Y261>=1920,\"Low\",W261=\"\",\"None\",W261=\"Unknown\",\"None\")","v":"None"},{"$f":"_xlfn.IFS(H261=\"LOW WATER CROSSING\",\"Unknown\",G261=\"Natural\",\"None\",AM261<AN261,\"High\",AC261=\"Functional\",\"Low\",AC261=\"Non-Functional\",\"Low\",W261=\"No\",\"Low\",W261=\"Unknown\",\"None\",X261=\"Deficiency\",\"None\",W261=\"Yes\",\"High\",W261=\"\",\"None\")","v":"None"},0,0,0,0,{"$f":"_xlfn.CONCAT(LEFT(H261,3),\"-\")&IF(H261=\"-\",0,COUNTIF($H$4:H261,H261))","v":"-0"},{"$f":"_xlfn.IFS($H261<=0,\"-\",AS261=1,_xlfn.CONCAT(\"FUN_NONDEF\",\"-DCON_\",LEFT(AQ261,1),\"-FCON_\",LEFT(AR261,1)),AT261=1,_xlfn.CONCAT(\"FUN_DEF\",\"-DCON_\",LEFT(AQ261,1),\"-FCON_\",LEFT(AR261,1)),AU261=1,_xlfn.CONCAT(\"NONFUN_NONDEF\",\"-DCON_\",LEFT(AQ261,1),\"-FCON_\",LEFT(AR261,1)),AV261=1,_xlfn.CONCAT(\"NONFUN_DEF\",\"-DCON_\",LEFT(AQ261,1),\"-FCON_\",LEFT(AR261,1)),AS261+AT261+AU261+AV261<1,_xlfn.CONCAT(\"-\"))","v":"-"}]
[null,null,null,null,null,null,null,null,null,null,null,null,null,null,null,null,null,null,null,null,null,0,null,null,null,null,null,null,null,null,null,0,0,0,0,{"$f":"IF(P262>=1900,2025-P262,\"Unknown\")","v":"Unknown"},{"$f":"_xlfn.IFS(G262=\"Natural\",0,H262=\"\",0,H262=\"COASTAL-CONSTRUCTED\",0,G262=\"Constructed\",_xlfn.XLOOKUP($H262,'Data Categories'!$U$4:$U$25,'Data Categories'!$V$4:V$25))","v":0},{"$f":"_xlfn.IFS(AK262=\"\",0,AJ262=\"Unknown\",0,AK262>1,AK262-AJ262,AK262=0,0)","v":0},{"$f":"_xlfn.IFS(Y262=\"\",0,Y262>1920,_xlfn.XLOOKUP($H262,'Data Categories'!$AE$20:$AE$42,'Data Categories'!$AG$20:$AG$42,0))","v":0},{"$f":"_xlfn.IFS(Y262=\"\",0,Y262>0,(2025-Y262))","v":0},{"$f":"_xlfn.IFS(Z262=\"Non-Deficient\",\"Non-Deficient\",Z262=\"Deficient\",\"Deficient\",AB262=\"Deficient\",\"Deficient\",Z262=\"Non-Deficient\",\"Non-Deficient\",AB262=\"Non-Deficient\",\"Non-Deficient\",P262=\"\",\"None\",AL262<0,\"Deficient\",AL262>10,\"Non-Deficient\")","v":"None"},{"$f":"_xlfn.IFS(H262=\"LOW WATER CROSSING\",\"Non-Functional\",G262=\"Natural\",\"Functional\",AA262=\"Functional\",\"Functional\",AC262=\"Functional\",\"Functional\",AA262=\"Non-Functional\",\"Non-Functional\",AC262=\"Non-Functional\",\"Non-Functional\",AA262=\"Unknown\",\"Unknown\",AC262=\"Unknown\",\"Unknown\",AA262=\"\",\"None\")","v":"None"},{"$f":"_xlfn.IFS(X262=\"Functionality\",\"Low\",W262=\"No\",\"Low\",Y262>=2015,\"High\",Y262>=1920,\"Low\",W262=\"\",\"None\",W262=\"Unknown\",\"None\")","v":"None"},{"$f":"_xlfn.IFS(H262=\"LOW WATER CROSSING\",\"Unknown\",G262=\"Natural\",\"None\",AM262<AN262,\"High\",AC262=\"Functional\",\"Low\",AC262=\"Non-Functional\",\"Low\",W262=\"No\",\"Low\",W262=\"Unknown\",\"None\",X262=\"Deficiency\",\"None\",W262=\"Yes\",\"High\",W262=\"\",\"None\")","v":"None"},0,0,0,0,{"$f":"_xlfn.CONCAT(LEFT(H262,3),\"-\")&IF(H262=\"-\",0,COUNTIF($H$4:H262,H262))","v":"-0"},{"$f":"_xlfn.IFS($H262<=0,\"-\",AS262=1,_xlfn.CONCAT(\"FUN_NONDEF\",\"-DCON_\",LEFT(AQ262,1),\"-FCON_\",LEFT(AR262,1)),AT262=1,_xlfn.CONCAT(\"FUN_DEF\",\"-DCON_\",LEFT(AQ262,1),\"-FCON_\",LEFT(AR262,1)),AU262=1,_xlfn.CONCAT(\"NONFUN_NONDEF\",\"-DCON_\",LEFT(AQ262,1),\"-FCON_\",LEFT(AR262,1)),AV262=1,_xlfn.CONCAT(\"NONFUN_DEF\",\"-DCON_\",LEFT(AQ262,1),\"-FCON_\",LEFT(AR262,1)),AS262+AT262+AU262+AV262<1,_xlfn.CONCAT(\"-\"))","v":"-"}]
[null,null,null,null,null,null,null,null,null,null,null,null,null,null,null,null,null,null,null,null,null,0,null,null,null,null,null,null,null,null,null,0,0,0,0,"Unknown",{"$f":"_xlfn.IFS(G263=\"Natural\",0,H263=\"\",0,H263=\"COASTAL-CONSTRUCTED\",0,G263=\"Constructed\",_xlfn.XLOOKUP($H263,'Data Categories'!$U$4:$U$25,'Data Categories'!$V$4:V$25))","v":0},{"$f":"_xlfn.IFS(AK263=\"\",0,AJ263=\"Unknown\",0,AK263>1,AK263-AJ263,AK263=0,0)","v":0},{"$f":"_xlfn.IFS(Y263=\"\",0,Y263>1920,_xlfn.XLOOKUP($H263,'Data Categories'!$AE$20:$AE$42,'Data Categories'!$AG$20:$AG$42,0))","v":0},{"$f":"_xlfn.IFS(Y263=\"\",0,Y263>0,(2025-Y263))","v":0},{"$f":"_xlfn.IFS(Z263=\"Non-Deficient\",\"Non-Deficient\",Z263=\"Deficient\",\"Deficient\",AB263=\"Deficient\",\"Deficient\",Z263=\"Non-Deficient\",\"Non-Deficient\",AB263=\"Non-Deficient\",\"Non-Deficient\",P263=\"\",\"None\",AL263<0,\"Deficient\",AL263>10,\"Non-Deficient\")","v":"None"},{"$f":"_xlfn.IFS(H263=\"LOW WATER CROSSING\",\"Non-Functional\",G263=\"Natural\",\"Functional\",AA263=\"Functional\",\"Functional\",AC263=\"Functional\",\"Functional\",AA263=\"Non-Functional\",\"Non-Functional\",AC263=\"Non-Functional\",\"Non-Functional\",AA263=\"Unknown\",\"Unknown\",AC263=\"Unknown\",\"Unknown\",AA263=\"\",\"None\")","v":"None"},{"$f":"_xlfn.IFS(X263=\"Functionality\",\"Low\",W263=\"No\",\"Low\",Y263>=2015,\"High\",Y263>=1920,\"Low\",W263=\"\",\"None\",W263=\"Unknown\",\"None\")","v":"None"},{"$f":"_xlfn.IFS(H263=\"LOW WATER CROSSING\",\"Unknown\",G263=\"Natural\",\"None\",AM263<AN263,\"High\",AC263=\"Functional\",\"Low\",AC263=\"Non-Functional\",\"Low\",W263=\"No\",\"Low\",W263=\"Unknown\",\"None\",X263=\"Deficiency\",\"None\",W263=\"Yes\",\"High\",W263=\"\",\"None\")","v":"None"},0,0,0,0,{"$f":"_xlfn.CONCAT(LEFT(H263,3),\"-\")&IF(H263=\"-\",0,COUNTIF($H$4:H263,H263))","v":"-0"},{"$f":"_xlfn.IFS($H263<=0,\"-\",AS263=1,_xlfn.CONCAT(\"FUN_NONDEF\",\"-DCON_\",LEFT(AQ263,1),\"-FCON_\",LEFT(AR263,1)),AT263=1,_xlfn.CONCAT(\"FUN_DEF\",\"-DCON_\",LEFT(AQ263,1),\"-FCON_\",LEFT(AR263,1)),AU263=1,_xlfn.CONCAT(\"NONFUN_NONDEF\",\"-DCON_\",LEFT(AQ263,1),\"-FCON_\",LEFT(AR263,1)),AV263=1,_xlfn.CONCAT(\"NONFUN_DEF\",\"-DCON_\",LEFT(AQ263,1),\"-FCON_\",LEFT(AR263,1)),AS263+AT263+AU263+AV263<1,_xlfn.CONCAT(\"-\"))","v":"-"}]
[null,null,null,null,null,null,null,null,null,null,null,null,null,null,null,null,null,null,null,null,null,0,null,null,null,null,null,null,null,null,null,0,0,0,0,"Unknown",{"$f":"_xlfn.IFS(G264=\"Natural\",0,H264=\"\",0,H264=\"COASTAL-CONSTRUCTED\",0,G264=\"Constructed\",_xlfn.XLOOKUP($H264,'Data Categories'!$U$4:$U$25,'Data Categories'!$V$4:V$25))","v":0},{"$f":"_xlfn.IFS(AK264=\"\",0,AJ264=\"Unknown\",0,AK264>1,AK264-AJ264,AK264=0,0)","v":0},{"$f":"_xlfn.IFS(Y264=\"\",0,Y264>1920,_xlfn.XLOOKUP($H264,'Data Categories'!$AE$20:$AE$42,'Data Categories'!$AG$20:$AG$42,0))","v":0},{"$f":"_xlfn.IFS(Y264=\"\",0,Y264>0,(2025-Y264))","v":0},{"$f":"_xlfn.IFS(Z264=\"Non-Deficient\",\"Non-Deficient\",Z264=\"Deficient\",\"Deficient\",AB264=\"Deficient\",\"Deficient\",Z264=\"Non-Deficient\",\"Non-Deficient\",AB264=\"Non-Deficient\",\"Non-Deficient\",P264=\"\",\"None\",AL264<0,\"Deficient\",AL264>10,\"Non-Deficient\")","v":"None"},{"$f":"_xlfn.IFS(H264=\"LOW WATER CROSSING\",\"Non-Functional\",G264=\"Natural\",\"Functional\",AA264=\"Functional\",\"Functional\",AC264=\"Functional\",\"Functional\",AA264=\"Non-Functional\",\"Non-Functional\",AC264=\"Non-Functional\",\"Non-Functional\",AA264=\"Unknown\",\"Unknown\",AC264=\"Unknown\",\"Unknown\",AA264=\"\",\"None\")","v":"None"},{"$f":"_xlfn.IFS(X264=\"Functionality\",\"Low\",W264=\"No\",\"Low\",Y264>=2015,\"High\",Y264>=1920,\"Low\",W264=\"\",\"None\",W264=\"Unknown\",\"None\")","v":"None"},{"$f":"_xlfn.IFS(H264=\"LOW WATER CROSSING\",\"Unknown\",G264=\"Natural\",\"None\",AM264<AN264,\"High\",AC264=\"Functional\",\"Low\",AC264=\"Non-Functional\",\"Low\",W264=\"No\",\"Low\",W264=\"Unknown\",\"None\",X264=\"Deficiency\",\"None\",W264=\"Yes\",\"High\",W264=\"\",\"None\")","v":"None"},0,0,0,0,{"$f":"_xlfn.CONCAT(LEFT(H264,3),\"-\")&IF(H264=\"-\",0,COUNTIF($H$4:H264,H264))","v":"-0"},{"$f":"_xlfn.IFS($H264<=0,\"-\",AS264=1,_xlfn.CONCAT(\"FUN_NONDEF\",\"-DCON_\",LEFT(AQ264,1),\"-FCON_\",LEFT(AR264,1)),AT264=1,_xlfn.CONCAT(\"FUN_DEF\",\"-DCON_\",LEFT(AQ264,1),\"-FCON_\",LEFT(AR264,1)),AU264=1,_xlfn.CONCAT(\"NONFUN_NONDEF\",\"-DCON_\",LEFT(AQ264,1),\"-FCON_\",LEFT(AR264,1)),AV264=1,_xlfn.CONCAT(\"NONFUN_DEF\",\"-DCON_\",LEFT(AQ264,1),\"-FCON_\",LEFT(AR264,1)),AS264+AT264+AU264+AV264<1,_xlfn.CONCAT(\"-\"))","v":"-"}]
[null,null,null,null,null,null,null,null,null,null,null,null,null,null,null,null,null,null,null,null,null,0,null,null,null,null,null,null,null,null,null,0,0,0,0,"Unknown",{"$f":"_xlfn.IFS(G265=\"Natural\",0,H265=\"\",0,H265=\"COASTAL-CONSTRUCTED\",0,G265=\"Constructed\",_xlfn.XLOOKUP($H265,'Data Categories'!$U$4:$U$25,'Data Categories'!$V$4:V$25))","v":0},{"$f":"_xlfn.IFS(AK265=\"\",0,AJ265=\"Unknown\",0,AK265>1,AK265-AJ265,AK265=0,0)","v":0},{"$f":"_xlfn.IFS(Y265=\"\",0,Y265>1920,_xlfn.XLOOKUP($H265,'Data Categories'!$AE$20:$AE$42,'Data Categories'!$AG$20:$AG$42,0))","v":0},{"$f":"_xlfn.IFS(Y265=\"\",0,Y265>0,(2025-Y265))","v":0},{"$f":"_xlfn.IFS(Z265=\"Non-Deficient\",\"Non-Deficient\",Z265=\"Deficient\",\"Deficient\",AB265=\"Deficient\",\"Deficient\",Z265=\"Non-Deficient\",\"Non-Deficient\",AB265=\"Non-Deficient\",\"Non-Deficient\",P265=\"\",\"None\",AL265<0,\"Deficient\",AL265>10,\"Non-Deficient\")","v":"None"},{"$f":"_xlfn.IFS(H265=\"LOW WATER CROSSING\",\"Non-Functional\",G265=\"Natural\",\"Functional\",AA265=\"Functional\",\"Functional\",AC265=\"Functional\",\"Functional\",AA265=\"Non-Functional\",\"Non-Functional\",AC265=\"Non-Functional\",\"Non-Functional\",AA265=\"Unknown\",\"Unknown\",AC265=\"Unknown\",\"Unknown\",AA265=\"\",\"None\")","v":"None"},{"$f":"_xlfn.IFS(X265=\"Functionality\",\"Low\",W265=\"No\",\"Low\",Y265>=2015,\"High\",Y265>=1920,\"Low\",W265=\"\",\"None\",W265=\"Unknown\",\"None\")","v":"None"},{"$f":"_xlfn.IFS(H265=\"LOW WATER CROSSING\",\"Unknown\",G265=\"Natural\",\"None\",AM265<AN265,\"High\",AC265=\"Functional\",\"Low\",AC265=\"Non-Functional\",\"Low\",W265=\"No\",\"Low\",W265=\"Unknown\",\"None\",X265=\"Deficiency\",\"None\",W265=\"Yes\",\"High\",W265=\"\",\"None\")","v":"None"},0,0,0,0,{"$f":"_xlfn.CONCAT(LEFT(H265,3),\"-\")&IF(H265=\"-\",0,COUNTIF($H$4:H265,H265))","v":"-0"},{"$f":"_xlfn.IFS($H265<=0,\"-\",AS265=1,_xlfn.CONCAT(\"FUN_NONDEF\",\"-DCON_\",LEFT(AQ265,1),\"-FCON_\",LEFT(AR265,1)),AT265=1,_xlfn.CONCAT(\"FUN_DEF\",\"-DCON_\",LEFT(AQ265,1),\"-FCON_\",LEFT(AR265,1)),AU265=1,_xlfn.CONCAT(\"NONFUN_NONDEF\",\"-DCON_\",LEFT(AQ265,1),\"-FCON_\",LEFT(AR265,1)),AV265=1,_xlfn.CONCAT(\"NONFUN_DEF\",\"-DCON_\",LEFT(AQ265,1),\"-FCON_\",LEFT(AR265,1)),AS265+AT265+AU265+AV265<1,_xlfn.CONCAT(\"-\"))","v":"-"}]
[null,null,null,null,null,null,null,null,null,null,null,null,null,null,null,null,null,null,null,null,null,0,null,null,null,null,null,null,null,null,null,0,0,0,0,"Unknown",{"$f":"_xlfn.IFS(G266=\"Natural\",0,H266=\"\",0,H266=\"COASTAL-CONSTRUCTED\",0,G266=\"Constructed\",_xlfn.XLOOKUP($H266,'Data Categories'!$U$4:$U$25,'Data Categories'!$V$4:V$25))","v":0},{"$f":"_xlfn.IFS(AK266=\"\",0,AJ266=\"Unknown\",0,AK266>1,AK266-AJ266,AK266=0,0)","v":0},{"$f":"_xlfn.IFS(Y266=\"\",0,Y266>1920,_xlfn.XLOOKUP($H266,'Data Categories'!$AE$20:$AE$42,'Data Categories'!$AG$20:$AG$42,0))","v":0},{"$f":"_xlfn.IFS(Y266=\"\",0,Y266>0,(2025-Y266))","v":0},{"$f":"_xlfn.IFS(Z266=\"Non-Deficient\",\"Non-Deficient\",Z266=\"Deficient\",\"Deficient\",AB266=\"Deficient\",\"Deficient\",Z266=\"Non-Deficient\",\"Non-Deficient\",AB266=\"Non-Deficient\",\"Non-Deficient\",P266=\"\",\"None\",AL266<0,\"Deficient\",AL266>10,\"Non-Deficient\")","v":"None"},{"$f":"_xlfn.IFS(H266=\"LOW WATER CROSSING\",\"Non-Functional\",G266=\"Natural\",\"Functional\",AA266=\"Functional\",\"Functional\",AC266=\"Functional\",\"Functional\",AA266=\"Non-Functional\",\"Non-Functional\",AC266=\"Non-Functional\",\"Non-Functional\",AA266=\"Unknown\",\"Unknown\",AC266=\"Unknown\",\"Unknown\",AA266=\"\",\"None\")","v":"None"},{"$f":"_xlfn.IFS(X266=\"Functionality\",\"Low\",W266=\"No\",\"Low\",Y266>=2015,\"High\",Y266>=1920,\"Low\",W266=\"\",\"None\",W266=\"Unknown\",\"None\")","v":"None"},{"$f":"_xlfn.IFS(H266=\"LOW WATER CROSSING\",\"Unknown\",G266=\"Natural\",\"None\",AM266<AN266,\"High\",AC266=\"Functional\",\"Low\",AC266=\"Non-Functional\",\"Low\",W266=\"No\",\"Low\",W266=\"Unknown\",\"None\",X266=\"Deficiency\",\"None\",W266=\"Yes\",\"High\",W266=\"\",\"None\")","v":"None"},0,0,0,0,{"$f":"_xlfn.CONCAT(LEFT(H266,3),\"-\")&IF(H266=\"-\",0,COUNTIF($H$4:H266,H266))","v":"-0"},{"$f":"_xlfn.IFS($H266<=0,\"-\",AS266=1,_xlfn.CONCAT(\"FUN_NONDEF\",\"-DCON_\",LEFT(AQ266,1),\"-FCON_\",LEFT(AR266,1)),AT266=1,_xlfn.CONCAT(\"FUN_DEF\",\"-DCON_\",LEFT(AQ266,1),\"-FCON_\",LEFT(AR266,1)),AU266=1,_xlfn.CONCAT(\"NONFUN_NONDEF\",\"-DCON_\",LEFT(AQ266,1),\"-FCON_\",LEFT(AR266,1)),AV266=1,_xlfn.CONCAT(\"NONFUN_DEF\",\"-DCON_\",LEFT(AQ266,1),\"-FCON_\",LEFT(AR266,1)),AS266+AT266+AU266+AV266<1,_xlfn.CONCAT(\"-\"))","v":"-"}]
[null,null,null,null,null,null,null,null,null,null,null,null,null,null,null,null,null,null,null,null,null,0,null,null,null,null,null,null,null,null,null,0,0,0,0,"Unknown",{"$f":"_xlfn.IFS(G267=\"Natural\",0,H267=\"\",0,H267=\"COASTAL-CONSTRUCTED\",0,G267=\"Constructed\",_xlfn.XLOOKUP($H267,'Data Categories'!$U$4:$U$25,'Data Categories'!$V$4:V$25))","v":0},{"$f":"_xlfn.IFS(AK267=\"\",0,AJ267=\"Unknown\",0,AK267>1,AK267-AJ267,AK267=0,0)","v":0},{"$f":"_xlfn.IFS(Y267=\"\",0,Y267>1920,_xlfn.XLOOKUP($H267,'Data Categories'!$AE$20:$AE$42,'Data Categories'!$AG$20:$AG$42,0))","v":0},{"$f":"_xlfn.IFS(Y267=\"\",0,Y267>0,(2025-Y267))","v":0},{"$f":"_xlfn.IFS(Z267=\"Non-Deficient\",\"Non-Deficient\",Z267=\"Deficient\",\"Deficient\",AB267=\"Deficient\",\"Deficient\",Z267=\"Non-Deficient\",\"Non-Deficient\",AB267=\"Non-Deficient\",\"Non-Deficient\",P267=\"\",\"None\",AL267<0,\"Deficient\",AL267>10,\"Non-Deficient\")","v":"None"},{"$f":"_xlfn.IFS(H267=\"LOW WATER CROSSING\",\"Non-Functional\",G267=\"Natural\",\"Functional\",AA267=\"Functional\",\"Functional\",AC267=\"Functional\",\"Functional\",AA267=\"Non-Functional\",\"Non-Functional\",AC267=\"Non-Functional\",\"Non-Functional\",AA267=\"Unknown\",\"Unknown\",AC267=\"Unknown\",\"Unknown\",AA267=\"\",\"None\")","v":"None"},{"$f":"_xlfn.IFS(X267=\"Functionality\",\"Low\",W267=\"No\",\"Low\",Y267>=2015,\"High\",Y267>=1920,\"Low\",W267=\"\",\"None\",W267=\"Unknown\",\"None\")","v":"None"},{"$f":"_xlfn.IFS(H267=\"LOW WATER CROSSING\",\"Unknown\",G267=\"Natural\",\"None\",AM267<AN267,\"High\",AC267=\"Functional\",\"Low\",AC267=\"Non-Functional\",\"Low\",W267=\"No\",\"Low\",W267=\"Unknown\",\"None\",X267=\"Deficiency\",\"None\",W267=\"Yes\",\"High\",W267=\"\",\"None\")","v":"None"},0,0,0,0,{"$f":"_xlfn.CONCAT(LEFT(H267,3),\"-\")&IF(H267=\"-\",0,COUNTIF($H$4:H267,H267))","v":"-0"},{"$f":"_xlfn.IFS($H267<=0,\"-\",AS267=1,_xlfn.CONCAT(\"FUN_NONDEF\",\"-DCON_\",LEFT(AQ267,1),\"-FCON_\",LEFT(AR267,1)),AT267=1,_xlfn.CONCAT(\"FUN_DEF\",\"-DCON_\",LEFT(AQ267,1),\"-FCON_\",LEFT(AR267,1)),AU267=1,_xlfn.CONCAT(\"NONFUN_NONDEF\",\"-DCON_\",LEFT(AQ267,1),\"-FCON_\",LEFT(AR267,1)),AV267=1,_xlfn.CONCAT(\"NONFUN_DEF\",\"-DCON_\",LEFT(AQ267,1),\"-FCON_\",LEFT(AR267,1)),AS267+AT267+AU267+AV267<1,_xlfn.CONCAT(\"-\"))","v":"-"}]
[null,null,null,null,null,null,null,null,null,null,null,null,null,null,null,null,null,null,null,null,null,0,null,null,null,null,null,null,null,null,null,0,0,0,0,"Unknown",{"$f":"_xlfn.IFS(G268=\"Natural\",0,H268=\"\",0,H268=\"COASTAL-CONSTRUCTED\",0,G268=\"Constructed\",_xlfn.XLOOKUP($H268,'Data Categories'!$U$4:$U$25,'Data Categories'!$V$4:V$25))","v":0},{"$f":"_xlfn.IFS(AK268=\"\",0,AJ268=\"Unknown\",0,AK268>1,AK268-AJ268,AK268=0,0)","v":0},{"$f":"_xlfn.IFS(Y268=\"\",0,Y268>1920,_xlfn.XLOOKUP($H268,'Data Categories'!$AE$20:$AE$42,'Data Categories'!$AG$20:$AG$42,0))","v":0},{"$f":"_xlfn.IFS(Y268=\"\",0,Y268>0,(2025-Y268))","v":0},{"$f":"_xlfn.IFS(Z268=\"Non-Deficient\",\"Non-Deficient\",Z268=\"Deficient\",\"Deficient\",AB268=\"Deficient\",\"Deficient\",Z268=\"Non-Deficient\",\"Non-Deficient\",AB268=\"Non-Deficient\",\"Non-Deficient\",P268=\"\",\"None\",AL268<0,\"Deficient\",AL268>10,\"Non-Deficient\")","v":"None"},{"$f":"_xlfn.IFS(H268=\"LOW WATER CROSSING\",\"Non-Functional\",G268=\"Natural\",\"Functional\",AA268=\"Functional\",\"Functional\",AC268=\"Functional\",\"Functional\",AA268=\"Non-Functional\",\"Non-Functional\",AC268=\"Non-Functional\",\"Non-Functional\",AA268=\"Unknown\",\"Unknown\",AC268=\"Unknown\",\"Unknown\",AA268=\"\",\"None\")","v":"None"},{"$f":"_xlfn.IFS(X268=\"Functionality\",\"Low\",W268=\"No\",\"Low\",Y268>=2015,\"High\",Y268>=1920,\"Low\",W268=\"\",\"None\",W268=\"Unknown\",\"None\")","v":"None"},{"$f":"_xlfn.IFS(H268=\"LOW WATER CROSSING\",\"Unknown\",G268=\"Natural\",\"None\",AM268<AN268,\"High\",AC268=\"Functional\",\"Low\",AC268=\"Non-Functional\",\"Low\",W268=\"No\",\"Low\",W268=\"Unknown\",\"None\",X268=\"Deficiency\",\"None\",W268=\"Yes\",\"High\",W268=\"\",\"None\")","v":"None"},0,0,0,0,{"$f":"_xlfn.CONCAT(LEFT(H268,3),\"-\")&IF(H268=\"-\",0,COUNTIF($H$4:H268,H268))","v":"-0"},{"$f":"_xlfn.IFS($H268<=0,\"-\",AS268=1,_xlfn.CONCAT(\"FUN_NONDEF\",\"-DCON_\",LEFT(AQ268,1),\"-FCON_\",LEFT(AR268,1)),AT268=1,_xlfn.CONCAT(\"FUN_DEF\",\"-DCON_\",LEFT(AQ268,1),\"-FCON_\",LEFT(AR268,1)),AU268=1,_xlfn.CONCAT(\"NONFUN_NONDEF\",\"-DCON_\",LEFT(AQ268,1),\"-FCON_\",LEFT(AR268,1)),AV268=1,_xlfn.CONCAT(\"NONFUN_DEF\",\"-DCON_\",LEFT(AQ268,1),\"-FCON_\",LEFT(AR268,1)),AS268+AT268+AU268+AV268<1,_xlfn.CONCAT(\"-\"))","v":"-"}]
[null,null,null,null,null,null,null,null,null,null,null,null,null,null,null,null,null,null,null,null,null,0,null,null,null,null,null,null,null,null,null,0,0,0,0,"Unknown",{"$f":"_xlfn.IFS(G269=\"Natural\",0,H269=\"\",0,H269=\"COASTAL-CONSTRUCTED\",0,G269=\"Constructed\",_xlfn.XLOOKUP($H269,'Data Categories'!$U$4:$U$25,'Data Categories'!$V$4:V$25))","v":0},{"$f":"_xlfn.IFS(AK269=\"\",0,AJ269=\"Unknown\",0,AK269>1,AK269-AJ269,AK269=0,0)","v":0},{"$f":"_xlfn.IFS(Y269=\"\",0,Y269>1920,_xlfn.XLOOKUP($H269,'Data Categories'!$AE$20:$AE$42,'Data Categories'!$AG$20:$AG$42,0))","v":0},{"$f":"_xlfn.IFS(Y269=\"\",0,Y269>0,(2025-Y269))","v":0},{"$f":"_xlfn.IFS(Z269=\"Non-Deficient\",\"Non-Deficient\",Z269=\"Deficient\",\"Deficient\",AB269=\"Deficient\",\"Deficient\",Z269=\"Non-Deficient\",\"Non-Deficient\",AB269=\"Non-Deficient\",\"Non-Deficient\",P269=\"\",\"None\",AL269<0,\"Deficient\",AL269>10,\"Non-Deficient\")","v":"None"},{"$f":"_xlfn.IFS(H269=\"LOW WATER CROSSING\",\"Non-Functional\",G269=\"Natural\",\"Functional\",AA269=\"Functional\",\"Functional\",AC269=\"Functional\",\"Functional\",AA269=\"Non-Functional\",\"Non-Functional\",AC269=\"Non-Functional\",\"Non-Functional\",AA269=\"Unknown\",\"Unknown\",AC269=\"Unknown\",\"Unknown\",AA269=\"\",\"None\")","v":"None"},{"$f":"_xlfn.IFS(X269=\"Functionality\",\"Low\",W269=\"No\",\"Low\",Y269>=2015,\"High\",Y269>=1920,\"Low\",W269=\"\",\"None\",W269=\"Unknown\",\"None\")","v":"None"},{"$f":"_xlfn.IFS(H269=\"LOW WATER CROSSING\",\"Unknown\",G269=\"Natural\",\"None\",AM269<AN269,\"High\",AC269=\"Functional\",\"Low\",AC269=\"Non-Functional\",\"Low\",W269=\"No\",\"Low\",W269=\"Unknown\",\"None\",X269=\"Deficiency\",\"None\",W269=\"Yes\",\"High\",W269=\"\",\"None\")","v":"None"},0,0,0,0,{"$f":"_xlfn.CONCAT(LEFT(H269,3),\"-\")&IF(H269=\"-\",0,COUNTIF($H$4:H269,H269))","v":"-0"},{"$f":"_xlfn.IFS($H269<=0,\"-\",AS269=1,_xlfn.CONCAT(\"FUN_NONDEF\",\"-DCON_\",LEFT(AQ269,1),\"-FCON_\",LEFT(AR269,1)),AT269=1,_xlfn.CONCAT(\"FUN_DEF\",\"-DCON_\",LEFT(AQ269,1),\"-FCON_\",LEFT(AR269,1)),AU269=1,_xlfn.CONCAT(\"NONFUN_NONDEF\",\"-DCON_\",LEFT(AQ269,1),\"-FCON_\",LEFT(AR269,1)),AV269=1,_xlfn.CONCAT(\"NONFUN_DEF\",\"-DCON_\",LEFT(AQ269,1),\"-FCON_\",LEFT(AR269,1)),AS269+AT269+AU269+AV269<1,_xlfn.CONCAT(\"-\"))","v":"-"}]
[null,null,null,null,null,null,null,null,null,null,null,null,null,null,null,null,null,null,null,null,null,0,null,null,null,null,null,null,null,null,null,0,0,0,0,"Unknown",{"$f":"_xlfn.IFS(G270=\"Natural\",0,H270=\"\",0,H270=\"COASTAL-CONSTRUCTED\",0,G270=\"Constructed\",_xlfn.XLOOKUP($H270,'Data Categories'!$U$4:$U$25,'Data Categories'!$V$4:V$25))","v":0},{"$f":"_xlfn.IFS(AK270=\"\",0,AJ270=\"Unknown\",0,AK270>1,AK270-AJ270,AK270=0,0)","v":0},{"$f":"_xlfn.IFS(Y270=\"\",0,Y270>1920,_xlfn.XLOOKUP($H270,'Data Categories'!$AE$20:$AE$42,'Data Categories'!$AG$20:$AG$42,0))","v":0},{"$f":"_xlfn.IFS(Y270=\"\",0,Y270>0,(2025-Y270))","v":0},{"$f":"_xlfn.IFS(Z270=\"Non-Deficient\",\"Non-Deficient\",Z270=\"Deficient\",\"Deficient\",AB270=\"Deficient\",\"Deficient\",Z270=\"Non-Deficient\",\"Non-Deficient\",AB270=\"Non-Deficient\",\"Non-Deficient\",P270=\"\",\"None\",AL270<0,\"Deficient\",AL270>10,\"Non-Deficient\")","v":"None"},{"$f":"_xlfn.IFS(H270=\"LOW WATER CROSSING\",\"Non-Functional\",G270=\"Natural\",\"Functional\",AA270=\"Functional\",\"Functional\",AC270=\"Functional\",\"Functional\",AA270=\"Non-Functional\",\"Non-Functional\",AC270=\"Non-Functional\",\"Non-Functional\",AA270=\"Unknown\",\"Unknown\",AC270=\"Unknown\",\"Unknown\",AA270=\"\",\"None\")","v":"None"},{"$f":"_xlfn.IFS(X270=\"Functionality\",\"Low\",W270=\"No\",\"Low\",Y270>=2015,\"High\",Y270>=1920,\"Low\",W270=\"\",\"None\",W270=\"Unknown\",\"None\")","v":"None"},{"$f":"_xlfn.IFS(H270=\"LOW WATER CROSSING\",\"Unknown\",G270=\"Natural\",\"None\",AM270<AN270,\"High\",AC270=\"Functional\",\"Low\",AC270=\"Non-Functional\",\"Low\",W270=\"No\",\"Low\",W270=\"Unknown\",\"None\",X270=\"Deficiency\",\"None\",W270=\"Yes\",\"High\",W270=\"\",\"None\")","v":"None"},0,0,0,0,{"$f":"_xlfn.CONCAT(LEFT(H270,3),\"-\")&IF(H270=\"-\",0,COUNTIF($H$4:H270,H270))","v":"-0"},{"$f":"_xlfn.IFS($H270<=0,\"-\",AS270=1,_xlfn.CONCAT(\"FUN_NONDEF\",\"-DCON_\",LEFT(AQ270,1),\"-FCON_\",LEFT(AR270,1)),AT270=1,_xlfn.CONCAT(\"FUN_DEF\",\"-DCON_\",LEFT(AQ270,1),\"-FCON_\",LEFT(AR270,1)),AU270=1,_xlfn.CONCAT(\"NONFUN_NONDEF\",\"-DCON_\",LEFT(AQ270,1),\"-FCON_\",LEFT(AR270,1)),AV270=1,_xlfn.CONCAT(\"NONFUN_DEF\",\"-DCON_\",LEFT(AQ270,1),\"-FCON_\",LEFT(AR270,1)),AS270+AT270+AU270+AV270<1,_xlfn.CONCAT(\"-\"))","v":"-"}]
[null,null,null,null,null,null,null,null,null,null,null,null,null,null,null,null,null,null,null,null,null,0,null,null,null,null,null,null,null,null,null,0,0,0,0,"Unknown",{"$f":"_xlfn.IFS(G271=\"Natural\",0,H271=\"\",0,H271=\"COASTAL-CONSTRUCTED\",0,G271=\"Constructed\",_xlfn.XLOOKUP($H271,'Data Categories'!$U$4:$U$25,'Data Categories'!$V$4:V$25))","v":0},{"$f":"_xlfn.IFS(AK271=\"\",0,AJ271=\"Unknown\",0,AK271>1,AK271-AJ271,AK271=0,0)","v":0},{"$f":"_xlfn.IFS(Y271=\"\",0,Y271>1920,_xlfn.XLOOKUP($H271,'Data Categories'!$AE$20:$AE$42,'Data Categories'!$AG$20:$AG$42,0))","v":0},{"$f":"_xlfn.IFS(Y271=\"\",0,Y271>0,(2025-Y271))","v":0},{"$f":"_xlfn.IFS(Z271=\"Non-Deficient\",\"Non-Deficient\",Z271=\"Deficient\",\"Deficient\",AB271=\"Deficient\",\"Deficient\",Z271=\"Non-Deficient\",\"Non-Deficient\",AB271=\"Non-Deficient\",\"Non-Deficient\",P271=\"\",\"None\",AL271<0,\"Deficient\",AL271>10,\"Non-Deficient\")","v":"None"},{"$f":"_xlfn.IFS(H271=\"LOW WATER CROSSING\",\"Non-Functional\",G271=\"Natural\",\"Functional\",AA271=\"Functional\",\"Functional\",AC271=\"Functional\",\"Functional\",AA271=\"Non-Functional\",\"Non-Functional\",AC271=\"Non-Functional\",\"Non-Functional\",AA271=\"Unknown\",\"Unknown\",AC271=\"Unknown\",\"Unknown\",AA271=\"\",\"None\")","v":"None"},{"$f":"_xlfn.IFS(X271=\"Functionality\",\"Low\",W271=\"No\",\"Low\",Y271>=2015,\"High\",Y271>=1920,\"Low\",W271=\"\",\"None\",W271=\"Unknown\",\"None\")","v":"None"},{"$f":"_xlfn.IFS(H271=\"LOW WATER CROSSING\",\"Unknown\",G271=\"Natural\",\"None\",AM271<AN271,\"High\",AC271=\"Functional\",\"Low\",AC271=\"Non-Functional\",\"Low\",W271=\"No\",\"Low\",W271=\"Unknown\",\"None\",X271=\"Deficiency\",\"None\",W271=\"Yes\",\"High\",W271=\"\",\"None\")","v":"None"},0,0,0,0,{"$f":"_xlfn.CONCAT(LEFT(H271,3),\"-\")&IF(H271=\"-\",0,COUNTIF($H$4:H271,H271))","v":"-0"},{"$f":"_xlfn.IFS($H271<=0,\"-\",AS271=1,_xlfn.CONCAT(\"FUN_NONDEF\",\"-DCON_\",LEFT(AQ271,1),\"-FCON_\",LEFT(AR271,1)),AT271=1,_xlfn.CONCAT(\"FUN_DEF\",\"-DCON_\",LEFT(AQ271,1),\"-FCON_\",LEFT(AR271,1)),AU271=1,_xlfn.CONCAT(\"NONFUN_NONDEF\",\"-DCON_\",LEFT(AQ271,1),\"-FCON_\",LEFT(AR271,1)),AV271=1,_xlfn.CONCAT(\"NONFUN_DEF\",\"-DCON_\",LEFT(AQ271,1),\"-FCON_\",LEFT(AR271,1)),AS271+AT271+AU271+AV271<1,_xlfn.CONCAT(\"-\"))","v":"-"}]
[null,null,null,null,null,null,null,null,null,null,null,null,null,null,null,null,null,null,null,null,null,0,null,null,null,null,null,null,null,null,null,0,0,0,0,"Unknown",{"$f":"_xlfn.IFS(G272=\"Natural\",0,H272=\"\",0,H272=\"COASTAL-CONSTRUCTED\",0,G272=\"Constructed\",_xlfn.XLOOKUP($H272,'Data Categories'!$U$4:$U$25,'Data Categories'!$V$4:V$25))","v":0},{"$f":"_xlfn.IFS(AK272=\"\",0,AJ272=\"Unknown\",0,AK272>1,AK272-AJ272,AK272=0,0)","v":0},{"$f":"_xlfn.IFS(Y272=\"\",0,Y272>1920,_xlfn.XLOOKUP($H272,'Data Categories'!$AE$20:$AE$42,'Data Categories'!$AG$20:$AG$42,0))","v":0},{"$f":"_xlfn.IFS(Y272=\"\",0,Y272>0,(2025-Y272))","v":0},{"$f":"_xlfn.IFS(Z272=\"Non-Deficient\",\"Non-Deficient\",Z272=\"Deficient\",\"Deficient\",AB272=\"Deficient\",\"Deficient\",Z272=\"Non-Deficient\",\"Non-Deficient\",AB272=\"Non-Deficient\",\"Non-Deficient\",P272=\"\",\"None\",AL272<0,\"Deficient\",AL272>10,\"Non-Deficient\")","v":"None"},{"$f":"_xlfn.IFS(H272=\"LOW WATER CROSSING\",\"Non-Functional\",G272=\"Natural\",\"Functional\",AA272=\"Functional\",\"Functional\",AC272=\"Functional\",\"Functional\",AA272=\"Non-Functional\",\"Non-Functional\",AC272=\"Non-Functional\",\"Non-Functional\",AA272=\"Unknown\",\"Unknown\",AC272=\"Unknown\",\"Unknown\",AA272=\"\",\"None\")","v":"None"},{"$f":"_xlfn.IFS(X272=\"Functionality\",\"Low\",W272=\"No\",\"Low\",Y272>=2015,\"High\",Y272>=1920,\"Low\",W272=\"\",\"None\",W272=\"Unknown\",\"None\")","v":"None"},{"$f":"_xlfn.IFS(H272=\"LOW WATER CROSSING\",\"Unknown\",G272=\"Natural\",\"None\",AM272<AN272,\"High\",AC272=\"Functional\",\"Low\",AC272=\"Non-Functional\",\"Low\",W272=\"No\",\"Low\",W272=\"Unknown\",\"None\",X272=\"Deficiency\",\"None\",W272=\"Yes\",\"High\",W272=\"\",\"None\")","v":"None"},0,0,0,0,{"$f":"_xlfn.CONCAT(LEFT(H272,3),\"-\")&IF(H272=\"-\",0,COUNTIF($H$4:H272,H272))","v":"-0"},{"$f":"_xlfn.IFS($H272<=0,\"-\",AS272=1,_xlfn.CONCAT(\"FUN_NONDEF\",\"-DCON_\",LEFT(AQ272,1),\"-FCON_\",LEFT(AR272,1)),AT272=1,_xlfn.CONCAT(\"FUN_DEF\",\"-DCON_\",LEFT(AQ272,1),\"-FCON_\",LEFT(AR272,1)),AU272=1,_xlfn.CONCAT(\"NONFUN_NONDEF\",\"-DCON_\",LEFT(AQ272,1),\"-FCON_\",LEFT(AR272,1)),AV272=1,_xlfn.CONCAT(\"NONFUN_DEF\",\"-DCON_\",LEFT(AQ272,1),\"-FCON_\",LEFT(AR272,1)),AS272+AT272+AU272+AV272<1,_xlfn.CONCAT(\"-\"))","v":"-"}]
[null,null,null,null,null,null,null,null,null,null,null,null,null,null,null,null,null,null,null,null,null,0,null,null,null,null,null,null,null,null,null,0,0,0,0,"Unknown",{"$f":"_xlfn.IFS(G273=\"Natural\",0,H273=\"\",0,H273=\"COASTAL-CONSTRUCTED\",0,G273=\"Constructed\",_xlfn.XLOOKUP($H273,'Data Categories'!$U$4:$U$25,'Data Categories'!$V$4:V$25))","v":0},{"$f":"_xlfn.IFS(AK273=\"\",0,AJ273=\"Unknown\",0,AK273>1,AK273-AJ273,AK273=0,0)","v":0},{"$f":"_xlfn.IFS(Y273=\"\",0,Y273>1920,_xlfn.XLOOKUP($H273,'Data Categories'!$AE$20:$AE$42,'Data Categories'!$AG$20:$AG$42,0))","v":0},{"$f":"_xlfn.IFS(Y273=\"\",0,Y273>0,(2025-Y273))","v":0},{"$f":"_xlfn.IFS(Z273=\"Non-Deficient\",\"Non-Deficient\",Z273=\"Deficient\",\"Deficient\",AB273=\"Deficient\",\"Deficient\",Z273=\"Non-Deficient\",\"Non-Deficient\",AB273=\"Non-Deficient\",\"Non-Deficient\",P273=\"\",\"None\",AL273<0,\"Deficient\",AL273>10,\"Non-Deficient\")","v":"None"},{"$f":"_xlfn.IFS(H273=\"LOW WATER CROSSING\",\"Non-Functional\",G273=\"Natural\",\"Functional\",AA273=\"Functional\",\"Functional\",AC273=\"Functional\",\"Functional\",AA273=\"Non-Functional\",\"Non-Functional\",AC273=\"Non-Functional\",\"Non-Functional\",AA273=\"Unknown\",\"Unknown\",AC273=\"Unknown\",\"Unknown\",AA273=\"\",\"None\")","v":"None"},{"$f":"_xlfn.IFS(X273=\"Functionality\",\"Low\",W273=\"No\",\"Low\",Y273>=2015,\"High\",Y273>=1920,\"Low\",W273=\"\",\"None\",W273=\"Unknown\",\"None\")","v":"None"},{"$f":"_xlfn.IFS(H273=\"LOW WATER CROSSING\",\"Unknown\",G273=\"Natural\",\"None\",AM273<AN273,\"High\",AC273=\"Functional\",\"Low\",AC273=\"Non-Functional\",\"Low\",W273=\"No\",\"Low\",W273=\"Unknown\",\"None\",X273=\"Deficiency\",\"None\",W273=\"Yes\",\"High\",W273=\"\",\"None\")","v":"None"},0,0,0,0,{"$f":"_xlfn.CONCAT(LEFT(H273,3),\"-\")&IF(H273=\"-\",0,COUNTIF($H$4:H273,H273))","v":"-0"},{"$f":"_xlfn.IFS($H273<=0,\"-\",AS273=1,_xlfn.CONCAT(\"FUN_NONDEF\",\"-DCON_\",LEFT(AQ273,1),\"-FCON_\",LEFT(AR273,1)),AT273=1,_xlfn.CONCAT(\"FUN_DEF\",\"-DCON_\",LEFT(AQ273,1),\"-FCON_\",LEFT(AR273,1)),AU273=1,_xlfn.CONCAT(\"NONFUN_NONDEF\",\"-DCON_\",LEFT(AQ273,1),\"-FCON_\",LEFT(AR273,1)),AV273=1,_xlfn.CONCAT(\"NONFUN_DEF\",\"-DCON_\",LEFT(AQ273,1),\"-FCON_\",LEFT(AR273,1)),AS273+AT273+AU273+AV273<1,_xlfn.CONCAT(\"-\"))","v":"-"}]
[null,null,null,null,null,null,null,null,null,null,null,null,null,null,null,null,null,null,null,null,null,0,null,null,null,null,null,null,null,null,null,0,0,0,0,"Unknown",{"$f":"_xlfn.IFS(G274=\"Natural\",0,H274=\"\",0,H274=\"COASTAL-CONSTRUCTED\",0,G274=\"Constructed\",_xlfn.XLOOKUP($H274,'Data Categories'!$U$4:$U$25,'Data Categories'!$V$4:V$25))","v":0},{"$f":"_xlfn.IFS(AK274=\"\",0,AJ274=\"Unknown\",0,AK274>1,AK274-AJ274,AK274=0,0)","v":0},{"$f":"_xlfn.IFS(Y274=\"\",0,Y274>1920,_xlfn.XLOOKUP($H274,'Data Categories'!$AE$20:$AE$42,'Data Categories'!$AG$20:$AG$42,0))","v":0},{"$f":"_xlfn.IFS(Y274=\"\",0,Y274>0,(2025-Y274))","v":0},{"$f":"_xlfn.IFS(Z274=\"Non-Deficient\",\"Non-Deficient\",Z274=\"Deficient\",\"Deficient\",AB274=\"Deficient\",\"Deficient\",Z274=\"Non-Deficient\",\"Non-Deficient\",AB274=\"Non-Deficient\",\"Non-Deficient\",P274=\"\",\"None\",AL274<0,\"Deficient\",AL274>10,\"Non-Deficient\")","v":"None"},{"$f":"_xlfn.IFS(H274=\"LOW WATER CROSSING\",\"Non-Functional\",G274=\"Natural\",\"Functional\",AA274=\"Functional\",\"Functional\",AC274=\"Functional\",\"Functional\",AA274=\"Non-Functional\",\"Non-Functional\",AC274=\"Non-Functional\",\"Non-Functional\",AA274=\"Unknown\",\"Unknown\",AC274=\"Unknown\",\"Unknown\",AA274=\"\",\"None\")","v":"None"},{"$f":"_xlfn.IFS(X274=\"Functionality\",\"Low\",W274=\"No\",\"Low\",Y274>=2015,\"High\",Y274>=1920,\"Low\",W274=\"\",\"None\",W274=\"Unknown\",\"None\")","v":"None"},{"$f":"_xlfn.IFS(H274=\"LOW WATER CROSSING\",\"Unknown\",G274=\"Natural\",\"None\",AM274<AN274,\"High\",AC274=\"Functional\",\"Low\",AC274=\"Non-Functional\",\"Low\",W274=\"No\",\"Low\",W274=\"Unknown\",\"None\",X274=\"Deficiency\",\"None\",W274=\"Yes\",\"High\",W274=\"\",\"None\")","v":"None"},0,0,0,0,{"$f":"_xlfn.CONCAT(LEFT(H274,3),\"-\")&IF(H274=\"-\",0,COUNTIF($H$4:H274,H274))","v":"-0"},{"$f":"_xlfn.IFS($H274<=0,\"-\",AS274=1,_xlfn.CONCAT(\"FUN_NONDEF\",\"-DCON_\",LEFT(AQ274,1),\"-FCON_\",LEFT(AR274,1)),AT274=1,_xlfn.CONCAT(\"FUN_DEF\",\"-DCON_\",LEFT(AQ274,1),\"-FCON_\",LEFT(AR274,1)),AU274=1,_xlfn.CONCAT(\"NONFUN_NONDEF\",\"-DCON_\",LEFT(AQ274,1),\"-FCON_\",LEFT(AR274,1)),AV274=1,_xlfn.CONCAT(\"NONFUN_DEF\",\"-DCON_\",LEFT(AQ274,1),\"-FCON_\",LEFT(AR274,1)),AS274+AT274+AU274+AV274<1,_xlfn.CONCAT(\"-\"))","v":"-"}]
[null,null,null,null,null,null,null,null,null,null,null,null,null,null,null,null,null,null,null,null,null,0,null,null,null,null,null,null,null,null,null,0,0,0,0,"Unknown",{"$f":"_xlfn.IFS(G275=\"Natural\",0,H275=\"\",0,H275=\"COASTAL-CONSTRUCTED\",0,G275=\"Constructed\",_xlfn.XLOOKUP($H275,'Data Categories'!$U$4:$U$25,'Data Categories'!$V$4:V$25))","v":0},{"$f":"_xlfn.IFS(AK275=\"\",0,AJ275=\"Unknown\",0,AK275>1,AK275-AJ275,AK275=0,0)","v":0},{"$f":"_xlfn.IFS(Y275=\"\",0,Y275>1920,_xlfn.XLOOKUP($H275,'Data Categories'!$AE$20:$AE$42,'Data Categories'!$AG$20:$AG$42,0))","v":0},{"$f":"_xlfn.IFS(Y275=\"\",0,Y275>0,(2025-Y275))","v":0},{"$f":"_xlfn.IFS(Z275=\"Non-Deficient\",\"Non-Deficient\",Z275=\"Deficient\",\"Deficient\",AB275=\"Deficient\",\"Deficient\",Z275=\"Non-Deficient\",\"Non-Deficient\",AB275=\"Non-Deficient\",\"Non-Deficient\",P275=\"\",\"None\",AL275<0,\"Deficient\",AL275>10,\"Non-Deficient\")","v":"None"},{"$f":"_xlfn.IFS(H275=\"LOW WATER CROSSING\",\"Non-Functional\",G275=\"Natural\",\"Functional\",AA275=\"Functional\",\"Functional\",AC275=\"Functional\",\"Functional\",AA275=\"Non-Functional\",\"Non-Functional\",AC275=\"Non-Functional\",\"Non-Functional\",AA275=\"Unknown\",\"Unknown\",AC275=\"Unknown\",\"Unknown\",AA275=\"\",\"None\")","v":"None"},{"$f":"_xlfn.IFS(X275=\"Functionality\",\"Low\",W275=\"No\",\"Low\",Y275>=2015,\"High\",Y275>=1920,\"Low\",W275=\"\",\"None\",W275=\"Unknown\",\"None\")","v":"None"},{"$f":"_xlfn.IFS(H275=\"LOW WATER CROSSING\",\"Unknown\",G275=\"Natural\",\"None\",AM275<AN275,\"High\",AC275=\"Functional\",\"Low\",AC275=\"Non-Functional\",\"Low\",W275=\"No\",\"Low\",W275=\"Unknown\",\"None\",X275=\"Deficiency\",\"None\",W275=\"Yes\",\"High\",W275=\"\",\"None\")","v":"None"},0,0,0,0,{"$f":"_xlfn.CONCAT(LEFT(H275,3),\"-\")&IF(H275=\"-\",0,COUNTIF($H$4:H275,H275))","v":"-0"},{"$f":"_xlfn.IFS($H275<=0,\"-\",AS275=1,_xlfn.CONCAT(\"FUN_NONDEF\",\"-DCON_\",LEFT(AQ275,1),\"-FCON_\",LEFT(AR275,1)),AT275=1,_xlfn.CONCAT(\"FUN_DEF\",\"-DCON_\",LEFT(AQ275,1),\"-FCON_\",LEFT(AR275,1)),AU275=1,_xlfn.CONCAT(\"NONFUN_NONDEF\",\"-DCON_\",LEFT(AQ275,1),\"-FCON_\",LEFT(AR275,1)),AV275=1,_xlfn.CONCAT(\"NONFUN_DEF\",\"-DCON_\",LEFT(AQ275,1),\"-FCON_\",LEFT(AR275,1)),AS275+AT275+AU275+AV275<1,_xlfn.CONCAT(\"-\"))","v":"-"}]
[null,null,null,null,null,null,null,null,null,null,null,null,null,null,null,null,null,null,null,null,null,0,null,null,null,null,null,null,null,null,null,0,0,0,0,"Unknown",{"$f":"_xlfn.IFS(G276=\"Natural\",0,H276=\"\",0,H276=\"COASTAL-CONSTRUCTED\",0,G276=\"Constructed\",_xlfn.XLOOKUP($H276,'Data Categories'!$U$4:$U$25,'Data Categories'!$V$4:V$25))","v":0},{"$f":"_xlfn.IFS(AK276=\"\",0,AJ276=\"Unknown\",0,AK276>1,AK276-AJ276,AK276=0,0)","v":0},{"$f":"_xlfn.IFS(Y276=\"\",0,Y276>1920,_xlfn.XLOOKUP($H276,'Data Categories'!$AE$20:$AE$42,'Data Categories'!$AG$20:$AG$42,0))","v":0},{"$f":"_xlfn.IFS(Y276=\"\",0,Y276>0,(2025-Y276))","v":0},{"$f":"_xlfn.IFS(Z276=\"Non-Deficient\",\"Non-Deficient\",Z276=\"Deficient\",\"Deficient\",AB276=\"Deficient\",\"Deficient\",Z276=\"Non-Deficient\",\"Non-Deficient\",AB276=\"Non-Deficient\",\"Non-Deficient\",P276=\"\",\"None\",AL276<0,\"Deficient\",AL276>10,\"Non-Deficient\")","v":"None"},{"$f":"_xlfn.IFS(H276=\"LOW WATER CROSSING\",\"Non-Functional\",G276=\"Natural\",\"Functional\",AA276=\"Functional\",\"Functional\",AC276=\"Functional\",\"Functional\",AA276=\"Non-Functional\",\"Non-Functional\",AC276=\"Non-Functional\",\"Non-Functional\",AA276=\"Unknown\",\"Unknown\",AC276=\"Unknown\",\"Unknown\",AA276=\"\",\"None\")","v":"None"},{"$f":"_xlfn.IFS(X276=\"Functionality\",\"Low\",W276=\"No\",\"Low\",Y276>=2015,\"High\",Y276>=1920,\"Low\",W276=\"\",\"None\",W276=\"Unknown\",\"None\")","v":"None"},{"$f":"_xlfn.IFS(H276=\"LOW WATER CROSSING\",\"Unknown\",G276=\"Natural\",\"None\",AM276<AN276,\"High\",AC276=\"Functional\",\"Low\",AC276=\"Non-Functional\",\"Low\",W276=\"No\",\"Low\",W276=\"Unknown\",\"None\",X276=\"Deficiency\",\"None\",W276=\"Yes\",\"High\",W276=\"\",\"None\")","v":"None"},0,0,0,0,{"$f":"_xlfn.CONCAT(LEFT(H276,3),\"-\")&IF(H276=\"-\",0,COUNTIF($H$4:H276,H276))","v":"-0"},{"$f":"_xlfn.IFS($H276<=0,\"-\",AS276=1,_xlfn.CONCAT(\"FUN_NONDEF\",\"-DCON_\",LEFT(AQ276,1),\"-FCON_\",LEFT(AR276,1)),AT276=1,_xlfn.CONCAT(\"FUN_DEF\",\"-DCON_\",LEFT(AQ276,1),\"-FCON_\",LEFT(AR276,1)),AU276=1,_xlfn.CONCAT(\"NONFUN_NONDEF\",\"-DCON_\",LEFT(AQ276,1),\"-FCON_\",LEFT(AR276,1)),AV276=1,_xlfn.CONCAT(\"NONFUN_DEF\",\"-DCON_\",LEFT(AQ276,1),\"-FCON_\",LEFT(AR276,1)),AS276+AT276+AU276+AV276<1,_xlfn.CONCAT(\"-\"))","v":"-"}]
[null,null,null,null,null,null,null,null,null,null,null,null,null,null,null,null,null,null,null,null,null,0,null,null,null,null,null,null,null,null,null,0,0,0,0,"Unknown",{"$f":"_xlfn.IFS(G277=\"Natural\",0,H277=\"\",0,H277=\"COASTAL-CONSTRUCTED\",0,G277=\"Constructed\",_xlfn.XLOOKUP($H277,'Data Categories'!$U$4:$U$25,'Data Categories'!$V$4:V$25))","v":0},{"$f":"_xlfn.IFS(AK277=\"\",0,AJ277=\"Unknown\",0,AK277>1,AK277-AJ277,AK277=0,0)","v":0},{"$f":"_xlfn.IFS(Y277=\"\",0,Y277>1920,_xlfn.XLOOKUP($H277,'Data Categories'!$AE$20:$AE$42,'Data Categories'!$AG$20:$AG$42,0))","v":0},{"$f":"_xlfn.IFS(Y277=\"\",0,Y277>0,(2025-Y277))","v":0},{"$f":"_xlfn.IFS(Z277=\"Non-Deficient\",\"Non-Deficient\",Z277=\"Deficient\",\"Deficient\",AB277=\"Deficient\",\"Deficient\",Z277=\"Non-Deficient\",\"Non-Deficient\",AB277=\"Non-Deficient\",\"Non-Deficient\",P277=\"\",\"None\",AL277<0,\"Deficient\",AL277>10,\"Non-Deficient\")","v":"None"},{"$f":"_xlfn.IFS(H277=\"LOW WATER CROSSING\",\"Non-Functional\",G277=\"Natural\",\"Functional\",AA277=\"Functional\",\"Functional\",AC277=\"Functional\",\"Functional\",AA277=\"Non-Functional\",\"Non-Functional\",AC277=\"Non-Functional\",\"Non-Functional\",AA277=\"Unknown\",\"Unknown\",AC277=\"Unknown\",\"Unknown\",AA277=\"\",\"None\")","v":"None"},{"$f":"_xlfn.IFS(X277=\"Functionality\",\"Low\",W277=\"No\",\"Low\",Y277>=2015,\"High\",Y277>=1920,\"Low\",W277=\"\",\"None\",W277=\"Unknown\",\"None\")","v":"None"},{"$f":"_xlfn.IFS(H277=\"LOW WATER CROSSING\",\"Unknown\",G277=\"Natural\",\"None\",AM277<AN277,\"High\",AC277=\"Functional\",\"Low\",AC277=\"Non-Functional\",\"Low\",W277=\"No\",\"Low\",W277=\"Unknown\",\"None\",X277=\"Deficiency\",\"None\",W277=\"Yes\",\"High\",W277=\"\",\"None\")","v":"None"},0,0,0,0,{"$f":"_xlfn.CONCAT(LEFT(H277,3),\"-\")&IF(H277=\"-\",0,COUNTIF($H$4:H277,H277))","v":"-0"},{"$f":"_xlfn.IFS($H277<=0,\"-\",AS277=1,_xlfn.CONCAT(\"FUN_NONDEF\",\"-DCON_\",LEFT(AQ277,1),\"-FCON_\",LEFT(AR277,1)),AT277=1,_xlfn.CONCAT(\"FUN_DEF\",\"-DCON_\",LEFT(AQ277,1),\"-FCON_\",LEFT(AR277,1)),AU277=1,_xlfn.CONCAT(\"NONFUN_NONDEF\",\"-DCON_\",LEFT(AQ277,1),\"-FCON_\",LEFT(AR277,1)),AV277=1,_xlfn.CONCAT(\"NONFUN_DEF\",\"-DCON_\",LEFT(AQ277,1),\"-FCON_\",LEFT(AR277,1)),AS277+AT277+AU277+AV277<1,_xlfn.CONCAT(\"-\"))","v":"-"}]
[null,null,null,null,null,null,null,null,null,null,null,null,null,null,null,null,null,null,null,null,null,0,null,null,null,null,null,null,null,null,null,0,0,0,0,"Unknown",{"$f":"_xlfn.IFS(G278=\"Natural\",0,H278=\"\",0,H278=\"COASTAL-CONSTRUCTED\",0,G278=\"Constructed\",_xlfn.XLOOKUP($H278,'Data Categories'!$U$4:$U$25,'Data Categories'!$V$4:V$25))","v":0},{"$f":"_xlfn.IFS(AK278=\"\",0,AJ278=\"Unknown\",0,AK278>1,AK278-AJ278,AK278=0,0)","v":0},{"$f":"_xlfn.IFS(Y278=\"\",0,Y278>1920,_xlfn.XLOOKUP($H278,'Data Categories'!$AE$20:$AE$42,'Data Categories'!$AG$20:$AG$42,0))","v":0},{"$f":"_xlfn.IFS(Y278=\"\",0,Y278>0,(2025-Y278))","v":0},{"$f":"_xlfn.IFS(Z278=\"Non-Deficient\",\"Non-Deficient\",Z278=\"Deficient\",\"Deficient\",AB278=\"Deficient\",\"Deficient\",Z278=\"Non-Deficient\",\"Non-Deficient\",AB278=\"Non-Deficient\",\"Non-Deficient\",P278=\"\",\"None\",AL278<0,\"Deficient\",AL278>10,\"Non-Deficient\")","v":"None"},{"$f":"_xlfn.IFS(H278=\"LOW WATER CROSSING\",\"Non-Functional\",G278=\"Natural\",\"Functional\",AA278=\"Functional\",\"Functional\",AC278=\"Functional\",\"Functional\",AA278=\"Non-Functional\",\"Non-Functional\",AC278=\"Non-Functional\",\"Non-Functional\",AA278=\"Unknown\",\"Unknown\",AC278=\"Unknown\",\"Unknown\",AA278=\"\",\"None\")","v":"None"},{"$f":"_xlfn.IFS(X278=\"Functionality\",\"Low\",W278=\"No\",\"Low\",Y278>=2015,\"High\",Y278>=1920,\"Low\",W278=\"\",\"None\",W278=\"Unknown\",\"None\")","v":"None"},{"$f":"_xlfn.IFS(H278=\"LOW WATER CROSSING\",\"Unknown\",G278=\"Natural\",\"None\",AM278<AN278,\"High\",AC278=\"Functional\",\"Low\",AC278=\"Non-Functional\",\"Low\",W278=\"No\",\"Low\",W278=\"Unknown\",\"None\",X278=\"Deficiency\",\"None\",W278=\"Yes\",\"High\",W278=\"\",\"None\")","v":"None"},0,0,0,0,{"$f":"_xlfn.CONCAT(LEFT(H278,3),\"-\")&IF(H278=\"-\",0,COUNTIF($H$4:H278,H278))","v":"-0"},{"$f":"_xlfn.IFS($H278<=0,\"-\",AS278=1,_xlfn.CONCAT(\"FUN_NONDEF\",\"-DCON_\",LEFT(AQ278,1),\"-FCON_\",LEFT(AR278,1)),AT278=1,_xlfn.CONCAT(\"FUN_DEF\",\"-DCON_\",LEFT(AQ278,1),\"-FCON_\",LEFT(AR278,1)),AU278=1,_xlfn.CONCAT(\"NONFUN_NONDEF\",\"-DCON_\",LEFT(AQ278,1),\"-FCON_\",LEFT(AR278,1)),AV278=1,_xlfn.CONCAT(\"NONFUN_DEF\",\"-DCON_\",LEFT(AQ278,1),\"-FCON_\",LEFT(AR278,1)),AS278+AT278+AU278+AV278<1,_xlfn.CONCAT(\"-\"))","v":"-"}]
[null,null,null,null,null,null,null,null,null,null,null,null,null,null,null,null,null,null,null,null,null,0,null,null,null,null,null,null,null,null,null,0,0,0,0,"Unknown",{"$f":"_xlfn.IFS(G279=\"Natural\",0,H279=\"\",0,H279=\"COASTAL-CONSTRUCTED\",0,G279=\"Constructed\",_xlfn.XLOOKUP($H279,'Data Categories'!$U$4:$U$25,'Data Categories'!$V$4:V$25))","v":0},{"$f":"_xlfn.IFS(AK279=\"\",0,AJ279=\"Unknown\",0,AK279>1,AK279-AJ279,AK279=0,0)","v":0},{"$f":"_xlfn.IFS(Y279=\"\",0,Y279>1920,_xlfn.XLOOKUP($H279,'Data Categories'!$AE$20:$AE$42,'Data Categories'!$AG$20:$AG$42,0))","v":0},{"$f":"_xlfn.IFS(Y279=\"\",0,Y279>0,(2025-Y279))","v":0},{"$f":"_xlfn.IFS(Z279=\"Non-Deficient\",\"Non-Deficient\",Z279=\"Deficient\",\"Deficient\",AB279=\"Deficient\",\"Deficient\",Z279=\"Non-Deficient\",\"Non-Deficient\",AB279=\"Non-Deficient\",\"Non-Deficient\",P279=\"\",\"None\",AL279<0,\"Deficient\",AL279>10,\"Non-Deficient\")","v":"None"},{"$f":"_xlfn.IFS(H279=\"LOW WATER CROSSING\",\"Non-Functional\",G279=\"Natural\",\"Functional\",AA279=\"Functional\",\"Functional\",AC279=\"Functional\",\"Functional\",AA279=\"Non-Functional\",\"Non-Functional\",AC279=\"Non-Functional\",\"Non-Functional\",AA279=\"Unknown\",\"Unknown\",AC279=\"Unknown\",\"Unknown\",AA279=\"\",\"None\")","v":"None"},{"$f":"_xlfn.IFS(X279=\"Functionality\",\"Low\",W279=\"No\",\"Low\",Y279>=2015,\"High\",Y279>=1920,\"Low\",W279=\"\",\"None\",W279=\"Unknown\",\"None\")","v":"None"},{"$f":"_xlfn.IFS(H279=\"LOW WATER CROSSING\",\"Unknown\",G279=\"Natural\",\"None\",AM279<AN279,\"High\",AC279=\"Functional\",\"Low\",AC279=\"Non-Functional\",\"Low\",W279=\"No\",\"Low\",W279=\"Unknown\",\"None\",X279=\"Deficiency\",\"None\",W279=\"Yes\",\"High\",W279=\"\",\"None\")","v":"None"},0,0,0,0,{"$f":"_xlfn.CONCAT(LEFT(H279,3),\"-\")&IF(H279=\"-\",0,COUNTIF($H$4:H279,H279))","v":"-0"},{"$f":"_xlfn.IFS($H279<=0,\"-\",AS279=1,_xlfn.CONCAT(\"FUN_NONDEF\",\"-DCON_\",LEFT(AQ279,1),\"-FCON_\",LEFT(AR279,1)),AT279=1,_xlfn.CONCAT(\"FUN_DEF\",\"-DCON_\",LEFT(AQ279,1),\"-FCON_\",LEFT(AR279,1)),AU279=1,_xlfn.CONCAT(\"NONFUN_NONDEF\",\"-DCON_\",LEFT(AQ279,1),\"-FCON_\",LEFT(AR279,1)),AV279=1,_xlfn.CONCAT(\"NONFUN_DEF\",\"-DCON_\",LEFT(AQ279,1),\"-FCON_\",LEFT(AR279,1)),AS279+AT279+AU279+AV279<1,_xlfn.CONCAT(\"-\"))","v":"-"}]
[null,null,null,null,null,null,null,null,null,null,null,null,null,null,null,null,null,null,null,null,null,0,null,null,null,null,null,null,null,null,null,0,0,0,0,"Unknown",{"$f":"_xlfn.IFS(G280=\"Natural\",0,H280=\"\",0,H280=\"COASTAL-CONSTRUCTED\",0,G280=\"Constructed\",_xlfn.XLOOKUP($H280,'Data Categories'!$U$4:$U$25,'Data Categories'!$V$4:V$25))","v":0},{"$f":"_xlfn.IFS(AK280=\"\",0,AJ280=\"Unknown\",0,AK280>1,AK280-AJ280,AK280=0,0)","v":0},{"$f":"_xlfn.IFS(Y280=\"\",0,Y280>1920,_xlfn.XLOOKUP($H280,'Data Categories'!$AE$20:$AE$42,'Data Categories'!$AG$20:$AG$42,0))","v":0},{"$f":"_xlfn.IFS(Y280=\"\",0,Y280>0,(2025-Y280))","v":0},{"$f":"_xlfn.IFS(Z280=\"Non-Deficient\",\"Non-Deficient\",Z280=\"Deficient\",\"Deficient\",AB280=\"Deficient\",\"Deficient\",Z280=\"Non-Deficient\",\"Non-Deficient\",AB280=\"Non-Deficient\",\"Non-Deficient\",P280=\"\",\"None\",AL280<0,\"Deficient\",AL280>10,\"Non-Deficient\")","v":"None"},{"$f":"_xlfn.IFS(H280=\"LOW WATER CROSSING\",\"Non-Functional\",G280=\"Natural\",\"Functional\",AA280=\"Functional\",\"Functional\",AC280=\"Functional\",\"Functional\",AA280=\"Non-Functional\",\"Non-Functional\",AC280=\"Non-Functional\",\"Non-Functional\",AA280=\"Unknown\",\"Unknown\",AC280=\"Unknown\",\"Unknown\",AA280=\"\",\"None\")","v":"None"},{"$f":"_xlfn.IFS(X280=\"Functionality\",\"Low\",W280=\"No\",\"Low\",Y280>=2015,\"High\",Y280>=1920,\"Low\",W280=\"\",\"None\",W280=\"Unknown\",\"None\")","v":"None"},{"$f":"_xlfn.IFS(H280=\"LOW WATER CROSSING\",\"Unknown\",G280=\"Natural\",\"None\",AM280<AN280,\"High\",AC280=\"Functional\",\"Low\",AC280=\"Non-Functional\",\"Low\",W280=\"No\",\"Low\",W280=\"Unknown\",\"None\",X280=\"Deficiency\",\"None\",W280=\"Yes\",\"High\",W280=\"\",\"None\")","v":"None"},0,0,0,0,{"$f":"_xlfn.CONCAT(LEFT(H280,3),\"-\")&IF(H280=\"-\",0,COUNTIF($H$4:H280,H280))","v":"-0"},{"$f":"_xlfn.IFS($H280<=0,\"-\",AS280=1,_xlfn.CONCAT(\"FUN_NONDEF\",\"-DCON_\",LEFT(AQ280,1),\"-FCON_\",LEFT(AR280,1)),AT280=1,_xlfn.CONCAT(\"FUN_DEF\",\"-DCON_\",LEFT(AQ280,1),\"-FCON_\",LEFT(AR280,1)),AU280=1,_xlfn.CONCAT(\"NONFUN_NONDEF\",\"-DCON_\",LEFT(AQ280,1),\"-FCON_\",LEFT(AR280,1)),AV280=1,_xlfn.CONCAT(\"NONFUN_DEF\",\"-DCON_\",LEFT(AQ280,1),\"-FCON_\",LEFT(AR280,1)),AS280+AT280+AU280+AV280<1,_xlfn.CONCAT(\"-\"))","v":"-"}]
[null,null,null,null,null,null,null,null,null,null,null,null,null,null,null,null,null,null,null,null,null,0,null,null,null,null,null,null,null,null,null,0,0,0,0,"Unknown",{"$f":"_xlfn.IFS(G281=\"Natural\",0,H281=\"\",0,H281=\"COASTAL-CONSTRUCTED\",0,G281=\"Constructed\",_xlfn.XLOOKUP($H281,'Data Categories'!$U$4:$U$25,'Data Categories'!$V$4:V$25))","v":0},{"$f":"_xlfn.IFS(AK281=\"\",0,AJ281=\"Unknown\",0,AK281>1,AK281-AJ281,AK281=0,0)","v":0},{"$f":"_xlfn.IFS(Y281=\"\",0,Y281>1920,_xlfn.XLOOKUP($H281,'Data Categories'!$AE$20:$AE$42,'Data Categories'!$AG$20:$AG$42,0))","v":0},{"$f":"_xlfn.IFS(Y281=\"\",0,Y281>0,(2025-Y281))","v":0},{"$f":"_xlfn.IFS(Z281=\"Non-Deficient\",\"Non-Deficient\",Z281=\"Deficient\",\"Deficient\",AB281=\"Deficient\",\"Deficient\",Z281=\"Non-Deficient\",\"Non-Deficient\",AB281=\"Non-Deficient\",\"Non-Deficient\",P281=\"\",\"None\",AL281<0,\"Deficient\",AL281>10,\"Non-Deficient\")","v":"None"},{"$f":"_xlfn.IFS(H281=\"LOW WATER CROSSING\",\"Non-Functional\",G281=\"Natural\",\"Functional\",AA281=\"Functional\",\"Functional\",AC281=\"Functional\",\"Functional\",AA281=\"Non-Functional\",\"Non-Functional\",AC281=\"Non-Functional\",\"Non-Functional\",AA281=\"Unknown\",\"Unknown\",AC281=\"Unknown\",\"Unknown\",AA281=\"\",\"None\")","v":"None"},{"$f":"_xlfn.IFS(X281=\"Functionality\",\"Low\",W281=\"No\",\"Low\",Y281>=2015,\"High\",Y281>=1920,\"Low\",W281=\"\",\"None\",W281=\"Unknown\",\"None\")","v":"None"},{"$f":"_xlfn.IFS(H281=\"LOW WATER CROSSING\",\"Unknown\",G281=\"Natural\",\"None\",AM281<AN281,\"High\",AC281=\"Functional\",\"Low\",AC281=\"Non-Functional\",\"Low\",W281=\"No\",\"Low\",W281=\"Unknown\",\"None\",X281=\"Deficiency\",\"None\",W281=\"Yes\",\"High\",W281=\"\",\"None\")","v":"None"},0,0,0,0,{"$f":"_xlfn.CONCAT(LEFT(H281,3),\"-\")&IF(H281=\"-\",0,COUNTIF($H$4:H281,H281))","v":"-0"},{"$f":"_xlfn.IFS($H281<=0,\"-\",AS281=1,_xlfn.CONCAT(\"FUN_NONDEF\",\"-DCON_\",LEFT(AQ281,1),\"-FCON_\",LEFT(AR281,1)),AT281=1,_xlfn.CONCAT(\"FUN_DEF\",\"-DCON_\",LEFT(AQ281,1),\"-FCON_\",LEFT(AR281,1)),AU281=1,_xlfn.CONCAT(\"NONFUN_NONDEF\",\"-DCON_\",LEFT(AQ281,1),\"-FCON_\",LEFT(AR281,1)),AV281=1,_xlfn.CONCAT(\"NONFUN_DEF\",\"-DCON_\",LEFT(AQ281,1),\"-FCON_\",LEFT(AR281,1)),AS281+AT281+AU281+AV281<1,_xlfn.CONCAT(\"-\"))","v":"-"}]
[null,null,null,null,null,null,null,null,null,null,null,null,null,null,null,null,null,null,null,null,null,0,null,null,null,null,null,null,null,null,null,0,0,0,0,"Unknown",{"$f":"_xlfn.IFS(G282=\"Natural\",0,H282=\"\",0,H282=\"COASTAL-CONSTRUCTED\",0,G282=\"Constructed\",_xlfn.XLOOKUP($H282,'Data Categories'!$U$4:$U$25,'Data Categories'!$V$4:V$25))","v":0},{"$f":"_xlfn.IFS(AK282=\"\",0,AJ282=\"Unknown\",0,AK282>1,AK282-AJ282,AK282=0,0)","v":0},{"$f":"_xlfn.IFS(Y282=\"\",0,Y282>1920,_xlfn.XLOOKUP($H282,'Data Categories'!$AE$20:$AE$42,'Data Categories'!$AG$20:$AG$42,0))","v":0},{"$f":"_xlfn.IFS(Y282=\"\",0,Y282>0,(2025-Y282))","v":0},{"$f":"_xlfn.IFS(Z282=\"Non-Deficient\",\"Non-Deficient\",Z282=\"Deficient\",\"Deficient\",AB282=\"Deficient\",\"Deficient\",Z282=\"Non-Deficient\",\"Non-Deficient\",AB282=\"Non-Deficient\",\"Non-Deficient\",P282=\"\",\"None\",AL282<0,\"Deficient\",AL282>10,\"Non-Deficient\")","v":"None"},{"$f":"_xlfn.IFS(H282=\"LOW WATER CROSSING\",\"Non-Functional\",G282=\"Natural\",\"Functional\",AA282=\"Functional\",\"Functional\",AC282=\"Functional\",\"Functional\",AA282=\"Non-Functional\",\"Non-Functional\",AC282=\"Non-Functional\",\"Non-Functional\",AA282=\"Unknown\",\"Unknown\",AC282=\"Unknown\",\"Unknown\",AA282=\"\",\"None\")","v":"None"},{"$f":"_xlfn.IFS(X282=\"Functionality\",\"Low\",W282=\"No\",\"Low\",Y282>=2015,\"High\",Y282>=1920,\"Low\",W282=\"\",\"None\",W282=\"Unknown\",\"None\")","v":"None"},{"$f":"_xlfn.IFS(H282=\"LOW WATER CROSSING\",\"Unknown\",G282=\"Natural\",\"None\",AM282<AN282,\"High\",AC282=\"Functional\",\"Low\",AC282=\"Non-Functional\",\"Low\",W282=\"No\",\"Low\",W282=\"Unknown\",\"None\",X282=\"Deficiency\",\"None\",W282=\"Yes\",\"High\",W282=\"\",\"None\")","v":"None"},0,0,0,0,{"$f":"_xlfn.CONCAT(LEFT(H282,3),\"-\")&IF(H282=\"-\",0,COUNTIF($H$4:H282,H282))","v":"-0"},{"$f":"_xlfn.IFS($H282<=0,\"-\",AS282=1,_xlfn.CONCAT(\"FUN_NONDEF\",\"-DCON_\",LEFT(AQ282,1),\"-FCON_\",LEFT(AR282,1)),AT282=1,_xlfn.CONCAT(\"FUN_DEF\",\"-DCON_\",LEFT(AQ282,1),\"-FCON_\",LEFT(AR282,1)),AU282=1,_xlfn.CONCAT(\"NONFUN_NONDEF\",\"-DCON_\",LEFT(AQ282,1),\"-FCON_\",LEFT(AR282,1)),AV282=1,_xlfn.CONCAT(\"NONFUN_DEF\",\"-DCON_\",LEFT(AQ282,1),\"-FCON_\",LEFT(AR282,1)),AS282+AT282+AU282+AV282<1,_xlfn.CONCAT(\"-\"))","v":"-"}]
[null,null,null,null,null,null,null,null,null,null,null,null,null,null,null,null,null,null,null,null,null,0,null,null,null,null,null,null,null,null,null,0,0,0,0,"Unknown",{"$f":"_xlfn.IFS(G283=\"Natural\",0,H283=\"\",0,H283=\"COASTAL-CONSTRUCTED\",0,G283=\"Constructed\",_xlfn.XLOOKUP($H283,'Data Categories'!$U$4:$U$25,'Data Categories'!$V$4:V$25))","v":0},{"$f":"_xlfn.IFS(AK283=\"\",0,AJ283=\"Unknown\",0,AK283>1,AK283-AJ283,AK283=0,0)","v":0},{"$f":"_xlfn.IFS(Y283=\"\",0,Y283>1920,_xlfn.XLOOKUP($H283,'Data Categories'!$AE$20:$AE$42,'Data Categories'!$AG$20:$AG$42,0))","v":0},{"$f":"_xlfn.IFS(Y283=\"\",0,Y283>0,(2025-Y283))","v":0},{"$f":"_xlfn.IFS(Z283=\"Non-Deficient\",\"Non-Deficient\",Z283=\"Deficient\",\"Deficient\",AB283=\"Deficient\",\"Deficient\",Z283=\"Non-Deficient\",\"Non-Deficient\",AB283=\"Non-Deficient\",\"Non-Deficient\",P283=\"\",\"None\",AL283<0,\"Deficient\",AL283>10,\"Non-Deficient\")","v":"None"},{"$f":"_xlfn.IFS(H283=\"LOW WATER CROSSING\",\"Non-Functional\",G283=\"Natural\",\"Functional\",AA283=\"Functional\",\"Functional\",AC283=\"Functional\",\"Functional\",AA283=\"Non-Functional\",\"Non-Functional\",AC283=\"Non-Functional\",\"Non-Functional\",AA283=\"Unknown\",\"Unknown\",AC283=\"Unknown\",\"Unknown\",AA283=\"\",\"None\")","v":"None"},{"$f":"_xlfn.IFS(X283=\"Functionality\",\"Low\",W283=\"No\",\"Low\",Y283>=2015,\"High\",Y283>=1920,\"Low\",W283=\"\",\"None\",W283=\"Unknown\",\"None\")","v":"None"},{"$f":"_xlfn.IFS(H283=\"LOW WATER CROSSING\",\"Unknown\",G283=\"Natural\",\"None\",AM283<AN283,\"High\",AC283=\"Functional\",\"Low\",AC283=\"Non-Functional\",\"Low\",W283=\"No\",\"Low\",W283=\"Unknown\",\"None\",X283=\"Deficiency\",\"None\",W283=\"Yes\",\"High\",W283=\"\",\"None\")","v":"None"},0,0,0,0,{"$f":"_xlfn.CONCAT(LEFT(H283,3),\"-\")&IF(H283=\"-\",0,COUNTIF($H$4:H283,H283))","v":"-0"},{"$f":"_xlfn.IFS($H283<=0,\"-\",AS283=1,_xlfn.CONCAT(\"FUN_NONDEF\",\"-DCON_\",LEFT(AQ283,1),\"-FCON_\",LEFT(AR283,1)),AT283=1,_xlfn.CONCAT(\"FUN_DEF\",\"-DCON_\",LEFT(AQ283,1),\"-FCON_\",LEFT(AR283,1)),AU283=1,_xlfn.CONCAT(\"NONFUN_NONDEF\",\"-DCON_\",LEFT(AQ283,1),\"-FCON_\",LEFT(AR283,1)),AV283=1,_xlfn.CONCAT(\"NONFUN_DEF\",\"-DCON_\",LEFT(AQ283,1),\"-FCON_\",LEFT(AR283,1)),AS283+AT283+AU283+AV283<1,_xlfn.CONCAT(\"-\"))","v":"-"}]
[null,null,null,null,null,null,null,null,null,null,null,null,null,null,null,null,null,null,null,null,null,0,null,null,null,null,null,null,null,null,null,0,0,0,0,"Unknown",{"$f":"_xlfn.IFS(G284=\"Natural\",0,H284=\"\",0,H284=\"COASTAL-CONSTRUCTED\",0,G284=\"Constructed\",_xlfn.XLOOKUP($H284,'Data Categories'!$U$4:$U$25,'Data Categories'!$V$4:V$25))","v":0},{"$f":"_xlfn.IFS(AK284=\"\",0,AJ284=\"Unknown\",0,AK284>1,AK284-AJ284,AK284=0,0)","v":0},{"$f":"_xlfn.IFS(Y284=\"\",0,Y284>1920,_xlfn.XLOOKUP($H284,'Data Categories'!$AE$20:$AE$42,'Data Categories'!$AG$20:$AG$42,0))","v":0},{"$f":"_xlfn.IFS(Y284=\"\",0,Y284>0,(2025-Y284))","v":0},{"$f":"_xlfn.IFS(Z284=\"Non-Deficient\",\"Non-Deficient\",Z284=\"Deficient\",\"Deficient\",AB284=\"Deficient\",\"Deficient\",Z284=\"Non-Deficient\",\"Non-Deficient\",AB284=\"Non-Deficient\",\"Non-Deficient\",P284=\"\",\"None\",AL284<0,\"Deficient\",AL284>10,\"Non-Deficient\")","v":"None"},{"$f":"_xlfn.IFS(H284=\"LOW WATER CROSSING\",\"Non-Functional\",G284=\"Natural\",\"Functional\",AA284=\"Functional\",\"Functional\",AC284=\"Functional\",\"Functional\",AA284=\"Non-Functional\",\"Non-Functional\",AC284=\"Non-Functional\",\"Non-Functional\",AA284=\"Unknown\",\"Unknown\",AC284=\"Unknown\",\"Unknown\",AA284=\"\",\"None\")","v":"None"},{"$f":"_xlfn.IFS(X284=\"Functionality\",\"Low\",W284=\"No\",\"Low\",Y284>=2015,\"High\",Y284>=1920,\"Low\",W284=\"\",\"None\",W284=\"Unknown\",\"None\")","v":"None"},{"$f":"_xlfn.IFS(H284=\"LOW WATER CROSSING\",\"Unknown\",G284=\"Natural\",\"None\",AM284<AN284,\"High\",AC284=\"Functional\",\"Low\",AC284=\"Non-Functional\",\"Low\",W284=\"No\",\"Low\",W284=\"Unknown\",\"None\",X284=\"Deficiency\",\"None\",W284=\"Yes\",\"High\",W284=\"\",\"None\")","v":"None"},0,0,0,0,{"$f":"_xlfn.CONCAT(LEFT(H284,3),\"-\")&IF(H284=\"-\",0,COUNTIF($H$4:H284,H284))","v":"-0"},{"$f":"_xlfn.IFS($H284<=0,\"-\",AS284=1,_xlfn.CONCAT(\"FUN_NONDEF\",\"-DCON_\",LEFT(AQ284,1),\"-FCON_\",LEFT(AR284,1)),AT284=1,_xlfn.CONCAT(\"FUN_DEF\",\"-DCON_\",LEFT(AQ284,1),\"-FCON_\",LEFT(AR284,1)),AU284=1,_xlfn.CONCAT(\"NONFUN_NONDEF\",\"-DCON_\",LEFT(AQ284,1),\"-FCON_\",LEFT(AR284,1)),AV284=1,_xlfn.CONCAT(\"NONFUN_DEF\",\"-DCON_\",LEFT(AQ284,1),\"-FCON_\",LEFT(AR284,1)),AS284+AT284+AU284+AV284<1,_xlfn.CONCAT(\"-\"))","v":"-"}]
[null,null,null,null,null,null,null,null,null,null,null,null,null,null,null,null,null,null,null,null,null,0,null,null,null,null,null,null,null,null,null,0,0,0,0,"Unknown",{"$f":"_xlfn.IFS(G285=\"Natural\",0,H285=\"\",0,H285=\"COASTAL-CONSTRUCTED\",0,G285=\"Constructed\",_xlfn.XLOOKUP($H285,'Data Categories'!$U$4:$U$25,'Data Categories'!$V$4:V$25))","v":0},{"$f":"_xlfn.IFS(AK285=\"\",0,AJ285=\"Unknown\",0,AK285>1,AK285-AJ285,AK285=0,0)","v":0},{"$f":"_xlfn.IFS(Y285=\"\",0,Y285>1920,_xlfn.XLOOKUP($H285,'Data Categories'!$AE$20:$AE$42,'Data Categories'!$AG$20:$AG$42,0))","v":0},{"$f":"_xlfn.IFS(Y285=\"\",0,Y285>0,(2025-Y285))","v":0},{"$f":"_xlfn.IFS(Z285=\"Non-Deficient\",\"Non-Deficient\",Z285=\"Deficient\",\"Deficient\",AB285=\"Deficient\",\"Deficient\",Z285=\"Non-Deficient\",\"Non-Deficient\",AB285=\"Non-Deficient\",\"Non-Deficient\",P285=\"\",\"None\",AL285<0,\"Deficient\",AL285>10,\"Non-Deficient\")","v":"None"},{"$f":"_xlfn.IFS(H285=\"LOW WATER CROSSING\",\"Non-Functional\",G285=\"Natural\",\"Functional\",AA285=\"Functional\",\"Functional\",AC285=\"Functional\",\"Functional\",AA285=\"Non-Functional\",\"Non-Functional\",AC285=\"Non-Functional\",\"Non-Functional\",AA285=\"Unknown\",\"Unknown\",AC285=\"Unknown\",\"Unknown\",AA285=\"\",\"None\")","v":"None"},{"$f":"_xlfn.IFS(X285=\"Functionality\",\"Low\",W285=\"No\",\"Low\",Y285>=2015,\"High\",Y285>=1920,\"Low\",W285=\"\",\"None\",W285=\"Unknown\",\"None\")","v":"None"},{"$f":"_xlfn.IFS(H285=\"LOW WATER CROSSING\",\"Unknown\",G285=\"Natural\",\"None\",AM285<AN285,\"High\",AC285=\"Functional\",\"Low\",AC285=\"Non-Functional\",\"Low\",W285=\"No\",\"Low\",W285=\"Unknown\",\"None\",X285=\"Deficiency\",\"None\",W285=\"Yes\",\"High\",W285=\"\",\"None\")","v":"None"},0,0,0,0,{"$f":"_xlfn.CONCAT(LEFT(H285,3),\"-\")&IF(H285=\"-\",0,COUNTIF($H$4:H285,H285))","v":"-0"},{"$f":"_xlfn.IFS($H285<=0,\"-\",AS285=1,_xlfn.CONCAT(\"FUN_NONDEF\",\"-DCON_\",LEFT(AQ285,1),\"-FCON_\",LEFT(AR285,1)),AT285=1,_xlfn.CONCAT(\"FUN_DEF\",\"-DCON_\",LEFT(AQ285,1),\"-FCON_\",LEFT(AR285,1)),AU285=1,_xlfn.CONCAT(\"NONFUN_NONDEF\",\"-DCON_\",LEFT(AQ285,1),\"-FCON_\",LEFT(AR285,1)),AV285=1,_xlfn.CONCAT(\"NONFUN_DEF\",\"-DCON_\",LEFT(AQ285,1),\"-FCON_\",LEFT(AR285,1)),AS285+AT285+AU285+AV285<1,_xlfn.CONCAT(\"-\"))","v":"-"}]
[null,null,null,null,null,null,null,null,null,null,null,null,null,null,null,null,null,null,null,null,null,0,null,null,null,null,null,null,null,null,null,0,0,0,0,"Unknown",{"$f":"_xlfn.IFS(G286=\"Natural\",0,H286=\"\",0,H286=\"COASTAL-CONSTRUCTED\",0,G286=\"Constructed\",_xlfn.XLOOKUP($H286,'Data Categories'!$U$4:$U$25,'Data Categories'!$V$4:V$25))","v":0},{"$f":"_xlfn.IFS(AK286=\"\",0,AJ286=\"Unknown\",0,AK286>1,AK286-AJ286,AK286=0,0)","v":0},{"$f":"_xlfn.IFS(Y286=\"\",0,Y286>1920,_xlfn.XLOOKUP($H286,'Data Categories'!$AE$20:$AE$42,'Data Categories'!$AG$20:$AG$42,0))","v":0},{"$f":"_xlfn.IFS(Y286=\"\",0,Y286>0,(2025-Y286))","v":0},{"$f":"_xlfn.IFS(Z286=\"Non-Deficient\",\"Non-Deficient\",Z286=\"Deficient\",\"Deficient\",AB286=\"Deficient\",\"Deficient\",Z286=\"Non-Deficient\",\"Non-Deficient\",AB286=\"Non-Deficient\",\"Non-Deficient\",P286=\"\",\"None\",AL286<0,\"Deficient\",AL286>10,\"Non-Deficient\")","v":"None"},{"$f":"_xlfn.IFS(H286=\"LOW WATER CROSSING\",\"Non-Functional\",G286=\"Natural\",\"Functional\",AA286=\"Functional\",\"Functional\",AC286=\"Functional\",\"Functional\",AA286=\"Non-Functional\",\"Non-Functional\",AC286=\"Non-Functional\",\"Non-Functional\",AA286=\"Unknown\",\"Unknown\",AC286=\"Unknown\",\"Unknown\",AA286=\"\",\"None\")","v":"None"},{"$f":"_xlfn.IFS(X286=\"Functionality\",\"Low\",W286=\"No\",\"Low\",Y286>=2015,\"High\",Y286>=1920,\"Low\",W286=\"\",\"None\",W286=\"Unknown\",\"None\")","v":"None"},{"$f":"_xlfn.IFS(H286=\"LOW WATER CROSSING\",\"Unknown\",G286=\"Natural\",\"None\",AM286<AN286,\"High\",AC286=\"Functional\",\"Low\",AC286=\"Non-Functional\",\"Low\",W286=\"No\",\"Low\",W286=\"Unknown\",\"None\",X286=\"Deficiency\",\"None\",W286=\"Yes\",\"High\",W286=\"\",\"None\")","v":"None"},0,0,0,0,{"$f":"_xlfn.CONCAT(LEFT(H286,3),\"-\")&IF(H286=\"-\",0,COUNTIF($H$4:H286,H286))","v":"-0"},{"$f":"_xlfn.IFS($H286<=0,\"-\",AS286=1,_xlfn.CONCAT(\"FUN_NONDEF\",\"-DCON_\",LEFT(AQ286,1),\"-FCON_\",LEFT(AR286,1)),AT286=1,_xlfn.CONCAT(\"FUN_DEF\",\"-DCON_\",LEFT(AQ286,1),\"-FCON_\",LEFT(AR286,1)),AU286=1,_xlfn.CONCAT(\"NONFUN_NONDEF\",\"-DCON_\",LEFT(AQ286,1),\"-FCON_\",LEFT(AR286,1)),AV286=1,_xlfn.CONCAT(\"NONFUN_DEF\",\"-DCON_\",LEFT(AQ286,1),\"-FCON_\",LEFT(AR286,1)),AS286+AT286+AU286+AV286<1,_xlfn.CONCAT(\"-\"))","v":"-"}]
[null,null,null,null,null,null,null,null,null,null,null,null,null,null,null,null,null,null,null,null,null,0,null,null,null,null,null,null,null,null,null,0,0,0,0,"Unknown",{"$f":"_xlfn.IFS(G287=\"Natural\",0,H287=\"\",0,H287=\"COASTAL-CONSTRUCTED\",0,G287=\"Constructed\",_xlfn.XLOOKUP($H287,'Data Categories'!$U$4:$U$25,'Data Categories'!$V$4:V$25))","v":0},{"$f":"_xlfn.IFS(AK287=\"\",0,AJ287=\"Unknown\",0,AK287>1,AK287-AJ287,AK287=0,0)","v":0},{"$f":"_xlfn.IFS(Y287=\"\",0,Y287>1920,_xlfn.XLOOKUP($H287,'Data Categories'!$AE$20:$AE$42,'Data Categories'!$AG$20:$AG$42,0))","v":0},{"$f":"_xlfn.IFS(Y287=\"\",0,Y287>0,(2025-Y287))","v":0},{"$f":"_xlfn.IFS(Z287=\"Non-Deficient\",\"Non-Deficient\",Z287=\"Deficient\",\"Deficient\",AB287=\"Deficient\",\"Deficient\",Z287=\"Non-Deficient\",\"Non-Deficient\",AB287=\"Non-Deficient\",\"Non-Deficient\",P287=\"\",\"None\",AL287<0,\"Deficient\",AL287>10,\"Non-Deficient\")","v":"None"},{"$f":"_xlfn.IFS(H287=\"LOW WATER CROSSING\",\"Non-Functional\",G287=\"Natural\",\"Functional\",AA287=\"Functional\",\"Functional\",AC287=\"Functional\",\"Functional\",AA287=\"Non-Functional\",\"Non-Functional\",AC287=\"Non-Functional\",\"Non-Functional\",AA287=\"Unknown\",\"Unknown\",AC287=\"Unknown\",\"Unknown\",AA287=\"\",\"None\")","v":"None"},{"$f":"_xlfn.IFS(X287=\"Functionality\",\"Low\",W287=\"No\",\"Low\",Y287>=2015,\"High\",Y287>=1920,\"Low\",W287=\"\",\"None\",W287=\"Unknown\",\"None\")","v":"None"},{"$f":"_xlfn.IFS(H287=\"LOW WATER CROSSING\",\"Unknown\",G287=\"Natural\",\"None\",AM287<AN287,\"High\",AC287=\"Functional\",\"Low\",AC287=\"Non-Functional\",\"Low\",W287=\"No\",\"Low\",W287=\"Unknown\",\"None\",X287=\"Deficiency\",\"None\",W287=\"Yes\",\"High\",W287=\"\",\"None\")","v":"None"},0,0,0,0,{"$f":"_xlfn.CONCAT(LEFT(H287,3),\"-\")&IF(H287=\"-\",0,COUNTIF($H$4:H287,H287))","v":"-0"},{"$f":"_xlfn.IFS($H287<=0,\"-\",AS287=1,_xlfn.CONCAT(\"FUN_NONDEF\",\"-DCON_\",LEFT(AQ287,1),\"-FCON_\",LEFT(AR287,1)),AT287=1,_xlfn.CONCAT(\"FUN_DEF\",\"-DCON_\",LEFT(AQ287,1),\"-FCON_\",LEFT(AR287,1)),AU287=1,_xlfn.CONCAT(\"NONFUN_NONDEF\",\"-DCON_\",LEFT(AQ287,1),\"-FCON_\",LEFT(AR287,1)),AV287=1,_xlfn.CONCAT(\"NONFUN_DEF\",\"-DCON_\",LEFT(AQ287,1),\"-FCON_\",LEFT(AR287,1)),AS287+AT287+AU287+AV287<1,_xlfn.CONCAT(\"-\"))","v":"-"}]
[null,null,null,null,null,null,null,null,null,null,null,null,null,null,null,null,null,null,null,null,null,0,null,null,null,null,null,null,null,null,null,0,0,0,0,"Unknown",{"$f":"_xlfn.IFS(G288=\"Natural\",0,H288=\"\",0,H288=\"COASTAL-CONSTRUCTED\",0,G288=\"Constructed\",_xlfn.XLOOKUP($H288,'Data Categories'!$U$4:$U$25,'Data Categories'!$V$4:V$25))","v":0},{"$f":"_xlfn.IFS(AK288=\"\",0,AJ288=\"Unknown\",0,AK288>1,AK288-AJ288,AK288=0,0)","v":0},{"$f":"_xlfn.IFS(Y288=\"\",0,Y288>1920,_xlfn.XLOOKUP($H288,'Data Categories'!$AE$20:$AE$42,'Data Categories'!$AG$20:$AG$42,0))","v":0},{"$f":"_xlfn.IFS(Y288=\"\",0,Y288>0,(2025-Y288))","v":0},{"$f":"_xlfn.IFS(Z288=\"Non-Deficient\",\"Non-Deficient\",Z288=\"Deficient\",\"Deficient\",AB288=\"Deficient\",\"Deficient\",Z288=\"Non-Deficient\",\"Non-Deficient\",AB288=\"Non-Deficient\",\"Non-Deficient\",P288=\"\",\"None\",AL288<0,\"Deficient\",AL288>10,\"Non-Deficient\")","v":"None"},{"$f":"_xlfn.IFS(H288=\"LOW WATER CROSSING\",\"Non-Functional\",G288=\"Natural\",\"Functional\",AA288=\"Functional\",\"Functional\",AC288=\"Functional\",\"Functional\",AA288=\"Non-Functional\",\"Non-Functional\",AC288=\"Non-Functional\",\"Non-Functional\",AA288=\"Unknown\",\"Unknown\",AC288=\"Unknown\",\"Unknown\",AA288=\"\",\"None\")","v":"None"},{"$f":"_xlfn.IFS(X288=\"Functionality\",\"Low\",W288=\"No\",\"Low\",Y288>=2015,\"High\",Y288>=1920,\"Low\",W288=\"\",\"None\",W288=\"Unknown\",\"None\")","v":"None"},{"$f":"_xlfn.IFS(H288=\"LOW WATER CROSSING\",\"Unknown\",G288=\"Natural\",\"None\",AM288<AN288,\"High\",AC288=\"Functional\",\"Low\",AC288=\"Non-Functional\",\"Low\",W288=\"No\",\"Low\",W288=\"Unknown\",\"None\",X288=\"Deficiency\",\"None\",W288=\"Yes\",\"High\",W288=\"\",\"None\")","v":"None"},0,0,0,0,{"$f":"_xlfn.CONCAT(LEFT(H288,3),\"-\")&IF(H288=\"-\",0,COUNTIF($H$4:H288,H288))","v":"-0"},{"$f":"_xlfn.IFS($H288<=0,\"-\",AS288=1,_xlfn.CONCAT(\"FUN_NONDEF\",\"-DCON_\",LEFT(AQ288,1),\"-FCON_\",LEFT(AR288,1)),AT288=1,_xlfn.CONCAT(\"FUN_DEF\",\"-DCON_\",LEFT(AQ288,1),\"-FCON_\",LEFT(AR288,1)),AU288=1,_xlfn.CONCAT(\"NONFUN_NONDEF\",\"-DCON_\",LEFT(AQ288,1),\"-FCON_\",LEFT(AR288,1)),AV288=1,_xlfn.CONCAT(\"NONFUN_DEF\",\"-DCON_\",LEFT(AQ288,1),\"-FCON_\",LEFT(AR288,1)),AS288+AT288+AU288+AV288<1,_xlfn.CONCAT(\"-\"))","v":"-"}]
[null,null,null,null,null,null,null,null,null,null,null,null,null,null,null,null,null,null,null,null,null,0,null,null,null,null,null,null,null,null,null,0,0,0,0,"Unknown",{"$f":"_xlfn.IFS(G289=\"Natural\",0,H289=\"\",0,H289=\"COASTAL-CONSTRUCTED\",0,G289=\"Constructed\",_xlfn.XLOOKUP($H289,'Data Categories'!$U$4:$U$25,'Data Categories'!$V$4:V$25))","v":0},{"$f":"_xlfn.IFS(AK289=\"\",0,AJ289=\"Unknown\",0,AK289>1,AK289-AJ289,AK289=0,0)","v":0},{"$f":"_xlfn.IFS(Y289=\"\",0,Y289>1920,_xlfn.XLOOKUP($H289,'Data Categories'!$AE$20:$AE$42,'Data Categories'!$AG$20:$AG$42,0))","v":0},{"$f":"_xlfn.IFS(Y289=\"\",0,Y289>0,(2025-Y289))","v":0},{"$f":"_xlfn.IFS(Z289=\"Non-Deficient\",\"Non-Deficient\",Z289=\"Deficient\",\"Deficient\",AB289=\"Deficient\",\"Deficient\",Z289=\"Non-Deficient\",\"Non-Deficient\",AB289=\"Non-Deficient\",\"Non-Deficient\",P289=\"\",\"None\",AL289<0,\"Deficient\",AL289>10,\"Non-Deficient\")","v":"None"},{"$f":"_xlfn.IFS(H289=\"LOW WATER CROSSING\",\"Non-Functional\",G289=\"Natural\",\"Functional\",AA289=\"Functional\",\"Functional\",AC289=\"Functional\",\"Functional\",AA289=\"Non-Functional\",\"Non-Functional\",AC289=\"Non-Functional\",\"Non-Functional\",AA289=\"Unknown\",\"Unknown\",AC289=\"Unknown\",\"Unknown\",AA289=\"\",\"None\")","v":"None"},{"$f":"_xlfn.IFS(X289=\"Functionality\",\"Low\",W289=\"No\",\"Low\",Y289>=2015,\"High\",Y289>=1920,\"Low\",W289=\"\",\"None\",W289=\"Unknown\",\"None\")","v":"None"},{"$f":"_xlfn.IFS(H289=\"LOW WATER CROSSING\",\"Unknown\",G289=\"Natural\",\"None\",AM289<AN289,\"High\",AC289=\"Functional\",\"Low\",AC289=\"Non-Functional\",\"Low\",W289=\"No\",\"Low\",W289=\"Unknown\",\"None\",X289=\"Deficiency\",\"None\",W289=\"Yes\",\"High\",W289=\"\",\"None\")","v":"None"},0,0,0,0,{"$f":"_xlfn.CONCAT(LEFT(H289,3),\"-\")&IF(H289=\"-\",0,COUNTIF($H$4:H289,H289))","v":"-0"},{"$f":"_xlfn.IFS($H289<=0,\"-\",AS289=1,_xlfn.CONCAT(\"FUN_NONDEF\",\"-DCON_\",LEFT(AQ289,1),\"-FCON_\",LEFT(AR289,1)),AT289=1,_xlfn.CONCAT(\"FUN_DEF\",\"-DCON_\",LEFT(AQ289,1),\"-FCON_\",LEFT(AR289,1)),AU289=1,_xlfn.CONCAT(\"NONFUN_NONDEF\",\"-DCON_\",LEFT(AQ289,1),\"-FCON_\",LEFT(AR289,1)),AV289=1,_xlfn.CONCAT(\"NONFUN_DEF\",\"-DCON_\",LEFT(AQ289,1),\"-FCON_\",LEFT(AR289,1)),AS289+AT289+AU289+AV289<1,_xlfn.CONCAT(\"-\"))","v":"-"}]
[null,null,null,null,null,null,null,null,null,null,null,null,null,null,null,null,null,null,null,null,null,0,null,null,null,null,null,null,null,null,null,0,0,0,0,"Unknown",{"$f":"_xlfn.IFS(G290=\"Natural\",0,H290=\"\",0,H290=\"COASTAL-CONSTRUCTED\",0,G290=\"Constructed\",_xlfn.XLOOKUP($H290,'Data Categories'!$U$4:$U$25,'Data Categories'!$V$4:V$25))","v":0},{"$f":"_xlfn.IFS(AK290=\"\",0,AJ290=\"Unknown\",0,AK290>1,AK290-AJ290,AK290=0,0)","v":0},{"$f":"_xlfn.IFS(Y290=\"\",0,Y290>1920,_xlfn.XLOOKUP($H290,'Data Categories'!$AE$20:$AE$42,'Data Categories'!$AG$20:$AG$42,0))","v":0},{"$f":"_xlfn.IFS(Y290=\"\",0,Y290>0,(2025-Y290))","v":0},{"$f":"_xlfn.IFS(Z290=\"Non-Deficient\",\"Non-Deficient\",Z290=\"Deficient\",\"Deficient\",AB290=\"Deficient\",\"Deficient\",Z290=\"Non-Deficient\",\"Non-Deficient\",AB290=\"Non-Deficient\",\"Non-Deficient\",P290=\"\",\"None\",AL290<0,\"Deficient\",AL290>10,\"Non-Deficient\")","v":"None"},{"$f":"_xlfn.IFS(H290=\"LOW WATER CROSSING\",\"Non-Functional\",G290=\"Natural\",\"Functional\",AA290=\"Functional\",\"Functional\",AC290=\"Functional\",\"Functional\",AA290=\"Non-Functional\",\"Non-Functional\",AC290=\"Non-Functional\",\"Non-Functional\",AA290=\"Unknown\",\"Unknown\",AC290=\"Unknown\",\"Unknown\",AA290=\"\",\"None\")","v":"None"},{"$f":"_xlfn.IFS(X290=\"Functionality\",\"Low\",W290=\"No\",\"Low\",Y290>=2015,\"High\",Y290>=1920,\"Low\",W290=\"\",\"None\",W290=\"Unknown\",\"None\")","v":"None"},{"$f":"_xlfn.IFS(H290=\"LOW WATER CROSSING\",\"Unknown\",G290=\"Natural\",\"None\",AM290<AN290,\"High\",AC290=\"Functional\",\"Low\",AC290=\"Non-Functional\",\"Low\",W290=\"No\",\"Low\",W290=\"Unknown\",\"None\",X290=\"Deficiency\",\"None\",W290=\"Yes\",\"High\",W290=\"\",\"None\")","v":"None"},0,0,0,0,{"$f":"_xlfn.CONCAT(LEFT(H290,3),\"-\")&IF(H290=\"-\",0,COUNTIF($H$4:H290,H290))","v":"-0"},{"$f":"_xlfn.IFS($H290<=0,\"-\",AS290=1,_xlfn.CONCAT(\"FUN_NONDEF\",\"-DCON_\",LEFT(AQ290,1),\"-FCON_\",LEFT(AR290,1)),AT290=1,_xlfn.CONCAT(\"FUN_DEF\",\"-DCON_\",LEFT(AQ290,1),\"-FCON_\",LEFT(AR290,1)),AU290=1,_xlfn.CONCAT(\"NONFUN_NONDEF\",\"-DCON_\",LEFT(AQ290,1),\"-FCON_\",LEFT(AR290,1)),AV290=1,_xlfn.CONCAT(\"NONFUN_DEF\",\"-DCON_\",LEFT(AQ290,1),\"-FCON_\",LEFT(AR290,1)),AS290+AT290+AU290+AV290<1,_xlfn.CONCAT(\"-\"))","v":"-"}]
[null,null,null,null,null,null,null,null,null,null,null,null,null,null,null,null,null,null,null,null,null,0,null,null,null,null,null,null,null,null,null,0,0,0,0,"Unknown",{"$f":"_xlfn.IFS(G291=\"Natural\",0,H291=\"\",0,H291=\"COASTAL-CONSTRUCTED\",0,G291=\"Constructed\",_xlfn.XLOOKUP($H291,'Data Categories'!$U$4:$U$25,'Data Categories'!$V$4:V$25))","v":0},{"$f":"_xlfn.IFS(AK291=\"\",0,AJ291=\"Unknown\",0,AK291>1,AK291-AJ291,AK291=0,0)","v":0},{"$f":"_xlfn.IFS(Y291=\"\",0,Y291>1920,_xlfn.XLOOKUP($H291,'Data Categories'!$AE$20:$AE$42,'Data Categories'!$AG$20:$AG$42,0))","v":0},{"$f":"_xlfn.IFS(Y291=\"\",0,Y291>0,(2025-Y291))","v":0},{"$f":"_xlfn.IFS(Z291=\"Non-Deficient\",\"Non-Deficient\",Z291=\"Deficient\",\"Deficient\",AB291=\"Deficient\",\"Deficient\",Z291=\"Non-Deficient\",\"Non-Deficient\",AB291=\"Non-Deficient\",\"Non-Deficient\",P291=\"\",\"None\",AL291<0,\"Deficient\",AL291>10,\"Non-Deficient\")","v":"None"},{"$f":"_xlfn.IFS(H291=\"LOW WATER CROSSING\",\"Non-Functional\",G291=\"Natural\",\"Functional\",AA291=\"Functional\",\"Functional\",AC291=\"Functional\",\"Functional\",AA291=\"Non-Functional\",\"Non-Functional\",AC291=\"Non-Functional\",\"Non-Functional\",AA291=\"Unknown\",\"Unknown\",AC291=\"Unknown\",\"Unknown\",AA291=\"\",\"None\")","v":"None"},{"$f":"_xlfn.IFS(X291=\"Functionality\",\"Low\",W291=\"No\",\"Low\",Y291>=2015,\"High\",Y291>=1920,\"Low\",W291=\"\",\"None\",W291=\"Unknown\",\"None\")","v":"None"},{"$f":"_xlfn.IFS(H291=\"LOW WATER CROSSING\",\"Unknown\",G291=\"Natural\",\"None\",AM291<AN291,\"High\",AC291=\"Functional\",\"Low\",AC291=\"Non-Functional\",\"Low\",W291=\"No\",\"Low\",W291=\"Unknown\",\"None\",X291=\"Deficiency\",\"None\",W291=\"Yes\",\"High\",W291=\"\",\"None\")","v":"None"},0,0,0,0,{"$f":"_xlfn.CONCAT(LEFT(H291,3),\"-\")&IF(H291=\"-\",0,COUNTIF($H$4:H291,H291))","v":"-0"},{"$f":"_xlfn.IFS($H291<=0,\"-\",AS291=1,_xlfn.CONCAT(\"FUN_NONDEF\",\"-DCON_\",LEFT(AQ291,1),\"-FCON_\",LEFT(AR291,1)),AT291=1,_xlfn.CONCAT(\"FUN_DEF\",\"-DCON_\",LEFT(AQ291,1),\"-FCON_\",LEFT(AR291,1)),AU291=1,_xlfn.CONCAT(\"NONFUN_NONDEF\",\"-DCON_\",LEFT(AQ291,1),\"-FCON_\",LEFT(AR291,1)),AV291=1,_xlfn.CONCAT(\"NONFUN_DEF\",\"-DCON_\",LEFT(AQ291,1),\"-FCON_\",LEFT(AR291,1)),AS291+AT291+AU291+AV291<1,_xlfn.CONCAT(\"-\"))","v":"-"}]
[null,null,null,null,null,null,null,null,null,null,null,null,null,null,null,null,null,null,null,null,null,0,null,null,null,null,null,null,null,null,null,0,0,0,0,"Unknown",{"$f":"_xlfn.IFS(G292=\"Natural\",0,H292=\"\",0,H292=\"COASTAL-CONSTRUCTED\",0,G292=\"Constructed\",_xlfn.XLOOKUP($H292,'Data Categories'!$U$4:$U$25,'Data Categories'!$V$4:V$25))","v":0},{"$f":"_xlfn.IFS(AK292=\"\",0,AJ292=\"Unknown\",0,AK292>1,AK292-AJ292,AK292=0,0)","v":0},{"$f":"_xlfn.IFS(Y292=\"\",0,Y292>1920,_xlfn.XLOOKUP($H292,'Data Categories'!$AE$20:$AE$42,'Data Categories'!$AG$20:$AG$42,0))","v":0},{"$f":"_xlfn.IFS(Y292=\"\",0,Y292>0,(2025-Y292))","v":0},{"$f":"_xlfn.IFS(Z292=\"Non-Deficient\",\"Non-Deficient\",Z292=\"Deficient\",\"Deficient\",AB292=\"Deficient\",\"Deficient\",Z292=\"Non-Deficient\",\"Non-Deficient\",AB292=\"Non-Deficient\",\"Non-Deficient\",P292=\"\",\"None\",AL292<0,\"Deficient\",AL292>10,\"Non-Deficient\")","v":"None"},{"$f":"_xlfn.IFS(H292=\"LOW WATER CROSSING\",\"Non-Functional\",G292=\"Natural\",\"Functional\",AA292=\"Functional\",\"Functional\",AC292=\"Functional\",\"Functional\",AA292=\"Non-Functional\",\"Non-Functional\",AC292=\"Non-Functional\",\"Non-Functional\",AA292=\"Unknown\",\"Unknown\",AC292=\"Unknown\",\"Unknown\",AA292=\"\",\"None\")","v":"None"},{"$f":"_xlfn.IFS(X292=\"Functionality\",\"Low\",W292=\"No\",\"Low\",Y292>=2015,\"High\",Y292>=1920,\"Low\",W292=\"\",\"None\",W292=\"Unknown\",\"None\")","v":"None"},{"$f":"_xlfn.IFS(H292=\"LOW WATER CROSSING\",\"Unknown\",G292=\"Natural\",\"None\",AM292<AN292,\"High\",AC292=\"Functional\",\"Low\",AC292=\"Non-Functional\",\"Low\",W292=\"No\",\"Low\",W292=\"Unknown\",\"None\",X292=\"Deficiency\",\"None\",W292=\"Yes\",\"High\",W292=\"\",\"None\")","v":"None"},0,0,0,0,{"$f":"_xlfn.CONCAT(LEFT(H292,3),\"-\")&IF(H292=\"-\",0,COUNTIF($H$4:H292,H292))","v":"-0"},{"$f":"_xlfn.IFS($H292<=0,\"-\",AS292=1,_xlfn.CONCAT(\"FUN_NONDEF\",\"-DCON_\",LEFT(AQ292,1),\"-FCON_\",LEFT(AR292,1)),AT292=1,_xlfn.CONCAT(\"FUN_DEF\",\"-DCON_\",LEFT(AQ292,1),\"-FCON_\",LEFT(AR292,1)),AU292=1,_xlfn.CONCAT(\"NONFUN_NONDEF\",\"-DCON_\",LEFT(AQ292,1),\"-FCON_\",LEFT(AR292,1)),AV292=1,_xlfn.CONCAT(\"NONFUN_DEF\",\"-DCON_\",LEFT(AQ292,1),\"-FCON_\",LEFT(AR292,1)),AS292+AT292+AU292+AV292<1,_xlfn.CONCAT(\"-\"))","v":"-"}]
[null,null,null,null,null,null,null,null,null,null,null,null,null,null,null,null,null,null,null,null,null,0,null,null,null,null,null,null,null,null,null,0,0,0,0,"Unknown",{"$f":"_xlfn.IFS(G293=\"Natural\",0,H293=\"\",0,H293=\"COASTAL-CONSTRUCTED\",0,G293=\"Constructed\",_xlfn.XLOOKUP($H293,'Data Categories'!$U$4:$U$25,'Data Categories'!$V$4:V$25))","v":0},{"$f":"_xlfn.IFS(AK293=\"\",0,AJ293=\"Unknown\",0,AK293>1,AK293-AJ293,AK293=0,0)","v":0},{"$f":"_xlfn.IFS(Y293=\"\",0,Y293>1920,_xlfn.XLOOKUP($H293,'Data Categories'!$AE$20:$AE$42,'Data Categories'!$AG$20:$AG$42,0))","v":0},{"$f":"_xlfn.IFS(Y293=\"\",0,Y293>0,(2025-Y293))","v":0},{"$f":"_xlfn.IFS(Z293=\"Non-Deficient\",\"Non-Deficient\",Z293=\"Deficient\",\"Deficient\",AB293=\"Deficient\",\"Deficient\",Z293=\"Non-Deficient\",\"Non-Deficient\",AB293=\"Non-Deficient\",\"Non-Deficient\",P293=\"\",\"None\",AL293<0,\"Deficient\",AL293>10,\"Non-Deficient\")","v":"None"},{"$f":"_xlfn.IFS(H293=\"LOW WATER CROSSING\",\"Non-Functional\",G293=\"Natural\",\"Functional\",AA293=\"Functional\",\"Functional\",AC293=\"Functional\",\"Functional\",AA293=\"Non-Functional\",\"Non-Functional\",AC293=\"Non-Functional\",\"Non-Functional\",AA293=\"Unknown\",\"Unknown\",AC293=\"Unknown\",\"Unknown\",AA293=\"\",\"None\")","v":"None"},{"$f":"_xlfn.IFS(X293=\"Functionality\",\"Low\",W293=\"No\",\"Low\",Y293>=2015,\"High\",Y293>=1920,\"Low\",W293=\"\",\"None\",W293=\"Unknown\",\"None\")","v":"None"},{"$f":"_xlfn.IFS(H293=\"LOW WATER CROSSING\",\"Unknown\",G293=\"Natural\",\"None\",AM293<AN293,\"High\",AC293=\"Functional\",\"Low\",AC293=\"Non-Functional\",\"Low\",W293=\"No\",\"Low\",W293=\"Unknown\",\"None\",X293=\"Deficiency\",\"None\",W293=\"Yes\",\"High\",W293=\"\",\"None\")","v":"None"},0,0,0,0,{"$f":"_xlfn.CONCAT(LEFT(H293,3),\"-\")&IF(H293=\"-\",0,COUNTIF($H$4:H293,H293))","v":"-0"},{"$f":"_xlfn.IFS($H293<=0,\"-\",AS293=1,_xlfn.CONCAT(\"FUN_NONDEF\",\"-DCON_\",LEFT(AQ293,1),\"-FCON_\",LEFT(AR293,1)),AT293=1,_xlfn.CONCAT(\"FUN_DEF\",\"-DCON_\",LEFT(AQ293,1),\"-FCON_\",LEFT(AR293,1)),AU293=1,_xlfn.CONCAT(\"NONFUN_NONDEF\",\"-DCON_\",LEFT(AQ293,1),\"-FCON_\",LEFT(AR293,1)),AV293=1,_xlfn.CONCAT(\"NONFUN_DEF\",\"-DCON_\",LEFT(AQ293,1),\"-FCON_\",LEFT(AR293,1)),AS293+AT293+AU293+AV293<1,_xlfn.CONCAT(\"-\"))","v":"-"}]
[null,null,null,null,null,null,null,null,null,null,null,null,null,null,null,null,null,null,null,null,null,0,null,null,null,null,null,null,null,null,null,0,0,0,0,"Unknown",{"$f":"_xlfn.IFS(G294=\"Natural\",0,H294=\"\",0,H294=\"COASTAL-CONSTRUCTED\",0,G294=\"Constructed\",_xlfn.XLOOKUP($H294,'Data Categories'!$U$4:$U$25,'Data Categories'!$V$4:V$25))","v":0},{"$f":"_xlfn.IFS(AK294=\"\",0,AJ294=\"Unknown\",0,AK294>1,AK294-AJ294,AK294=0,0)","v":0},{"$f":"_xlfn.IFS(Y294=\"\",0,Y294>1920,_xlfn.XLOOKUP($H294,'Data Categories'!$AE$20:$AE$42,'Data Categories'!$AG$20:$AG$42,0))","v":0},{"$f":"_xlfn.IFS(Y294=\"\",0,Y294>0,(2025-Y294))","v":0},{"$f":"_xlfn.IFS(Z294=\"Non-Deficient\",\"Non-Deficient\",Z294=\"Deficient\",\"Deficient\",AB294=\"Deficient\",\"Deficient\",Z294=\"Non-Deficient\",\"Non-Deficient\",AB294=\"Non-Deficient\",\"Non-Deficient\",P294=\"\",\"None\",AL294<0,\"Deficient\",AL294>10,\"Non-Deficient\")","v":"None"},{"$f":"_xlfn.IFS(H294=\"LOW WATER CROSSING\",\"Non-Functional\",G294=\"Natural\",\"Functional\",AA294=\"Functional\",\"Functional\",AC294=\"Functional\",\"Functional\",AA294=\"Non-Functional\",\"Non-Functional\",AC294=\"Non-Functional\",\"Non-Functional\",AA294=\"Unknown\",\"Unknown\",AC294=\"Unknown\",\"Unknown\",AA294=\"\",\"None\")","v":"None"},{"$f":"_xlfn.IFS(X294=\"Functionality\",\"Low\",W294=\"No\",\"Low\",Y294>=2015,\"High\",Y294>=1920,\"Low\",W294=\"\",\"None\",W294=\"Unknown\",\"None\")","v":"None"},{"$f":"_xlfn.IFS(H294=\"LOW WATER CROSSING\",\"Unknown\",G294=\"Natural\",\"None\",AM294<AN294,\"High\",AC294=\"Functional\",\"Low\",AC294=\"Non-Functional\",\"Low\",W294=\"No\",\"Low\",W294=\"Unknown\",\"None\",X294=\"Deficiency\",\"None\",W294=\"Yes\",\"High\",W294=\"\",\"None\")","v":"None"},0,0,0,0,{"$f":"_xlfn.CONCAT(LEFT(H294,3),\"-\")&IF(H294=\"-\",0,COUNTIF($H$4:H294,H294))","v":"-0"},{"$f":"_xlfn.IFS($H294<=0,\"-\",AS294=1,_xlfn.CONCAT(\"FUN_NONDEF\",\"-DCON_\",LEFT(AQ294,1),\"-FCON_\",LEFT(AR294,1)),AT294=1,_xlfn.CONCAT(\"FUN_DEF\",\"-DCON_\",LEFT(AQ294,1),\"-FCON_\",LEFT(AR294,1)),AU294=1,_xlfn.CONCAT(\"NONFUN_NONDEF\",\"-DCON_\",LEFT(AQ294,1),\"-FCON_\",LEFT(AR294,1)),AV294=1,_xlfn.CONCAT(\"NONFUN_DEF\",\"-DCON_\",LEFT(AQ294,1),\"-FCON_\",LEFT(AR294,1)),AS294+AT294+AU294+AV294<1,_xlfn.CONCAT(\"-\"))","v":"-"}]
[null,null,null,null,null,null,null,null,null,null,null,null,null,null,null,null,null,null,null,null,null,0,null,null,null,null,null,null,null,null,null,0,0,0,0,"Unknown",{"$f":"_xlfn.IFS(G295=\"Natural\",0,H295=\"\",0,H295=\"COASTAL-CONSTRUCTED\",0,G295=\"Constructed\",_xlfn.XLOOKUP($H295,'Data Categories'!$U$4:$U$25,'Data Categories'!$V$4:V$25))","v":0},{"$f":"_xlfn.IFS(AK295=\"\",0,AJ295=\"Unknown\",0,AK295>1,AK295-AJ295,AK295=0,0)","v":0},{"$f":"_xlfn.IFS(Y295=\"\",0,Y295>1920,_xlfn.XLOOKUP($H295,'Data Categories'!$AE$20:$AE$42,'Data Categories'!$AG$20:$AG$42,0))","v":0},{"$f":"_xlfn.IFS(Y295=\"\",0,Y295>0,(2025-Y295))","v":0},{"$f":"_xlfn.IFS(Z295=\"Non-Deficient\",\"Non-Deficient\",Z295=\"Deficient\",\"Deficient\",AB295=\"Deficient\",\"Deficient\",Z295=\"Non-Deficient\",\"Non-Deficient\",AB295=\"Non-Deficient\",\"Non-Deficient\",P295=\"\",\"None\",AL295<0,\"Deficient\",AL295>10,\"Non-Deficient\")","v":"None"},{"$f":"_xlfn.IFS(H295=\"LOW WATER CROSSING\",\"Non-Functional\",G295=\"Natural\",\"Functional\",AA295=\"Functional\",\"Functional\",AC295=\"Functional\",\"Functional\",AA295=\"Non-Functional\",\"Non-Functional\",AC295=\"Non-Functional\",\"Non-Functional\",AA295=\"Unknown\",\"Unknown\",AC295=\"Unknown\",\"Unknown\",AA295=\"\",\"None\")","v":"None"},{"$f":"_xlfn.IFS(X295=\"Functionality\",\"Low\",W295=\"No\",\"Low\",Y295>=2015,\"High\",Y295>=1920,\"Low\",W295=\"\",\"None\",W295=\"Unknown\",\"None\")","v":"None"},{"$f":"_xlfn.IFS(H295=\"LOW WATER CROSSING\",\"Unknown\",G295=\"Natural\",\"None\",AM295<AN295,\"High\",AC295=\"Functional\",\"Low\",AC295=\"Non-Functional\",\"Low\",W295=\"No\",\"Low\",W295=\"Unknown\",\"None\",X295=\"Deficiency\",\"None\",W295=\"Yes\",\"High\",W295=\"\",\"None\")","v":"None"},0,0,0,0,{"$f":"_xlfn.CONCAT(LEFT(H295,3),\"-\")&IF(H295=\"-\",0,COUNTIF($H$4:H295,H295))","v":"-0"},{"$f":"_xlfn.IFS($H295<=0,\"-\",AS295=1,_xlfn.CONCAT(\"FUN_NONDEF\",\"-DCON_\",LEFT(AQ295,1),\"-FCON_\",LEFT(AR295,1)),AT295=1,_xlfn.CONCAT(\"FUN_DEF\",\"-DCON_\",LEFT(AQ295,1),\"-FCON_\",LEFT(AR295,1)),AU295=1,_xlfn.CONCAT(\"NONFUN_NONDEF\",\"-DCON_\",LEFT(AQ295,1),\"-FCON_\",LEFT(AR295,1)),AV295=1,_xlfn.CONCAT(\"NONFUN_DEF\",\"-DCON_\",LEFT(AQ295,1),\"-FCON_\",LEFT(AR295,1)),AS295+AT295+AU295+AV295<1,_xlfn.CONCAT(\"-\"))","v":"-"}]
[null,null,null,null,null,null,null,null,null,null,null,null,null,null,null,null,null,null,null,null,null,0,null,null,null,null,null,null,null,null,null,0,0,0,0,"Unknown",{"$f":"_xlfn.IFS(G296=\"Natural\",0,H296=\"\",0,H296=\"COASTAL-CONSTRUCTED\",0,G296=\"Constructed\",_xlfn.XLOOKUP($H296,'Data Categories'!$U$4:$U$25,'Data Categories'!$V$4:V$25))","v":0},{"$f":"_xlfn.IFS(AK296=\"\",0,AJ296=\"Unknown\",0,AK296>1,AK296-AJ296,AK296=0,0)","v":0},{"$f":"_xlfn.IFS(Y296=\"\",0,Y296>1920,_xlfn.XLOOKUP($H296,'Data Categories'!$AE$20:$AE$42,'Data Categories'!$AG$20:$AG$42,0))","v":0},{"$f":"_xlfn.IFS(Y296=\"\",0,Y296>0,(2025-Y296))","v":0},{"$f":"_xlfn.IFS(Z296=\"Non-Deficient\",\"Non-Deficient\",Z296=\"Deficient\",\"Deficient\",AB296=\"Deficient\",\"Deficient\",Z296=\"Non-Deficient\",\"Non-Deficient\",AB296=\"Non-Deficient\",\"Non-Deficient\",P296=\"\",\"None\",AL296<0,\"Deficient\",AL296>10,\"Non-Deficient\")","v":"None"},{"$f":"_xlfn.IFS(H296=\"LOW WATER CROSSING\",\"Non-Functional\",G296=\"Natural\",\"Functional\",AA296=\"Functional\",\"Functional\",AC296=\"Functional\",\"Functional\",AA296=\"Non-Functional\",\"Non-Functional\",AC296=\"Non-Functional\",\"Non-Functional\",AA296=\"Unknown\",\"Unknown\",AC296=\"Unknown\",\"Unknown\",AA296=\"\",\"None\")","v":"None"},{"$f":"_xlfn.IFS(X296=\"Functionality\",\"Low\",W296=\"No\",\"Low\",Y296>=2015,\"High\",Y296>=1920,\"Low\",W296=\"\",\"None\",W296=\"Unknown\",\"None\")","v":"None"},{"$f":"_xlfn.IFS(H296=\"LOW WATER CROSSING\",\"Unknown\",G296=\"Natural\",\"None\",AM296<AN296,\"High\",AC296=\"Functional\",\"Low\",AC296=\"Non-Functional\",\"Low\",W296=\"No\",\"Low\",W296=\"Unknown\",\"None\",X296=\"Deficiency\",\"None\",W296=\"Yes\",\"High\",W296=\"\",\"None\")","v":"None"},0,0,0,0,{"$f":"_xlfn.CONCAT(LEFT(H296,3),\"-\")&IF(H296=\"-\",0,COUNTIF($H$4:H296,H296))","v":"-0"},{"$f":"_xlfn.IFS($H296<=0,\"-\",AS296=1,_xlfn.CONCAT(\"FUN_NONDEF\",\"-DCON_\",LEFT(AQ296,1),\"-FCON_\",LEFT(AR296,1)),AT296=1,_xlfn.CONCAT(\"FUN_DEF\",\"-DCON_\",LEFT(AQ296,1),\"-FCON_\",LEFT(AR296,1)),AU296=1,_xlfn.CONCAT(\"NONFUN_NONDEF\",\"-DCON_\",LEFT(AQ296,1),\"-FCON_\",LEFT(AR296,1)),AV296=1,_xlfn.CONCAT(\"NONFUN_DEF\",\"-DCON_\",LEFT(AQ296,1),\"-FCON_\",LEFT(AR296,1)),AS296+AT296+AU296+AV296<1,_xlfn.CONCAT(\"-\"))","v":"-"}]
[null,null,null,null,null,null,null,null,null,null,null,null,null,null,null,null,null,null,null,null,null,0,null,null,null,null,null,null,null,null,null,0,0,0,0,"Unknown",{"$f":"_xlfn.IFS(G297=\"Natural\",0,H297=\"\",0,H297=\"COASTAL-CONSTRUCTED\",0,G297=\"Constructed\",_xlfn.XLOOKUP($H297,'Data Categories'!$U$4:$U$25,'Data Categories'!$V$4:V$25))","v":0},{"$f":"_xlfn.IFS(AK297=\"\",0,AJ297=\"Unknown\",0,AK297>1,AK297-AJ297,AK297=0,0)","v":0},{"$f":"_xlfn.IFS(Y297=\"\",0,Y297>1920,_xlfn.XLOOKUP($H297,'Data Categories'!$AE$20:$AE$42,'Data Categories'!$AG$20:$AG$42,0))","v":0},{"$f":"_xlfn.IFS(Y297=\"\",0,Y297>0,(2025-Y297))","v":0},{"$f":"_xlfn.IFS(Z297=\"Non-Deficient\",\"Non-Deficient\",Z297=\"Deficient\",\"Deficient\",AB297=\"Deficient\",\"Deficient\",Z297=\"Non-Deficient\",\"Non-Deficient\",AB297=\"Non-Deficient\",\"Non-Deficient\",P297=\"\",\"None\",AL297<0,\"Deficient\",AL297>10,\"Non-Deficient\")","v":"None"},{"$f":"_xlfn.IFS(H297=\"LOW WATER CROSSING\",\"Non-Functional\",G297=\"Natural\",\"Functional\",AA297=\"Functional\",\"Functional\",AC297=\"Functional\",\"Functional\",AA297=\"Non-Functional\",\"Non-Functional\",AC297=\"Non-Functional\",\"Non-Functional\",AA297=\"Unknown\",\"Unknown\",AC297=\"Unknown\",\"Unknown\",AA297=\"\",\"None\")","v":"None"},{"$f":"_xlfn.IFS(X297=\"Functionality\",\"Low\",W297=\"No\",\"Low\",Y297>=2015,\"High\",Y297>=1920,\"Low\",W297=\"\",\"None\",W297=\"Unknown\",\"None\")","v":"None"},{"$f":"_xlfn.IFS(H297=\"LOW WATER CROSSING\",\"Unknown\",G297=\"Natural\",\"None\",AM297<AN297,\"High\",AC297=\"Functional\",\"Low\",AC297=\"Non-Functional\",\"Low\",W297=\"No\",\"Low\",W297=\"Unknown\",\"None\",X297=\"Deficiency\",\"None\",W297=\"Yes\",\"High\",W297=\"\",\"None\")","v":"None"},0,0,0,0,{"$f":"_xlfn.CONCAT(LEFT(H297,3),\"-\")&IF(H297=\"-\",0,COUNTIF($H$4:H297,H297))","v":"-0"},{"$f":"_xlfn.IFS($H297<=0,\"-\",AS297=1,_xlfn.CONCAT(\"FUN_NONDEF\",\"-DCON_\",LEFT(AQ297,1),\"-FCON_\",LEFT(AR297,1)),AT297=1,_xlfn.CONCAT(\"FUN_DEF\",\"-DCON_\",LEFT(AQ297,1),\"-FCON_\",LEFT(AR297,1)),AU297=1,_xlfn.CONCAT(\"NONFUN_NONDEF\",\"-DCON_\",LEFT(AQ297,1),\"-FCON_\",LEFT(AR297,1)),AV297=1,_xlfn.CONCAT(\"NONFUN_DEF\",\"-DCON_\",LEFT(AQ297,1),\"-FCON_\",LEFT(AR297,1)),AS297+AT297+AU297+AV297<1,_xlfn.CONCAT(\"-\"))","v":"-"}]
[null,null,null,null,null,null,null,null,null,null,null,null,null,null,null,null,null,null,null,null,null,0,null,null,null,null,null,null,null,null,null,0,0,0,0,"Unknown",{"$f":"_xlfn.IFS(G298=\"Natural\",0,H298=\"\",0,H298=\"COASTAL-CONSTRUCTED\",0,G298=\"Constructed\",_xlfn.XLOOKUP($H298,'Data Categories'!$U$4:$U$25,'Data Categories'!$V$4:V$25))","v":0},{"$f":"_xlfn.IFS(AK298=\"\",0,AJ298=\"Unknown\",0,AK298>1,AK298-AJ298,AK298=0,0)","v":0},{"$f":"_xlfn.IFS(Y298=\"\",0,Y298>1920,_xlfn.XLOOKUP($H298,'Data Categories'!$AE$20:$AE$42,'Data Categories'!$AG$20:$AG$42,0))","v":0},{"$f":"_xlfn.IFS(Y298=\"\",0,Y298>0,(2025-Y298))","v":0},{"$f":"_xlfn.IFS(Z298=\"Non-Deficient\",\"Non-Deficient\",Z298=\"Deficient\",\"Deficient\",AB298=\"Deficient\",\"Deficient\",Z298=\"Non-Deficient\",\"Non-Deficient\",AB298=\"Non-Deficient\",\"Non-Deficient\",P298=\"\",\"None\",AL298<0,\"Deficient\",AL298>10,\"Non-Deficient\")","v":"None"},{"$f":"_xlfn.IFS(H298=\"LOW WATER CROSSING\",\"Non-Functional\",G298=\"Natural\",\"Functional\",AA298=\"Functional\",\"Functional\",AC298=\"Functional\",\"Functional\",AA298=\"Non-Functional\",\"Non-Functional\",AC298=\"Non-Functional\",\"Non-Functional\",AA298=\"Unknown\",\"Unknown\",AC298=\"Unknown\",\"Unknown\",AA298=\"\",\"None\")","v":"None"},{"$f":"_xlfn.IFS(X298=\"Functionality\",\"Low\",W298=\"No\",\"Low\",Y298>=2015,\"High\",Y298>=1920,\"Low\",W298=\"\",\"None\",W298=\"Unknown\",\"None\")","v":"None"},{"$f":"_xlfn.IFS(H298=\"LOW WATER CROSSING\",\"Unknown\",G298=\"Natural\",\"None\",AM298<AN298,\"High\",AC298=\"Functional\",\"Low\",AC298=\"Non-Functional\",\"Low\",W298=\"No\",\"Low\",W298=\"Unknown\",\"None\",X298=\"Deficiency\",\"None\",W298=\"Yes\",\"High\",W298=\"\",\"None\")","v":"None"},0,0,0,0,{"$f":"_xlfn.CONCAT(LEFT(H298,3),\"-\")&IF(H298=\"-\",0,COUNTIF($H$4:H298,H298))","v":"-0"},{"$f":"_xlfn.IFS($H298<=0,\"-\",AS298=1,_xlfn.CONCAT(\"FUN_NONDEF\",\"-DCON_\",LEFT(AQ298,1),\"-FCON_\",LEFT(AR298,1)),AT298=1,_xlfn.CONCAT(\"FUN_DEF\",\"-DCON_\",LEFT(AQ298,1),\"-FCON_\",LEFT(AR298,1)),AU298=1,_xlfn.CONCAT(\"NONFUN_NONDEF\",\"-DCON_\",LEFT(AQ298,1),\"-FCON_\",LEFT(AR298,1)),AV298=1,_xlfn.CONCAT(\"NONFUN_DEF\",\"-DCON_\",LEFT(AQ298,1),\"-FCON_\",LEFT(AR298,1)),AS298+AT298+AU298+AV298<1,_xlfn.CONCAT(\"-\"))","v":"-"}]
[null,null,null,null,null,null,null,null,null,null,null,null,null,null,null,null,null,null,null,null,null,0,null,null,null,null,null,null,null,null,null,0,0,0,0,"Unknown",{"$f":"_xlfn.IFS(G299=\"Natural\",0,H299=\"\",0,H299=\"COASTAL-CONSTRUCTED\",0,G299=\"Constructed\",_xlfn.XLOOKUP($H299,'Data Categories'!$U$4:$U$25,'Data Categories'!$V$4:V$25))","v":0},{"$f":"_xlfn.IFS(AK299=\"\",0,AJ299=\"Unknown\",0,AK299>1,AK299-AJ299,AK299=0,0)","v":0},{"$f":"_xlfn.IFS(Y299=\"\",0,Y299>1920,_xlfn.XLOOKUP($H299,'Data Categories'!$AE$20:$AE$42,'Data Categories'!$AG$20:$AG$42,0))","v":0},{"$f":"_xlfn.IFS(Y299=\"\",0,Y299>0,(2025-Y299))","v":0},{"$f":"_xlfn.IFS(Z299=\"Non-Deficient\",\"Non-Deficient\",Z299=\"Deficient\",\"Deficient\",AB299=\"Deficient\",\"Deficient\",Z299=\"Non-Deficient\",\"Non-Deficient\",AB299=\"Non-Deficient\",\"Non-Deficient\",P299=\"\",\"None\",AL299<0,\"Deficient\",AL299>10,\"Non-Deficient\")","v":"None"},{"$f":"_xlfn.IFS(H299=\"LOW WATER CROSSING\",\"Non-Functional\",G299=\"Natural\",\"Functional\",AA299=\"Functional\",\"Functional\",AC299=\"Functional\",\"Functional\",AA299=\"Non-Functional\",\"Non-Functional\",AC299=\"Non-Functional\",\"Non-Functional\",AA299=\"Unknown\",\"Unknown\",AC299=\"Unknown\",\"Unknown\",AA299=\"\",\"None\")","v":"None"},{"$f":"_xlfn.IFS(X299=\"Functionality\",\"Low\",W299=\"No\",\"Low\",Y299>=2015,\"High\",Y299>=1920,\"Low\",W299=\"\",\"None\",W299=\"Unknown\",\"None\")","v":"None"},{"$f":"_xlfn.IFS(H299=\"LOW WATER CROSSING\",\"Unknown\",G299=\"Natural\",\"None\",AM299<AN299,\"High\",AC299=\"Functional\",\"Low\",AC299=\"Non-Functional\",\"Low\",W299=\"No\",\"Low\",W299=\"Unknown\",\"None\",X299=\"Deficiency\",\"None\",W299=\"Yes\",\"High\",W299=\"\",\"None\")","v":"None"},0,0,0,0,{"$f":"_xlfn.CONCAT(LEFT(H299,3),\"-\")&IF(H299=\"-\",0,COUNTIF($H$4:H299,H299))","v":"-0"},{"$f":"_xlfn.IFS($H299<=0,\"-\",AS299=1,_xlfn.CONCAT(\"FUN_NONDEF\",\"-DCON_\",LEFT(AQ299,1),\"-FCON_\",LEFT(AR299,1)),AT299=1,_xlfn.CONCAT(\"FUN_DEF\",\"-DCON_\",LEFT(AQ299,1),\"-FCON_\",LEFT(AR299,1)),AU299=1,_xlfn.CONCAT(\"NONFUN_NONDEF\",\"-DCON_\",LEFT(AQ299,1),\"-FCON_\",LEFT(AR299,1)),AV299=1,_xlfn.CONCAT(\"NONFUN_DEF\",\"-DCON_\",LEFT(AQ299,1),\"-FCON_\",LEFT(AR299,1)),AS299+AT299+AU299+AV299<1,_xlfn.CONCAT(\"-\"))","v":"-"}]
[null,null,null,null,null,null,null,null,null,null,null,null,null,null,null,null,null,null,null,null,null,0,null,null,null,null,null,null,null,null,null,0,0,0,0,"Unknown",{"$f":"_xlfn.IFS(G300=\"Natural\",0,H300=\"\",0,H300=\"COASTAL-CONSTRUCTED\",0,G300=\"Constructed\",_xlfn.XLOOKUP($H300,'Data Categories'!$U$4:$U$25,'Data Categories'!$V$4:V$25))","v":0},{"$f":"_xlfn.IFS(AK300=\"\",0,AJ300=\"Unknown\",0,AK300>1,AK300-AJ300,AK300=0,0)","v":0},{"$f":"_xlfn.IFS(Y300=\"\",0,Y300>1920,_xlfn.XLOOKUP($H300,'Data Categories'!$AE$20:$AE$42,'Data Categories'!$AG$20:$AG$42,0))","v":0},{"$f":"_xlfn.IFS(Y300=\"\",0,Y300>0,(2025-Y300))","v":0},{"$f":"_xlfn.IFS(Z300=\"Non-Deficient\",\"Non-Deficient\",Z300=\"Deficient\",\"Deficient\",AB300=\"Deficient\",\"Deficient\",Z300=\"Non-Deficient\",\"Non-Deficient\",AB300=\"Non-Deficient\",\"Non-Deficient\",P300=\"\",\"None\",AL300<0,\"Deficient\",AL300>10,\"Non-Deficient\")","v":"None"},{"$f":"_xlfn.IFS(H300=\"LOW WATER CROSSING\",\"Non-Functional\",G300=\"Natural\",\"Functional\",AA300=\"Functional\",\"Functional\",AC300=\"Functional\",\"Functional\",AA300=\"Non-Functional\",\"Non-Functional\",AC300=\"Non-Functional\",\"Non-Functional\",AA300=\"Unknown\",\"Unknown\",AC300=\"Unknown\",\"Unknown\",AA300=\"\",\"None\")","v":"None"},{"$f":"_xlfn.IFS(X300=\"Functionality\",\"Low\",W300=\"No\",\"Low\",Y300>=2015,\"High\",Y300>=1920,\"Low\",W300=\"\",\"None\",W300=\"Unknown\",\"None\")","v":"None"},{"$f":"_xlfn.IFS(H300=\"LOW WATER CROSSING\",\"Unknown\",G300=\"Natural\",\"None\",AM300<AN300,\"High\",AC300=\"Functional\",\"Low\",AC300=\"Non-Functional\",\"Low\",W300=\"No\",\"Low\",W300=\"Unknown\",\"None\",X300=\"Deficiency\",\"None\",W300=\"Yes\",\"High\",W300=\"\",\"None\")","v":"None"},0,0,0,0,{"$f":"_xlfn.CONCAT(LEFT(H300,3),\"-\")&IF(H300=\"-\",0,COUNTIF($H$4:H300,H300))","v":"-0"},{"$f":"_xlfn.IFS($H300<=0,\"-\",AS300=1,_xlfn.CONCAT(\"FUN_NONDEF\",\"-DCON_\",LEFT(AQ300,1),\"-FCON_\",LEFT(AR300,1)),AT300=1,_xlfn.CONCAT(\"FUN_DEF\",\"-DCON_\",LEFT(AQ300,1),\"-FCON_\",LEFT(AR300,1)),AU300=1,_xlfn.CONCAT(\"NONFUN_NONDEF\",\"-DCON_\",LEFT(AQ300,1),\"-FCON_\",LEFT(AR300,1)),AV300=1,_xlfn.CONCAT(\"NONFUN_DEF\",\"-DCON_\",LEFT(AQ300,1),\"-FCON_\",LEFT(AR300,1)),AS300+AT300+AU300+AV300<1,_xlfn.CONCAT(\"-\"))","v":"-"}]
[null,null,null,null,null,null,null,null,null,null,null,null,null,null,null,null,null,null,null,null,null,0,null,null,null,null,null,null,null,null,null,0,0,0,0,"Unknown",{"$f":"_xlfn.IFS(G301=\"Natural\",0,H301=\"\",0,H301=\"COASTAL-CONSTRUCTED\",0,G301=\"Constructed\",_xlfn.XLOOKUP($H301,'Data Categories'!$U$4:$U$25,'Data Categories'!$V$4:V$25))","v":0},{"$f":"_xlfn.IFS(AK301=\"\",0,AJ301=\"Unknown\",0,AK301>1,AK301-AJ301,AK301=0,0)","v":0},{"$f":"_xlfn.IFS(Y301=\"\",0,Y301>1920,_xlfn.XLOOKUP($H301,'Data Categories'!$AE$20:$AE$42,'Data Categories'!$AG$20:$AG$42,0))","v":0},{"$f":"_xlfn.IFS(Y301=\"\",0,Y301>0,(2025-Y301))","v":0},{"$f":"_xlfn.IFS(Z301=\"Non-Deficient\",\"Non-Deficient\",Z301=\"Deficient\",\"Deficient\",AB301=\"Deficient\",\"Deficient\",Z301=\"Non-Deficient\",\"Non-Deficient\",AB301=\"Non-Deficient\",\"Non-Deficient\",P301=\"\",\"None\",AL301<0,\"Deficient\",AL301>10,\"Non-Deficient\")","v":"None"},{"$f":"_xlfn.IFS(H301=\"LOW WATER CROSSING\",\"Non-Functional\",G301=\"Natural\",\"Functional\",AA301=\"Functional\",\"Functional\",AC301=\"Functional\",\"Functional\",AA301=\"Non-Functional\",\"Non-Functional\",AC301=\"Non-Functional\",\"Non-Functional\",AA301=\"Unknown\",\"Unknown\",AC301=\"Unknown\",\"Unknown\",AA301=\"\",\"None\")","v":"None"},{"$f":"_xlfn.IFS(X301=\"Functionality\",\"Low\",W301=\"No\",\"Low\",Y301>=2015,\"High\",Y301>=1920,\"Low\",W301=\"\",\"None\",W301=\"Unknown\",\"None\")","v":"None"},{"$f":"_xlfn.IFS(H301=\"LOW WATER CROSSING\",\"Unknown\",G301=\"Natural\",\"None\",AM301<AN301,\"High\",AC301=\"Functional\",\"Low\",AC301=\"Non-Functional\",\"Low\",W301=\"No\",\"Low\",W301=\"Unknown\",\"None\",X301=\"Deficiency\",\"None\",W301=\"Yes\",\"High\",W301=\"\",\"None\")","v":"None"},0,0,0,0,{"$f":"_xlfn.CONCAT(LEFT(H301,3),\"-\")&IF(H301=\"-\",0,COUNTIF($H$4:H301,H301))","v":"-0"},{"$f":"_xlfn.IFS($H301<=0,\"-\",AS301=1,_xlfn.CONCAT(\"FUN_NONDEF\",\"-DCON_\",LEFT(AQ301,1),\"-FCON_\",LEFT(AR301,1)),AT301=1,_xlfn.CONCAT(\"FUN_DEF\",\"-DCON_\",LEFT(AQ301,1),\"-FCON_\",LEFT(AR301,1)),AU301=1,_xlfn.CONCAT(\"NONFUN_NONDEF\",\"-DCON_\",LEFT(AQ301,1),\"-FCON_\",LEFT(AR301,1)),AV301=1,_xlfn.CONCAT(\"NONFUN_DEF\",\"-DCON_\",LEFT(AQ301,1),\"-FCON_\",LEFT(AR301,1)),AS301+AT301+AU301+AV301<1,_xlfn.CONCAT(\"-\"))","v":"-"}]
[null,null,null,null,null,null,null,null,null,null,null,null,null,null,null,null,null,null,null,null,null,0,null,null,null,null,null,null,null,null,null,0,0,0,0,"Unknown",{"$f":"_xlfn.IFS(G302=\"Natural\",0,H302=\"\",0,H302=\"COASTAL-CONSTRUCTED\",0,G302=\"Constructed\",_xlfn.XLOOKUP($H302,'Data Categories'!$U$4:$U$25,'Data Categories'!$V$4:V$25))","v":0},{"$f":"_xlfn.IFS(AK302=\"\",0,AJ302=\"Unknown\",0,AK302>1,AK302-AJ302,AK302=0,0)","v":0},{"$f":"_xlfn.IFS(Y302=\"\",0,Y302>1920,_xlfn.XLOOKUP($H302,'Data Categories'!$AE$20:$AE$42,'Data Categories'!$AG$20:$AG$42,0))","v":0},{"$f":"_xlfn.IFS(Y302=\"\",0,Y302>0,(2025-Y302))","v":0},{"$f":"_xlfn.IFS(Z302=\"Non-Deficient\",\"Non-Deficient\",Z302=\"Deficient\",\"Deficient\",AB302=\"Deficient\",\"Deficient\",Z302=\"Non-Deficient\",\"Non-Deficient\",AB302=\"Non-Deficient\",\"Non-Deficient\",P302=\"\",\"None\",AL302<0,\"Deficient\",AL302>10,\"Non-Deficient\")","v":"None"},{"$f":"_xlfn.IFS(H302=\"LOW WATER CROSSING\",\"Non-Functional\",G302=\"Natural\",\"Functional\",AA302=\"Functional\",\"Functional\",AC302=\"Functional\",\"Functional\",AA302=\"Non-Functional\",\"Non-Functional\",AC302=\"Non-Functional\",\"Non-Functional\",AA302=\"Unknown\",\"Unknown\",AC302=\"Unknown\",\"Unknown\",AA302=\"\",\"None\")","v":"None"},{"$f":"_xlfn.IFS(X302=\"Functionality\",\"Low\",W302=\"No\",\"Low\",Y302>=2015,\"High\",Y302>=1920,\"Low\",W302=\"\",\"None\",W302=\"Unknown\",\"None\")","v":"None"},{"$f":"_xlfn.IFS(H302=\"LOW WATER CROSSING\",\"Unknown\",G302=\"Natural\",\"None\",AM302<AN302,\"High\",AC302=\"Functional\",\"Low\",AC302=\"Non-Functional\",\"Low\",W302=\"No\",\"Low\",W302=\"Unknown\",\"None\",X302=\"Deficiency\",\"None\",W302=\"Yes\",\"High\",W302=\"\",\"None\")","v":"None"},0,0,0,0,{"$f":"_xlfn.CONCAT(LEFT(H302,3),\"-\")&IF(H302=\"-\",0,COUNTIF($H$4:H302,H302))","v":"-0"},{"$f":"_xlfn.IFS($H302<=0,\"-\",AS302=1,_xlfn.CONCAT(\"FUN_NONDEF\",\"-DCON_\",LEFT(AQ302,1),\"-FCON_\",LEFT(AR302,1)),AT302=1,_xlfn.CONCAT(\"FUN_DEF\",\"-DCON_\",LEFT(AQ302,1),\"-FCON_\",LEFT(AR302,1)),AU302=1,_xlfn.CONCAT(\"NONFUN_NONDEF\",\"-DCON_\",LEFT(AQ302,1),\"-FCON_\",LEFT(AR302,1)),AV302=1,_xlfn.CONCAT(\"NONFUN_DEF\",\"-DCON_\",LEFT(AQ302,1),\"-FCON_\",LEFT(AR302,1)),AS302+AT302+AU302+AV302<1,_xlfn.CONCAT(\"-\"))","v":"-"}]
[null,null,null,null,null,null,null,null,null,null,null,null,null,null,null,null,null,null,null,null,null,0,null,null,null,null,null,null,null,null,null,0,0,0,0,"Unknown",{"$f":"_xlfn.IFS(G303=\"Natural\",0,H303=\"\",0,H303=\"COASTAL-CONSTRUCTED\",0,G303=\"Constructed\",_xlfn.XLOOKUP($H303,'Data Categories'!$U$4:$U$25,'Data Categories'!$V$4:V$25))","v":0},{"$f":"_xlfn.IFS(AK303=\"\",0,AJ303=\"Unknown\",0,AK303>1,AK303-AJ303,AK303=0,0)","v":0},{"$f":"_xlfn.IFS(Y303=\"\",0,Y303>1920,_xlfn.XLOOKUP($H303,'Data Categories'!$AE$20:$AE$42,'Data Categories'!$AG$20:$AG$42,0))","v":0},{"$f":"_xlfn.IFS(Y303=\"\",0,Y303>0,(2025-Y303))","v":0},{"$f":"_xlfn.IFS(Z303=\"Non-Deficient\",\"Non-Deficient\",Z303=\"Deficient\",\"Deficient\",AB303=\"Deficient\",\"Deficient\",Z303=\"Non-Deficient\",\"Non-Deficient\",AB303=\"Non-Deficient\",\"Non-Deficient\",P303=\"\",\"None\",AL303<0,\"Deficient\",AL303>10,\"Non-Deficient\")","v":"None"},{"$f":"_xlfn.IFS(H303=\"LOW WATER CROSSING\",\"Non-Functional\",G303=\"Natural\",\"Functional\",AA303=\"Functional\",\"Functional\",AC303=\"Functional\",\"Functional\",AA303=\"Non-Functional\",\"Non-Functional\",AC303=\"Non-Functional\",\"Non-Functional\",AA303=\"Unknown\",\"Unknown\",AC303=\"Unknown\",\"Unknown\",AA303=\"\",\"None\")","v":"None"},{"$f":"_xlfn.IFS(X303=\"Functionality\",\"Low\",W303=\"No\",\"Low\",Y303>=2015,\"High\",Y303>=1920,\"Low\",W303=\"\",\"None\",W303=\"Unknown\",\"None\")","v":"None"},{"$f":"_xlfn.IFS(H303=\"LOW WATER CROSSING\",\"Unknown\",G303=\"Natural\",\"None\",AM303<AN303,\"High\",AC303=\"Functional\",\"Low\",AC303=\"Non-Functional\",\"Low\",W303=\"No\",\"Low\",W303=\"Unknown\",\"None\",X303=\"Deficiency\",\"None\",W303=\"Yes\",\"High\",W303=\"\",\"None\")","v":"None"},0,0,0,0,{"$f":"_xlfn.CONCAT(LEFT(H303,3),\"-\")&IF(H303=\"-\",0,COUNTIF($H$4:H303,H303))","v":"-0"},{"$f":"_xlfn.IFS($H303<=0,\"-\",AS303=1,_xlfn.CONCAT(\"FUN_NONDEF\",\"-DCON_\",LEFT(AQ303,1),\"-FCON_\",LEFT(AR303,1)),AT303=1,_xlfn.CONCAT(\"FUN_DEF\",\"-DCON_\",LEFT(AQ303,1),\"-FCON_\",LEFT(AR303,1)),AU303=1,_xlfn.CONCAT(\"NONFUN_NONDEF\",\"-DCON_\",LEFT(AQ303,1),\"-FCON_\",LEFT(AR303,1)),AV303=1,_xlfn.CONCAT(\"NONFUN_DEF\",\"-DCON_\",LEFT(AQ303,1),\"-FCON_\",LEFT(AR303,1)),AS303+AT303+AU303+AV303<1,_xlfn.CONCAT(\"-\"))","v":"-"}]
[null,null,null,null,null,null,null,null,null,null,null,null,null,null,null,null,null,null,null,null,null,0,null,null,null,null,null,null,null,null,null,0,0,0,0,"Unknown",{"$f":"_xlfn.IFS(G304=\"Natural\",0,H304=\"\",0,H304=\"COASTAL-CONSTRUCTED\",0,G304=\"Constructed\",_xlfn.XLOOKUP($H304,'Data Categories'!$U$4:$U$25,'Data Categories'!$V$4:V$25))","v":0},{"$f":"_xlfn.IFS(AK304=\"\",0,AJ304=\"Unknown\",0,AK304>1,AK304-AJ304,AK304=0,0)","v":0},{"$f":"_xlfn.IFS(Y304=\"\",0,Y304>1920,_xlfn.XLOOKUP($H304,'Data Categories'!$AE$20:$AE$42,'Data Categories'!$AG$20:$AG$42,0))","v":0},{"$f":"_xlfn.IFS(Y304=\"\",0,Y304>0,(2025-Y304))","v":0},{"$f":"_xlfn.IFS(Z304=\"Non-Deficient\",\"Non-Deficient\",Z304=\"Deficient\",\"Deficient\",AB304=\"Deficient\",\"Deficient\",Z304=\"Non-Deficient\",\"Non-Deficient\",AB304=\"Non-Deficient\",\"Non-Deficient\",P304=\"\",\"None\",AL304<0,\"Deficient\",AL304>10,\"Non-Deficient\")","v":"None"},{"$f":"_xlfn.IFS(H304=\"LOW WATER CROSSING\",\"Non-Functional\",G304=\"Natural\",\"Functional\",AA304=\"Functional\",\"Functional\",AC304=\"Functional\",\"Functional\",AA304=\"Non-Functional\",\"Non-Functional\",AC304=\"Non-Functional\",\"Non-Functional\",AA304=\"Unknown\",\"Unknown\",AC304=\"Unknown\",\"Unknown\",AA304=\"\",\"None\")","v":"None"},{"$f":"_xlfn.IFS(X304=\"Functionality\",\"Low\",W304=\"No\",\"Low\",Y304>=2015,\"High\",Y304>=1920,\"Low\",W304=\"\",\"None\",W304=\"Unknown\",\"None\")","v":"None"},{"$f":"_xlfn.IFS(H304=\"LOW WATER CROSSING\",\"Unknown\",G304=\"Natural\",\"None\",AM304<AN304,\"High\",AC304=\"Functional\",\"Low\",AC304=\"Non-Functional\",\"Low\",W304=\"No\",\"Low\",W304=\"Unknown\",\"None\",X304=\"Deficiency\",\"None\",W304=\"Yes\",\"High\",W304=\"\",\"None\")","v":"None"},0,0,0,0,{"$f":"_xlfn.CONCAT(LEFT(H304,3),\"-\")&IF(H304=\"-\",0,COUNTIF($H$4:H304,H304))","v":"-0"},{"$f":"_xlfn.IFS($H304<=0,\"-\",AS304=1,_xlfn.CONCAT(\"FUN_NONDEF\",\"-DCON_\",LEFT(AQ304,1),\"-FCON_\",LEFT(AR304,1)),AT304=1,_xlfn.CONCAT(\"FUN_DEF\",\"-DCON_\",LEFT(AQ304,1),\"-FCON_\",LEFT(AR304,1)),AU304=1,_xlfn.CONCAT(\"NONFUN_NONDEF\",\"-DCON_\",LEFT(AQ304,1),\"-FCON_\",LEFT(AR304,1)),AV304=1,_xlfn.CONCAT(\"NONFUN_DEF\",\"-DCON_\",LEFT(AQ304,1),\"-FCON_\",LEFT(AR304,1)),AS304+AT304+AU304+AV304<1,_xlfn.CONCAT(\"-\"))","v":"-"}]
[null,null,null,null,null,null,null,null,null,null,null,null,null,null,null,null,null,null,null,null,null,0,null,null,null,null,null,null,null,null,null,0,0,0,0,"Unknown",{"$f":"_xlfn.IFS(G305=\"Natural\",0,H305=\"\",0,H305=\"COASTAL-CONSTRUCTED\",0,G305=\"Constructed\",_xlfn.XLOOKUP($H305,'Data Categories'!$U$4:$U$25,'Data Categories'!$V$4:V$25))","v":0},{"$f":"_xlfn.IFS(AK305=\"\",0,AJ305=\"Unknown\",0,AK305>1,AK305-AJ305,AK305=0,0)","v":0},{"$f":"_xlfn.IFS(Y305=\"\",0,Y305>1920,_xlfn.XLOOKUP($H305,'Data Categories'!$AE$20:$AE$42,'Data Categories'!$AG$20:$AG$42,0))","v":0},{"$f":"_xlfn.IFS(Y305=\"\",0,Y305>0,(2025-Y305))","v":0},{"$f":"_xlfn.IFS(Z305=\"Non-Deficient\",\"Non-Deficient\",Z305=\"Deficient\",\"Deficient\",AB305=\"Deficient\",\"Deficient\",Z305=\"Non-Deficient\",\"Non-Deficient\",AB305=\"Non-Deficient\",\"Non-Deficient\",P305=\"\",\"None\",AL305<0,\"Deficient\",AL305>10,\"Non-Deficient\")","v":"None"},{"$f":"_xlfn.IFS(H305=\"LOW WATER CROSSING\",\"Non-Functional\",G305=\"Natural\",\"Functional\",AA305=\"Functional\",\"Functional\",AC305=\"Functional\",\"Functional\",AA305=\"Non-Functional\",\"Non-Functional\",AC305=\"Non-Functional\",\"Non-Functional\",AA305=\"Unknown\",\"Unknown\",AC305=\"Unknown\",\"Unknown\",AA305=\"\",\"None\")","v":"None"},{"$f":"_xlfn.IFS(X305=\"Functionality\",\"Low\",W305=\"No\",\"Low\",Y305>=2015,\"High\",Y305>=1920,\"Low\",W305=\"\",\"None\",W305=\"Unknown\",\"None\")","v":"None"},{"$f":"_xlfn.IFS(H305=\"LOW WATER CROSSING\",\"Unknown\",G305=\"Natural\",\"None\",AM305<AN305,\"High\",AC305=\"Functional\",\"Low\",AC305=\"Non-Functional\",\"Low\",W305=\"No\",\"Low\",W305=\"Unknown\",\"None\",X305=\"Deficiency\",\"None\",W305=\"Yes\",\"High\",W305=\"\",\"None\")","v":"None"},0,0,0,0,{"$f":"_xlfn.CONCAT(LEFT(H305,3),\"-\")&IF(H305=\"-\",0,COUNTIF($H$4:H305,H305))","v":"-0"},{"$f":"_xlfn.IFS($H305<=0,\"-\",AS305=1,_xlfn.CONCAT(\"FUN_NONDEF\",\"-DCON_\",LEFT(AQ305,1),\"-FCON_\",LEFT(AR305,1)),AT305=1,_xlfn.CONCAT(\"FUN_DEF\",\"-DCON_\",LEFT(AQ305,1),\"-FCON_\",LEFT(AR305,1)),AU305=1,_xlfn.CONCAT(\"NONFUN_NONDEF\",\"-DCON_\",LEFT(AQ305,1),\"-FCON_\",LEFT(AR305,1)),AV305=1,_xlfn.CONCAT(\"NONFUN_DEF\",\"-DCON_\",LEFT(AQ305,1),\"-FCON_\",LEFT(AR305,1)),AS305+AT305+AU305+AV305<1,_xlfn.CONCAT(\"-\"))","v":"-"}]
[null,null,null,null,null,null,null,null,null,null,null,null,null,null,null,null,null,null,null,null,null,0,null,null,null,null,null,null,null,null,null,0,0,0,0,"Unknown",{"$f":"_xlfn.IFS(G306=\"Natural\",0,H306=\"\",0,H306=\"COASTAL-CONSTRUCTED\",0,G306=\"Constructed\",_xlfn.XLOOKUP($H306,'Data Categories'!$U$4:$U$25,'Data Categories'!$V$4:V$25))","v":0},{"$f":"_xlfn.IFS(AK306=\"\",0,AJ306=\"Unknown\",0,AK306>1,AK306-AJ306,AK306=0,0)","v":0},{"$f":"_xlfn.IFS(Y306=\"\",0,Y306>1920,_xlfn.XLOOKUP($H306,'Data Categories'!$AE$20:$AE$42,'Data Categories'!$AG$20:$AG$42,0))","v":0},{"$f":"_xlfn.IFS(Y306=\"\",0,Y306>0,(2025-Y306))","v":0},{"$f":"_xlfn.IFS(Z306=\"Non-Deficient\",\"Non-Deficient\",Z306=\"Deficient\",\"Deficient\",AB306=\"Deficient\",\"Deficient\",Z306=\"Non-Deficient\",\"Non-Deficient\",AB306=\"Non-Deficient\",\"Non-Deficient\",P306=\"\",\"None\",AL306<0,\"Deficient\",AL306>10,\"Non-Deficient\")","v":"None"},{"$f":"_xlfn.IFS(H306=\"LOW WATER CROSSING\",\"Non-Functional\",G306=\"Natural\",\"Functional\",AA306=\"Functional\",\"Functional\",AC306=\"Functional\",\"Functional\",AA306=\"Non-Functional\",\"Non-Functional\",AC306=\"Non-Functional\",\"Non-Functional\",AA306=\"Unknown\",\"Unknown\",AC306=\"Unknown\",\"Unknown\",AA306=\"\",\"None\")","v":"None"},{"$f":"_xlfn.IFS(X306=\"Functionality\",\"Low\",W306=\"No\",\"Low\",Y306>=2015,\"High\",Y306>=1920,\"Low\",W306=\"\",\"None\",W306=\"Unknown\",\"None\")","v":"None"},{"$f":"_xlfn.IFS(H306=\"LOW WATER CROSSING\",\"Unknown\",G306=\"Natural\",\"None\",AM306<AN306,\"High\",AC306=\"Functional\",\"Low\",AC306=\"Non-Functional\",\"Low\",W306=\"No\",\"Low\",W306=\"Unknown\",\"None\",X306=\"Deficiency\",\"None\",W306=\"Yes\",\"High\",W306=\"\",\"None\")","v":"None"},0,0,0,0,{"$f":"_xlfn.CONCAT(LEFT(H306,3),\"-\")&IF(H306=\"-\",0,COUNTIF($H$4:H306,H306))","v":"-0"},{"$f":"_xlfn.IFS($H306<=0,\"-\",AS306=1,_xlfn.CONCAT(\"FUN_NONDEF\",\"-DCON_\",LEFT(AQ306,1),\"-FCON_\",LEFT(AR306,1)),AT306=1,_xlfn.CONCAT(\"FUN_DEF\",\"-DCON_\",LEFT(AQ306,1),\"-FCON_\",LEFT(AR306,1)),AU306=1,_xlfn.CONCAT(\"NONFUN_NONDEF\",\"-DCON_\",LEFT(AQ306,1),\"-FCON_\",LEFT(AR306,1)),AV306=1,_xlfn.CONCAT(\"NONFUN_DEF\",\"-DCON_\",LEFT(AQ306,1),\"-FCON_\",LEFT(AR306,1)),AS306+AT306+AU306+AV306<1,_xlfn.CONCAT(\"-\"))","v":"-"}]
[null,null,null,null,null,null,null,null,null,null,null,null,null,null,null,null,null,null,null,null,null,0,null,null,null,null,null,null,null,null,null,0,0,0,0,"Unknown",{"$f":"_xlfn.IFS(G307=\"Natural\",0,H307=\"\",0,H307=\"COASTAL-CONSTRUCTED\",0,G307=\"Constructed\",_xlfn.XLOOKUP($H307,'Data Categories'!$U$4:$U$25,'Data Categories'!$V$4:V$25))","v":0},{"$f":"_xlfn.IFS(AK307=\"\",0,AJ307=\"Unknown\",0,AK307>1,AK307-AJ307,AK307=0,0)","v":0},{"$f":"_xlfn.IFS(Y307=\"\",0,Y307>1920,_xlfn.XLOOKUP($H307,'Data Categories'!$AE$20:$AE$42,'Data Categories'!$AG$20:$AG$42,0))","v":0},{"$f":"_xlfn.IFS(Y307=\"\",0,Y307>0,(2025-Y307))","v":0},{"$f":"_xlfn.IFS(Z307=\"Non-Deficient\",\"Non-Deficient\",Z307=\"Deficient\",\"Deficient\",AB307=\"Deficient\",\"Deficient\",Z307=\"Non-Deficient\",\"Non-Deficient\",AB307=\"Non-Deficient\",\"Non-Deficient\",P307=\"\",\"None\",AL307<0,\"Deficient\",AL307>10,\"Non-Deficient\")","v":"None"},{"$f":"_xlfn.IFS(H307=\"LOW WATER CROSSING\",\"Non-Functional\",G307=\"Natural\",\"Functional\",AA307=\"Functional\",\"Functional\",AC307=\"Functional\",\"Functional\",AA307=\"Non-Functional\",\"Non-Functional\",AC307=\"Non-Functional\",\"Non-Functional\",AA307=\"Unknown\",\"Unknown\",AC307=\"Unknown\",\"Unknown\",AA307=\"\",\"None\")","v":"None"},{"$f":"_xlfn.IFS(X307=\"Functionality\",\"Low\",W307=\"No\",\"Low\",Y307>=2015,\"High\",Y307>=1920,\"Low\",W307=\"\",\"None\",W307=\"Unknown\",\"None\")","v":"None"},{"$f":"_xlfn.IFS(H307=\"LOW WATER CROSSING\",\"Unknown\",G307=\"Natural\",\"None\",AM307<AN307,\"High\",AC307=\"Functional\",\"Low\",AC307=\"Non-Functional\",\"Low\",W307=\"No\",\"Low\",W307=\"Unknown\",\"None\",X307=\"Deficiency\",\"None\",W307=\"Yes\",\"High\",W307=\"\",\"None\")","v":"None"},0,0,0,0,{"$f":"_xlfn.CONCAT(LEFT(H307,3),\"-\")&IF(H307=\"-\",0,COUNTIF($H$4:H307,H307))","v":"-0"},{"$f":"_xlfn.IFS($H307<=0,\"-\",AS307=1,_xlfn.CONCAT(\"FUN_NONDEF\",\"-DCON_\",LEFT(AQ307,1),\"-FCON_\",LEFT(AR307,1)),AT307=1,_xlfn.CONCAT(\"FUN_DEF\",\"-DCON_\",LEFT(AQ307,1),\"-FCON_\",LEFT(AR307,1)),AU307=1,_xlfn.CONCAT(\"NONFUN_NONDEF\",\"-DCON_\",LEFT(AQ307,1),\"-FCON_\",LEFT(AR307,1)),AV307=1,_xlfn.CONCAT(\"NONFUN_DEF\",\"-DCON_\",LEFT(AQ307,1),\"-FCON_\",LEFT(AR307,1)),AS307+AT307+AU307+AV307<1,_xlfn.CONCAT(\"-\"))","v":"-"}]
[null,null,null,null,null,null,null,null,null,null,null,null,null,null,null,null,null,null,null,null,null,0,null,null,null,null,null,null,null,null,null,0,0,0,0,"Unknown",{"$f":"_xlfn.IFS(G308=\"Natural\",0,H308=\"\",0,H308=\"COASTAL-CONSTRUCTED\",0,G308=\"Constructed\",_xlfn.XLOOKUP($H308,'Data Categories'!$U$4:$U$25,'Data Categories'!$V$4:V$25))","v":0},{"$f":"_xlfn.IFS(AK308=\"\",0,AJ308=\"Unknown\",0,AK308>1,AK308-AJ308,AK308=0,0)","v":0},{"$f":"_xlfn.IFS(Y308=\"\",0,Y308>1920,_xlfn.XLOOKUP($H308,'Data Categories'!$AE$20:$AE$42,'Data Categories'!$AG$20:$AG$42,0))","v":0},{"$f":"_xlfn.IFS(Y308=\"\",0,Y308>0,(2025-Y308))","v":0},{"$f":"_xlfn.IFS(Z308=\"Non-Deficient\",\"Non-Deficient\",Z308=\"Deficient\",\"Deficient\",AB308=\"Deficient\",\"Deficient\",Z308=\"Non-Deficient\",\"Non-Deficient\",AB308=\"Non-Deficient\",\"Non-Deficient\",P308=\"\",\"None\",AL308<0,\"Deficient\",AL308>10,\"Non-Deficient\")","v":"None"},{"$f":"_xlfn.IFS(H308=\"LOW WATER CROSSING\",\"Non-Functional\",G308=\"Natural\",\"Functional\",AA308=\"Functional\",\"Functional\",AC308=\"Functional\",\"Functional\",AA308=\"Non-Functional\",\"Non-Functional\",AC308=\"Non-Functional\",\"Non-Functional\",AA308=\"Unknown\",\"Unknown\",AC308=\"Unknown\",\"Unknown\",AA308=\"\",\"None\")","v":"None"},{"$f":"_xlfn.IFS(X308=\"Functionality\",\"Low\",W308=\"No\",\"Low\",Y308>=2015,\"High\",Y308>=1920,\"Low\",W308=\"\",\"None\",W308=\"Unknown\",\"None\")","v":"None"},{"$f":"_xlfn.IFS(H308=\"LOW WATER CROSSING\",\"Unknown\",G308=\"Natural\",\"None\",AM308<AN308,\"High\",AC308=\"Functional\",\"Low\",AC308=\"Non-Functional\",\"Low\",W308=\"No\",\"Low\",W308=\"Unknown\",\"None\",X308=\"Deficiency\",\"None\",W308=\"Yes\",\"High\",W308=\"\",\"None\")","v":"None"},0,0,0,0,{"$f":"_xlfn.CONCAT(LEFT(H308,3),\"-\")&IF(H308=\"-\",0,COUNTIF($H$4:H308,H308))","v":"-0"},{"$f":"_xlfn.IFS($H308<=0,\"-\",AS308=1,_xlfn.CONCAT(\"FUN_NONDEF\",\"-DCON_\",LEFT(AQ308,1),\"-FCON_\",LEFT(AR308,1)),AT308=1,_xlfn.CONCAT(\"FUN_DEF\",\"-DCON_\",LEFT(AQ308,1),\"-FCON_\",LEFT(AR308,1)),AU308=1,_xlfn.CONCAT(\"NONFUN_NONDEF\",\"-DCON_\",LEFT(AQ308,1),\"-FCON_\",LEFT(AR308,1)),AV308=1,_xlfn.CONCAT(\"NONFUN_DEF\",\"-DCON_\",LEFT(AQ308,1),\"-FCON_\",LEFT(AR308,1)),AS308+AT308+AU308+AV308<1,_xlfn.CONCAT(\"-\"))","v":"-"}]
[null,null,null,null,null,null,null,null,null,null,null,null,null,null,null,null,null,null,null,null,null,0,null,null,null,null,null,null,null,null,null,0,0,0,0,"Unknown",{"$f":"_xlfn.IFS(G309=\"Natural\",0,H309=\"\",0,H309=\"COASTAL-CONSTRUCTED\",0,G309=\"Constructed\",_xlfn.XLOOKUP($H309,'Data Categories'!$U$4:$U$25,'Data Categories'!$V$4:V$25))","v":0},{"$f":"_xlfn.IFS(AK309=\"\",0,AJ309=\"Unknown\",0,AK309>1,AK309-AJ309,AK309=0,0)","v":0},{"$f":"_xlfn.IFS(Y309=\"\",0,Y309>1920,_xlfn.XLOOKUP($H309,'Data Categories'!$AE$20:$AE$42,'Data Categories'!$AG$20:$AG$42,0))","v":0},{"$f":"_xlfn.IFS(Y309=\"\",0,Y309>0,(2025-Y309))","v":0},{"$f":"_xlfn.IFS(Z309=\"Non-Deficient\",\"Non-Deficient\",Z309=\"Deficient\",\"Deficient\",AB309=\"Deficient\",\"Deficient\",Z309=\"Non-Deficient\",\"Non-Deficient\",AB309=\"Non-Deficient\",\"Non-Deficient\",P309=\"\",\"None\",AL309<0,\"Deficient\",AL309>10,\"Non-Deficient\")","v":"None"},{"$f":"_xlfn.IFS(H309=\"LOW WATER CROSSING\",\"Non-Functional\",G309=\"Natural\",\"Functional\",AA309=\"Functional\",\"Functional\",AC309=\"Functional\",\"Functional\",AA309=\"Non-Functional\",\"Non-Functional\",AC309=\"Non-Functional\",\"Non-Functional\",AA309=\"Unknown\",\"Unknown\",AC309=\"Unknown\",\"Unknown\",AA309=\"\",\"None\")","v":"None"},{"$f":"_xlfn.IFS(X309=\"Functionality\",\"Low\",W309=\"No\",\"Low\",Y309>=2015,\"High\",Y309>=1920,\"Low\",W309=\"\",\"None\",W309=\"Unknown\",\"None\")","v":"None"},{"$f":"_xlfn.IFS(H309=\"LOW WATER CROSSING\",\"Unknown\",G309=\"Natural\",\"None\",AM309<AN309,\"High\",AC309=\"Functional\",\"Low\",AC309=\"Non-Functional\",\"Low\",W309=\"No\",\"Low\",W309=\"Unknown\",\"None\",X309=\"Deficiency\",\"None\",W309=\"Yes\",\"High\",W309=\"\",\"None\")","v":"None"},0,0,0,0,{"$f":"_xlfn.CONCAT(LEFT(H309,3),\"-\")&IF(H309=\"-\",0,COUNTIF($H$4:H309,H309))","v":"-0"},{"$f":"_xlfn.IFS($H309<=0,\"-\",AS309=1,_xlfn.CONCAT(\"FUN_NONDEF\",\"-DCON_\",LEFT(AQ309,1),\"-FCON_\",LEFT(AR309,1)),AT309=1,_xlfn.CONCAT(\"FUN_DEF\",\"-DCON_\",LEFT(AQ309,1),\"-FCON_\",LEFT(AR309,1)),AU309=1,_xlfn.CONCAT(\"NONFUN_NONDEF\",\"-DCON_\",LEFT(AQ309,1),\"-FCON_\",LEFT(AR309,1)),AV309=1,_xlfn.CONCAT(\"NONFUN_DEF\",\"-DCON_\",LEFT(AQ309,1),\"-FCON_\",LEFT(AR309,1)),AS309+AT309+AU309+AV309<1,_xlfn.CONCAT(\"-\"))","v":"-"}]
[null,null,null,null,null,null,null,null,null,null,null,null,null,null,null,null,null,null,null,null,null,0,null,null,null,null,null,null,null,null,null,0,0,0,0,"Unknown",{"$f":"_xlfn.IFS(G310=\"Natural\",0,H310=\"\",0,H310=\"COASTAL-CONSTRUCTED\",0,G310=\"Constructed\",_xlfn.XLOOKUP($H310,'Data Categories'!$U$4:$U$25,'Data Categories'!$V$4:V$25))","v":0},{"$f":"_xlfn.IFS(AK310=\"\",0,AJ310=\"Unknown\",0,AK310>1,AK310-AJ310,AK310=0,0)","v":0},{"$f":"_xlfn.IFS(Y310=\"\",0,Y310>1920,_xlfn.XLOOKUP($H310,'Data Categories'!$AE$20:$AE$42,'Data Categories'!$AG$20:$AG$42,0))","v":0},{"$f":"_xlfn.IFS(Y310=\"\",0,Y310>0,(2025-Y310))","v":0},{"$f":"_xlfn.IFS(Z310=\"Non-Deficient\",\"Non-Deficient\",Z310=\"Deficient\",\"Deficient\",AB310=\"Deficient\",\"Deficient\",Z310=\"Non-Deficient\",\"Non-Deficient\",AB310=\"Non-Deficient\",\"Non-Deficient\",P310=\"\",\"None\",AL310<0,\"Deficient\",AL310>10,\"Non-Deficient\")","v":"None"},{"$f":"_xlfn.IFS(H310=\"LOW WATER CROSSING\",\"Non-Functional\",G310=\"Natural\",\"Functional\",AA310=\"Functional\",\"Functional\",AC310=\"Functional\",\"Functional\",AA310=\"Non-Functional\",\"Non-Functional\",AC310=\"Non-Functional\",\"Non-Functional\",AA310=\"Unknown\",\"Unknown\",AC310=\"Unknown\",\"Unknown\",AA310=\"\",\"None\")","v":"None"},{"$f":"_xlfn.IFS(X310=\"Functionality\",\"Low\",W310=\"No\",\"Low\",Y310>=2015,\"High\",Y310>=1920,\"Low\",W310=\"\",\"None\",W310=\"Unknown\",\"None\")","v":"None"},{"$f":"_xlfn.IFS(H310=\"LOW WATER CROSSING\",\"Unknown\",G310=\"Natural\",\"None\",AM310<AN310,\"High\",AC310=\"Functional\",\"Low\",AC310=\"Non-Functional\",\"Low\",W310=\"No\",\"Low\",W310=\"Unknown\",\"None\",X310=\"Deficiency\",\"None\",W310=\"Yes\",\"High\",W310=\"\",\"None\")","v":"None"},0,0,0,0,{"$f":"_xlfn.CONCAT(LEFT(H310,3),\"-\")&IF(H310=\"-\",0,COUNTIF($H$4:H310,H310))","v":"-0"},{"$f":"_xlfn.IFS($H310<=0,\"-\",AS310=1,_xlfn.CONCAT(\"FUN_NONDEF\",\"-DCON_\",LEFT(AQ310,1),\"-FCON_\",LEFT(AR310,1)),AT310=1,_xlfn.CONCAT(\"FUN_DEF\",\"-DCON_\",LEFT(AQ310,1),\"-FCON_\",LEFT(AR310,1)),AU310=1,_xlfn.CONCAT(\"NONFUN_NONDEF\",\"-DCON_\",LEFT(AQ310,1),\"-FCON_\",LEFT(AR310,1)),AV310=1,_xlfn.CONCAT(\"NONFUN_DEF\",\"-DCON_\",LEFT(AQ310,1),\"-FCON_\",LEFT(AR310,1)),AS310+AT310+AU310+AV310<1,_xlfn.CONCAT(\"-\"))","v":"-"}]
[null,null,null,null,null,null,null,null,null,null,null,null,null,null,null,null,null,null,null,null,null,0,null,null,null,null,null,null,null,null,null,0,0,0,0,"Unknown",{"$f":"_xlfn.IFS(G311=\"Natural\",0,H311=\"\",0,H311=\"COASTAL-CONSTRUCTED\",0,G311=\"Constructed\",_xlfn.XLOOKUP($H311,'Data Categories'!$U$4:$U$25,'Data Categories'!$V$4:V$25))","v":0},{"$f":"_xlfn.IFS(AK311=\"\",0,AJ311=\"Unknown\",0,AK311>1,AK311-AJ311,AK311=0,0)","v":0},{"$f":"_xlfn.IFS(Y311=\"\",0,Y311>1920,_xlfn.XLOOKUP($H311,'Data Categories'!$AE$20:$AE$42,'Data Categories'!$AG$20:$AG$42,0))","v":0},{"$f":"_xlfn.IFS(Y311=\"\",0,Y311>0,(2025-Y311))","v":0},{"$f":"_xlfn.IFS(Z311=\"Non-Deficient\",\"Non-Deficient\",Z311=\"Deficient\",\"Deficient\",AB311=\"Deficient\",\"Deficient\",Z311=\"Non-Deficient\",\"Non-Deficient\",AB311=\"Non-Deficient\",\"Non-Deficient\",P311=\"\",\"None\",AL311<0,\"Deficient\",AL311>10,\"Non-Deficient\")","v":"None"},{"$f":"_xlfn.IFS(H311=\"LOW WATER CROSSING\",\"Non-Functional\",G311=\"Natural\",\"Functional\",AA311=\"Functional\",\"Functional\",AC311=\"Functional\",\"Functional\",AA311=\"Non-Functional\",\"Non-Functional\",AC311=\"Non-Functional\",\"Non-Functional\",AA311=\"Unknown\",\"Unknown\",AC311=\"Unknown\",\"Unknown\",AA311=\"\",\"None\")","v":"None"},{"$f":"_xlfn.IFS(X311=\"Functionality\",\"Low\",W311=\"No\",\"Low\",Y311>=2015,\"High\",Y311>=1920,\"Low\",W311=\"\",\"None\",W311=\"Unknown\",\"None\")","v":"None"},{"$f":"_xlfn.IFS(H311=\"LOW WATER CROSSING\",\"Unknown\",G311=\"Natural\",\"None\",AM311<AN311,\"High\",AC311=\"Functional\",\"Low\",AC311=\"Non-Functional\",\"Low\",W311=\"No\",\"Low\",W311=\"Unknown\",\"None\",X311=\"Deficiency\",\"None\",W311=\"Yes\",\"High\",W311=\"\",\"None\")","v":"None"},0,0,0,0,{"$f":"_xlfn.CONCAT(LEFT(H311,3),\"-\")&IF(H311=\"-\",0,COUNTIF($H$4:H311,H311))","v":"-0"},{"$f":"_xlfn.IFS($H311<=0,\"-\",AS311=1,_xlfn.CONCAT(\"FUN_NONDEF\",\"-DCON_\",LEFT(AQ311,1),\"-FCON_\",LEFT(AR311,1)),AT311=1,_xlfn.CONCAT(\"FUN_DEF\",\"-DCON_\",LEFT(AQ311,1),\"-FCON_\",LEFT(AR311,1)),AU311=1,_xlfn.CONCAT(\"NONFUN_NONDEF\",\"-DCON_\",LEFT(AQ311,1),\"-FCON_\",LEFT(AR311,1)),AV311=1,_xlfn.CONCAT(\"NONFUN_DEF\",\"-DCON_\",LEFT(AQ311,1),\"-FCON_\",LEFT(AR311,1)),AS311+AT311+AU311+AV311<1,_xlfn.CONCAT(\"-\"))","v":"-"}]
[null,null,null,null,null,null,null,null,null,null,null,null,null,null,null,null,null,null,null,null,null,0,null,null,null,null,null,null,null,null,null,0,0,0,0,"Unknown",{"$f":"_xlfn.IFS(G312=\"Natural\",0,H312=\"\",0,H312=\"COASTAL-CONSTRUCTED\",0,G312=\"Constructed\",_xlfn.XLOOKUP($H312,'Data Categories'!$U$4:$U$25,'Data Categories'!$V$4:V$25))","v":0},{"$f":"_xlfn.IFS(AK312=\"\",0,AJ312=\"Unknown\",0,AK312>1,AK312-AJ312,AK312=0,0)","v":0},{"$f":"_xlfn.IFS(Y312=\"\",0,Y312>1920,_xlfn.XLOOKUP($H312,'Data Categories'!$AE$20:$AE$42,'Data Categories'!$AG$20:$AG$42,0))","v":0},{"$f":"_xlfn.IFS(Y312=\"\",0,Y312>0,(2025-Y312))","v":0},{"$f":"_xlfn.IFS(Z312=\"Non-Deficient\",\"Non-Deficient\",Z312=\"Deficient\",\"Deficient\",AB312=\"Deficient\",\"Deficient\",Z312=\"Non-Deficient\",\"Non-Deficient\",AB312=\"Non-Deficient\",\"Non-Deficient\",P312=\"\",\"None\",AL312<0,\"Deficient\",AL312>10,\"Non-Deficient\")","v":"None"},{"$f":"_xlfn.IFS(H312=\"LOW WATER CROSSING\",\"Non-Functional\",G312=\"Natural\",\"Functional\",AA312=\"Functional\",\"Functional\",AC312=\"Functional\",\"Functional\",AA312=\"Non-Functional\",\"Non-Functional\",AC312=\"Non-Functional\",\"Non-Functional\",AA312=\"Unknown\",\"Unknown\",AC312=\"Unknown\",\"Unknown\",AA312=\"\",\"None\")","v":"None"},{"$f":"_xlfn.IFS(X312=\"Functionality\",\"Low\",W312=\"No\",\"Low\",Y312>=2015,\"High\",Y312>=1920,\"Low\",W312=\"\",\"None\",W312=\"Unknown\",\"None\")","v":"None"},{"$f":"_xlfn.IFS(H312=\"LOW WATER CROSSING\",\"Unknown\",G312=\"Natural\",\"None\",AM312<AN312,\"High\",AC312=\"Functional\",\"Low\",AC312=\"Non-Functional\",\"Low\",W312=\"No\",\"Low\",W312=\"Unknown\",\"None\",X312=\"Deficiency\",\"None\",W312=\"Yes\",\"High\",W312=\"\",\"None\")","v":"None"},0,0,0,0,{"$f":"_xlfn.CONCAT(LEFT(H312,3),\"-\")&IF(H312=\"-\",0,COUNTIF($H$4:H312,H312))","v":"-0"},{"$f":"_xlfn.IFS($H312<=0,\"-\",AS312=1,_xlfn.CONCAT(\"FUN_NONDEF\",\"-DCON_\",LEFT(AQ312,1),\"-FCON_\",LEFT(AR312,1)),AT312=1,_xlfn.CONCAT(\"FUN_DEF\",\"-DCON_\",LEFT(AQ312,1),\"-FCON_\",LEFT(AR312,1)),AU312=1,_xlfn.CONCAT(\"NONFUN_NONDEF\",\"-DCON_\",LEFT(AQ312,1),\"-FCON_\",LEFT(AR312,1)),AV312=1,_xlfn.CONCAT(\"NONFUN_DEF\",\"-DCON_\",LEFT(AQ312,1),\"-FCON_\",LEFT(AR312,1)),AS312+AT312+AU312+AV312<1,_xlfn.CONCAT(\"-\"))","v":"-"}]
[null,null,null,null,null,null,null,null,null,null,null,null,null,null,null,null,null,null,null,null,null,0,null,null,null,null,null,null,null,null,null,0,0,0,0,"Unknown",{"$f":"_xlfn.IFS(G313=\"Natural\",0,H313=\"\",0,H313=\"COASTAL-CONSTRUCTED\",0,G313=\"Constructed\",_xlfn.XLOOKUP($H313,'Data Categories'!$U$4:$U$25,'Data Categories'!$V$4:V$25))","v":0},{"$f":"_xlfn.IFS(AK313=\"\",0,AJ313=\"Unknown\",0,AK313>1,AK313-AJ313,AK313=0,0)","v":0},{"$f":"_xlfn.IFS(Y313=\"\",0,Y313>1920,_xlfn.XLOOKUP($H313,'Data Categories'!$AE$20:$AE$42,'Data Categories'!$AG$20:$AG$42,0))","v":0},{"$f":"_xlfn.IFS(Y313=\"\",0,Y313>0,(2025-Y313))","v":0},{"$f":"_xlfn.IFS(Z313=\"Non-Deficient\",\"Non-Deficient\",Z313=\"Deficient\",\"Deficient\",AB313=\"Deficient\",\"Deficient\",Z313=\"Non-Deficient\",\"Non-Deficient\",AB313=\"Non-Deficient\",\"Non-Deficient\",P313=\"\",\"None\",AL313<0,\"Deficient\",AL313>10,\"Non-Deficient\")","v":"None"},{"$f":"_xlfn.IFS(H313=\"LOW WATER CROSSING\",\"Non-Functional\",G313=\"Natural\",\"Functional\",AA313=\"Functional\",\"Functional\",AC313=\"Functional\",\"Functional\",AA313=\"Non-Functional\",\"Non-Functional\",AC313=\"Non-Functional\",\"Non-Functional\",AA313=\"Unknown\",\"Unknown\",AC313=\"Unknown\",\"Unknown\",AA313=\"\",\"None\")","v":"None"},{"$f":"_xlfn.IFS(X313=\"Functionality\",\"Low\",W313=\"No\",\"Low\",Y313>=2015,\"High\",Y313>=1920,\"Low\",W313=\"\",\"None\",W313=\"Unknown\",\"None\")","v":"None"},{"$f":"_xlfn.IFS(H313=\"LOW WATER CROSSING\",\"Unknown\",G313=\"Natural\",\"None\",AM313<AN313,\"High\",AC313=\"Functional\",\"Low\",AC313=\"Non-Functional\",\"Low\",W313=\"No\",\"Low\",W313=\"Unknown\",\"None\",X313=\"Deficiency\",\"None\",W313=\"Yes\",\"High\",W313=\"\",\"None\")","v":"None"},0,0,0,0,{"$f":"_xlfn.CONCAT(LEFT(H313,3),\"-\")&IF(H313=\"-\",0,COUNTIF($H$4:H313,H313))","v":"-0"},{"$f":"_xlfn.IFS($H313<=0,\"-\",AS313=1,_xlfn.CONCAT(\"FUN_NONDEF\",\"-DCON_\",LEFT(AQ313,1),\"-FCON_\",LEFT(AR313,1)),AT313=1,_xlfn.CONCAT(\"FUN_DEF\",\"-DCON_\",LEFT(AQ313,1),\"-FCON_\",LEFT(AR313,1)),AU313=1,_xlfn.CONCAT(\"NONFUN_NONDEF\",\"-DCON_\",LEFT(AQ313,1),\"-FCON_\",LEFT(AR313,1)),AV313=1,_xlfn.CONCAT(\"NONFUN_DEF\",\"-DCON_\",LEFT(AQ313,1),\"-FCON_\",LEFT(AR313,1)),AS313+AT313+AU313+AV313<1,_xlfn.CONCAT(\"-\"))","v":"-"}]
[null,null,null,null,null,null,null,null,null,null,null,null,null,null,null,null,null,null,null,null,null,0,null,null,null,null,null,null,null,null,null,0,0,0,0,"Unknown",{"$f":"_xlfn.IFS(G314=\"Natural\",0,H314=\"\",0,H314=\"COASTAL-CONSTRUCTED\",0,G314=\"Constructed\",_xlfn.XLOOKUP($H314,'Data Categories'!$U$4:$U$25,'Data Categories'!$V$4:V$25))","v":0},{"$f":"_xlfn.IFS(AK314=\"\",0,AJ314=\"Unknown\",0,AK314>1,AK314-AJ314,AK314=0,0)","v":0},{"$f":"_xlfn.IFS(Y314=\"\",0,Y314>1920,_xlfn.XLOOKUP($H314,'Data Categories'!$AE$20:$AE$42,'Data Categories'!$AG$20:$AG$42,0))","v":0},{"$f":"_xlfn.IFS(Y314=\"\",0,Y314>0,(2025-Y314))","v":0},{"$f":"_xlfn.IFS(Z314=\"Non-Deficient\",\"Non-Deficient\",Z314=\"Deficient\",\"Deficient\",AB314=\"Deficient\",\"Deficient\",Z314=\"Non-Deficient\",\"Non-Deficient\",AB314=\"Non-Deficient\",\"Non-Deficient\",P314=\"\",\"None\",AL314<0,\"Deficient\",AL314>10,\"Non-Deficient\")","v":"None"},{"$f":"_xlfn.IFS(H314=\"LOW WATER CROSSING\",\"Non-Functional\",G314=\"Natural\",\"Functional\",AA314=\"Functional\",\"Functional\",AC314=\"Functional\",\"Functional\",AA314=\"Non-Functional\",\"Non-Functional\",AC314=\"Non-Functional\",\"Non-Functional\",AA314=\"Unknown\",\"Unknown\",AC314=\"Unknown\",\"Unknown\",AA314=\"\",\"None\")","v":"None"},{"$f":"_xlfn.IFS(X314=\"Functionality\",\"Low\",W314=\"No\",\"Low\",Y314>=2015,\"High\",Y314>=1920,\"Low\",W314=\"\",\"None\",W314=\"Unknown\",\"None\")","v":"None"},{"$f":"_xlfn.IFS(H314=\"LOW WATER CROSSING\",\"Unknown\",G314=\"Natural\",\"None\",AM314<AN314,\"High\",AC314=\"Functional\",\"Low\",AC314=\"Non-Functional\",\"Low\",W314=\"No\",\"Low\",W314=\"Unknown\",\"None\",X314=\"Deficiency\",\"None\",W314=\"Yes\",\"High\",W314=\"\",\"None\")","v":"None"},0,0,0,0,{"$f":"_xlfn.CONCAT(LEFT(H314,3),\"-\")&IF(H314=\"-\",0,COUNTIF($H$4:H314,H314))","v":"-0"},{"$f":"_xlfn.IFS($H314<=0,\"-\",AS314=1,_xlfn.CONCAT(\"FUN_NONDEF\",\"-DCON_\",LEFT(AQ314,1),\"-FCON_\",LEFT(AR314,1)),AT314=1,_xlfn.CONCAT(\"FUN_DEF\",\"-DCON_\",LEFT(AQ314,1),\"-FCON_\",LEFT(AR314,1)),AU314=1,_xlfn.CONCAT(\"NONFUN_NONDEF\",\"-DCON_\",LEFT(AQ314,1),\"-FCON_\",LEFT(AR314,1)),AV314=1,_xlfn.CONCAT(\"NONFUN_DEF\",\"-DCON_\",LEFT(AQ314,1),\"-FCON_\",LEFT(AR314,1)),AS314+AT314+AU314+AV314<1,_xlfn.CONCAT(\"-\"))","v":"-"}]
[null,null,null,null,null,null,null,null,null,null,null,null,null,null,null,null,null,null,null,null,null,0,null,null,null,null,null,null,null,null,null,0,0,0,0,"Unknown",{"$f":"_xlfn.IFS(G315=\"Natural\",0,H315=\"\",0,H315=\"COASTAL-CONSTRUCTED\",0,G315=\"Constructed\",_xlfn.XLOOKUP($H315,'Data Categories'!$U$4:$U$25,'Data Categories'!$V$4:V$25))","v":0},{"$f":"_xlfn.IFS(AK315=\"\",0,AJ315=\"Unknown\",0,AK315>1,AK315-AJ315,AK315=0,0)","v":0},{"$f":"_xlfn.IFS(Y315=\"\",0,Y315>1920,_xlfn.XLOOKUP($H315,'Data Categories'!$AE$20:$AE$42,'Data Categories'!$AG$20:$AG$42,0))","v":0},{"$f":"_xlfn.IFS(Y315=\"\",0,Y315>0,(2025-Y315))","v":0},{"$f":"_xlfn.IFS(Z315=\"Non-Deficient\",\"Non-Deficient\",Z315=\"Deficient\",\"Deficient\",AB315=\"Deficient\",\"Deficient\",Z315=\"Non-Deficient\",\"Non-Deficient\",AB315=\"Non-Deficient\",\"Non-Deficient\",P315=\"\",\"None\",AL315<0,\"Deficient\",AL315>10,\"Non-Deficient\")","v":"None"},{"$f":"_xlfn.IFS(H315=\"LOW WATER CROSSING\",\"Non-Functional\",G315=\"Natural\",\"Functional\",AA315=\"Functional\",\"Functional\",AC315=\"Functional\",\"Functional\",AA315=\"Non-Functional\",\"Non-Functional\",AC315=\"Non-Functional\",\"Non-Functional\",AA315=\"Unknown\",\"Unknown\",AC315=\"Unknown\",\"Unknown\",AA315=\"\",\"None\")","v":"None"},{"$f":"_xlfn.IFS(X315=\"Functionality\",\"Low\",W315=\"No\",\"Low\",Y315>=2015,\"High\",Y315>=1920,\"Low\",W315=\"\",\"None\",W315=\"Unknown\",\"None\")","v":"None"},{"$f":"_xlfn.IFS(H315=\"LOW WATER CROSSING\",\"Unknown\",G315=\"Natural\",\"None\",AM315<AN315,\"High\",AC315=\"Functional\",\"Low\",AC315=\"Non-Functional\",\"Low\",W315=\"No\",\"Low\",W315=\"Unknown\",\"None\",X315=\"Deficiency\",\"None\",W315=\"Yes\",\"High\",W315=\"\",\"None\")","v":"None"},0,0,0,0,{"$f":"_xlfn.CONCAT(LEFT(H315,3),\"-\")&IF(H315=\"-\",0,COUNTIF($H$4:H315,H315))","v":"-0"},{"$f":"_xlfn.IFS($H315<=0,\"-\",AS315=1,_xlfn.CONCAT(\"FUN_NONDEF\",\"-DCON_\",LEFT(AQ315,1),\"-FCON_\",LEFT(AR315,1)),AT315=1,_xlfn.CONCAT(\"FUN_DEF\",\"-DCON_\",LEFT(AQ315,1),\"-FCON_\",LEFT(AR315,1)),AU315=1,_xlfn.CONCAT(\"NONFUN_NONDEF\",\"-DCON_\",LEFT(AQ315,1),\"-FCON_\",LEFT(AR315,1)),AV315=1,_xlfn.CONCAT(\"NONFUN_DEF\",\"-DCON_\",LEFT(AQ315,1),\"-FCON_\",LEFT(AR315,1)),AS315+AT315+AU315+AV315<1,_xlfn.CONCAT(\"-\"))","v":"-"}]
[null,null,null,null,null,null,null,null,null,null,null,null,null,null,null,null,null,null,null,null,null,0,null,null,null,null,null,null,null,null,null,0,0,0,0,"Unknown",{"$f":"_xlfn.IFS(G316=\"Natural\",0,H316=\"\",0,H316=\"COASTAL-CONSTRUCTED\",0,G316=\"Constructed\",_xlfn.XLOOKUP($H316,'Data Categories'!$U$4:$U$25,'Data Categories'!$V$4:V$25))","v":0},{"$f":"_xlfn.IFS(AK316=\"\",0,AJ316=\"Unknown\",0,AK316>1,AK316-AJ316,AK316=0,0)","v":0},{"$f":"_xlfn.IFS(Y316=\"\",0,Y316>1920,_xlfn.XLOOKUP($H316,'Data Categories'!$AE$20:$AE$42,'Data Categories'!$AG$20:$AG$42,0))","v":0},{"$f":"_xlfn.IFS(Y316=\"\",0,Y316>0,(2025-Y316))","v":0},{"$f":"_xlfn.IFS(Z316=\"Non-Deficient\",\"Non-Deficient\",Z316=\"Deficient\",\"Deficient\",AB316=\"Deficient\",\"Deficient\",Z316=\"Non-Deficient\",\"Non-Deficient\",AB316=\"Non-Deficient\",\"Non-Deficient\",P316=\"\",\"None\",AL316<0,\"Deficient\",AL316>10,\"Non-Deficient\")","v":"None"},{"$f":"_xlfn.IFS(H316=\"LOW WATER CROSSING\",\"Non-Functional\",G316=\"Natural\",\"Functional\",AA316=\"Functional\",\"Functional\",AC316=\"Functional\",\"Functional\",AA316=\"Non-Functional\",\"Non-Functional\",AC316=\"Non-Functional\",\"Non-Functional\",AA316=\"Unknown\",\"Unknown\",AC316=\"Unknown\",\"Unknown\",AA316=\"\",\"None\")","v":"None"},{"$f":"_xlfn.IFS(X316=\"Functionality\",\"Low\",W316=\"No\",\"Low\",Y316>=2015,\"High\",Y316>=1920,\"Low\",W316=\"\",\"None\",W316=\"Unknown\",\"None\")","v":"None"},{"$f":"_xlfn.IFS(H316=\"LOW WATER CROSSING\",\"Unknown\",G316=\"Natural\",\"None\",AM316<AN316,\"High\",AC316=\"Functional\",\"Low\",AC316=\"Non-Functional\",\"Low\",W316=\"No\",\"Low\",W316=\"Unknown\",\"None\",X316=\"Deficiency\",\"None\",W316=\"Yes\",\"High\",W316=\"\",\"None\")","v":"None"},0,0,0,0,{"$f":"_xlfn.CONCAT(LEFT(H316,3),\"-\")&IF(H316=\"-\",0,COUNTIF($H$4:H316,H316))","v":"-0"},{"$f":"_xlfn.IFS($H316<=0,\"-\",AS316=1,_xlfn.CONCAT(\"FUN_NONDEF\",\"-DCON_\",LEFT(AQ316,1),\"-FCON_\",LEFT(AR316,1)),AT316=1,_xlfn.CONCAT(\"FUN_DEF\",\"-DCON_\",LEFT(AQ316,1),\"-FCON_\",LEFT(AR316,1)),AU316=1,_xlfn.CONCAT(\"NONFUN_NONDEF\",\"-DCON_\",LEFT(AQ316,1),\"-FCON_\",LEFT(AR316,1)),AV316=1,_xlfn.CONCAT(\"NONFUN_DEF\",\"-DCON_\",LEFT(AQ316,1),\"-FCON_\",LEFT(AR316,1)),AS316+AT316+AU316+AV316<1,_xlfn.CONCAT(\"-\"))","v":"-"}]
[null,null,null,null,null,null,null,null,null,null,null,null,null,null,null,null,null,null,null,null,null,0,null,null,null,null,null,null,null,null,null,0,0,0,0,"Unknown",{"$f":"_xlfn.IFS(G317=\"Natural\",0,H317=\"\",0,H317=\"COASTAL-CONSTRUCTED\",0,G317=\"Constructed\",_xlfn.XLOOKUP($H317,'Data Categories'!$U$4:$U$25,'Data Categories'!$V$4:V$25))","v":0},{"$f":"_xlfn.IFS(AK317=\"\",0,AJ317=\"Unknown\",0,AK317>1,AK317-AJ317,AK317=0,0)","v":0},{"$f":"_xlfn.IFS(Y317=\"\",0,Y317>1920,_xlfn.XLOOKUP($H317,'Data Categories'!$AE$20:$AE$42,'Data Categories'!$AG$20:$AG$42,0))","v":0},{"$f":"_xlfn.IFS(Y317=\"\",0,Y317>0,(2025-Y317))","v":0},{"$f":"_xlfn.IFS(Z317=\"Non-Deficient\",\"Non-Deficient\",Z317=\"Deficient\",\"Deficient\",AB317=\"Deficient\",\"Deficient\",Z317=\"Non-Deficient\",\"Non-Deficient\",AB317=\"Non-Deficient\",\"Non-Deficient\",P317=\"\",\"None\",AL317<0,\"Deficient\",AL317>10,\"Non-Deficient\")","v":"None"},{"$f":"_xlfn.IFS(H317=\"LOW WATER CROSSING\",\"Non-Functional\",G317=\"Natural\",\"Functional\",AA317=\"Functional\",\"Functional\",AC317=\"Functional\",\"Functional\",AA317=\"Non-Functional\",\"Non-Functional\",AC317=\"Non-Functional\",\"Non-Functional\",AA317=\"Unknown\",\"Unknown\",AC317=\"Unknown\",\"Unknown\",AA317=\"\",\"None\")","v":"None"},{"$f":"_xlfn.IFS(X317=\"Functionality\",\"Low\",W317=\"No\",\"Low\",Y317>=2015,\"High\",Y317>=1920,\"Low\",W317=\"\",\"None\",W317=\"Unknown\",\"None\")","v":"None"},{"$f":"_xlfn.IFS(H317=\"LOW WATER CROSSING\",\"Unknown\",G317=\"Natural\",\"None\",AM317<AN317,\"High\",AC317=\"Functional\",\"Low\",AC317=\"Non-Functional\",\"Low\",W317=\"No\",\"Low\",W317=\"Unknown\",\"None\",X317=\"Deficiency\",\"None\",W317=\"Yes\",\"High\",W317=\"\",\"None\")","v":"None"},0,0,0,0,{"$f":"_xlfn.CONCAT(LEFT(H317,3),\"-\")&IF(H317=\"-\",0,COUNTIF($H$4:H317,H317))","v":"-0"},{"$f":"_xlfn.IFS($H317<=0,\"-\",AS317=1,_xlfn.CONCAT(\"FUN_NONDEF\",\"-DCON_\",LEFT(AQ317,1),\"-FCON_\",LEFT(AR317,1)),AT317=1,_xlfn.CONCAT(\"FUN_DEF\",\"-DCON_\",LEFT(AQ317,1),\"-FCON_\",LEFT(AR317,1)),AU317=1,_xlfn.CONCAT(\"NONFUN_NONDEF\",\"-DCON_\",LEFT(AQ317,1),\"-FCON_\",LEFT(AR317,1)),AV317=1,_xlfn.CONCAT(\"NONFUN_DEF\",\"-DCON_\",LEFT(AQ317,1),\"-FCON_\",LEFT(AR317,1)),AS317+AT317+AU317+AV317<1,_xlfn.CONCAT(\"-\"))","v":"-"}]
[null,null,null,null,null,null,null,null,null,null,null,null,null,null,null,null,null,null,null,null,null,0,null,null,null,null,null,null,null,null,null,0,0,0,0,"Unknown",{"$f":"_xlfn.IFS(G318=\"Natural\",0,H318=\"\",0,H318=\"COASTAL-CONSTRUCTED\",0,G318=\"Constructed\",_xlfn.XLOOKUP($H318,'Data Categories'!$U$4:$U$25,'Data Categories'!$V$4:V$25))","v":0},{"$f":"_xlfn.IFS(AK318=\"\",0,AJ318=\"Unknown\",0,AK318>1,AK318-AJ318,AK318=0,0)","v":0},{"$f":"_xlfn.IFS(Y318=\"\",0,Y318>1920,_xlfn.XLOOKUP($H318,'Data Categories'!$AE$20:$AE$42,'Data Categories'!$AG$20:$AG$42,0))","v":0},{"$f":"_xlfn.IFS(Y318=\"\",0,Y318>0,(2025-Y318))","v":0},{"$f":"_xlfn.IFS(Z318=\"Non-Deficient\",\"Non-Deficient\",Z318=\"Deficient\",\"Deficient\",AB318=\"Deficient\",\"Deficient\",Z318=\"Non-Deficient\",\"Non-Deficient\",AB318=\"Non-Deficient\",\"Non-Deficient\",P318=\"\",\"None\",AL318<0,\"Deficient\",AL318>10,\"Non-Deficient\")","v":"None"},{"$f":"_xlfn.IFS(H318=\"LOW WATER CROSSING\",\"Non-Functional\",G318=\"Natural\",\"Functional\",AA318=\"Functional\",\"Functional\",AC318=\"Functional\",\"Functional\",AA318=\"Non-Functional\",\"Non-Functional\",AC318=\"Non-Functional\",\"Non-Functional\",AA318=\"Unknown\",\"Unknown\",AC318=\"Unknown\",\"Unknown\",AA318=\"\",\"None\")","v":"None"},{"$f":"_xlfn.IFS(X318=\"Functionality\",\"Low\",W318=\"No\",\"Low\",Y318>=2015,\"High\",Y318>=1920,\"Low\",W318=\"\",\"None\",W318=\"Unknown\",\"None\")","v":"None"},{"$f":"_xlfn.IFS(H318=\"LOW WATER CROSSING\",\"Unknown\",G318=\"Natural\",\"None\",AM318<AN318,\"High\",AC318=\"Functional\",\"Low\",AC318=\"Non-Functional\",\"Low\",W318=\"No\",\"Low\",W318=\"Unknown\",\"None\",X318=\"Deficiency\",\"None\",W318=\"Yes\",\"High\",W318=\"\",\"None\")","v":"None"},0,0,0,0,{"$f":"_xlfn.CONCAT(LEFT(H318,3),\"-\")&IF(H318=\"-\",0,COUNTIF($H$4:H318,H318))","v":"-0"},{"$f":"_xlfn.IFS($H318<=0,\"-\",AS318=1,_xlfn.CONCAT(\"FUN_NONDEF\",\"-DCON_\",LEFT(AQ318,1),\"-FCON_\",LEFT(AR318,1)),AT318=1,_xlfn.CONCAT(\"FUN_DEF\",\"-DCON_\",LEFT(AQ318,1),\"-FCON_\",LEFT(AR318,1)),AU318=1,_xlfn.CONCAT(\"NONFUN_NONDEF\",\"-DCON_\",LEFT(AQ318,1),\"-FCON_\",LEFT(AR318,1)),AV318=1,_xlfn.CONCAT(\"NONFUN_DEF\",\"-DCON_\",LEFT(AQ318,1),\"-FCON_\",LEFT(AR318,1)),AS318+AT318+AU318+AV318<1,_xlfn.CONCAT(\"-\"))","v":"-"}]
[null,null,null,null,null,null,null,null,null,null,null,null,null,null,null,null,null,null,null,null,null,0,null,null,null,null,null,null,null,null,null,0,0,0,0,"Unknown",{"$f":"_xlfn.IFS(G319=\"Natural\",0,H319=\"\",0,H319=\"COASTAL-CONSTRUCTED\",0,G319=\"Constructed\",_xlfn.XLOOKUP($H319,'Data Categories'!$U$4:$U$25,'Data Categories'!$V$4:V$25))","v":0},{"$f":"_xlfn.IFS(AK319=\"\",0,AJ319=\"Unknown\",0,AK319>1,AK319-AJ319,AK319=0,0)","v":0},{"$f":"_xlfn.IFS(Y319=\"\",0,Y319>1920,_xlfn.XLOOKUP($H319,'Data Categories'!$AE$20:$AE$42,'Data Categories'!$AG$20:$AG$42,0))","v":0},{"$f":"_xlfn.IFS(Y319=\"\",0,Y319>0,(2025-Y319))","v":0},{"$f":"_xlfn.IFS(Z319=\"Non-Deficient\",\"Non-Deficient\",Z319=\"Deficient\",\"Deficient\",AB319=\"Deficient\",\"Deficient\",Z319=\"Non-Deficient\",\"Non-Deficient\",AB319=\"Non-Deficient\",\"Non-Deficient\",P319=\"\",\"None\",AL319<0,\"Deficient\",AL319>10,\"Non-Deficient\")","v":"None"},{"$f":"_xlfn.IFS(H319=\"LOW WATER CROSSING\",\"Non-Functional\",G319=\"Natural\",\"Functional\",AA319=\"Functional\",\"Functional\",AC319=\"Functional\",\"Functional\",AA319=\"Non-Functional\",\"Non-Functional\",AC319=\"Non-Functional\",\"Non-Functional\",AA319=\"Unknown\",\"Unknown\",AC319=\"Unknown\",\"Unknown\",AA319=\"\",\"None\")","v":"None"},{"$f":"_xlfn.IFS(X319=\"Functionality\",\"Low\",W319=\"No\",\"Low\",Y319>=2015,\"High\",Y319>=1920,\"Low\",W319=\"\",\"None\",W319=\"Unknown\",\"None\")","v":"None"},{"$f":"_xlfn.IFS(H319=\"LOW WATER CROSSING\",\"Unknown\",G319=\"Natural\",\"None\",AM319<AN319,\"High\",AC319=\"Functional\",\"Low\",AC319=\"Non-Functional\",\"Low\",W319=\"No\",\"Low\",W319=\"Unknown\",\"None\",X319=\"Deficiency\",\"None\",W319=\"Yes\",\"High\",W319=\"\",\"None\")","v":"None"},0,0,0,0,{"$f":"_xlfn.CONCAT(LEFT(H319,3),\"-\")&IF(H319=\"-\",0,COUNTIF($H$4:H319,H319))","v":"-0"},{"$f":"_xlfn.IFS($H319<=0,\"-\",AS319=1,_xlfn.CONCAT(\"FUN_NONDEF\",\"-DCON_\",LEFT(AQ319,1),\"-FCON_\",LEFT(AR319,1)),AT319=1,_xlfn.CONCAT(\"FUN_DEF\",\"-DCON_\",LEFT(AQ319,1),\"-FCON_\",LEFT(AR319,1)),AU319=1,_xlfn.CONCAT(\"NONFUN_NONDEF\",\"-DCON_\",LEFT(AQ319,1),\"-FCON_\",LEFT(AR319,1)),AV319=1,_xlfn.CONCAT(\"NONFUN_DEF\",\"-DCON_\",LEFT(AQ319,1),\"-FCON_\",LEFT(AR319,1)),AS319+AT319+AU319+AV319<1,_xlfn.CONCAT(\"-\"))","v":"-"}]
[null,null,null,null,null,null,null,null,null,null,null,null,null,null,null,null,null,null,null,null,null,0,null,null,null,null,null,null,null,null,null,0,0,0,0,"Unknown",{"$f":"_xlfn.IFS(G320=\"Natural\",0,H320=\"\",0,H320=\"COASTAL-CONSTRUCTED\",0,G320=\"Constructed\",_xlfn.XLOOKUP($H320,'Data Categories'!$U$4:$U$25,'Data Categories'!$V$4:V$25))","v":0},{"$f":"_xlfn.IFS(AK320=\"\",0,AJ320=\"Unknown\",0,AK320>1,AK320-AJ320,AK320=0,0)","v":0},{"$f":"_xlfn.IFS(Y320=\"\",0,Y320>1920,_xlfn.XLOOKUP($H320,'Data Categories'!$AE$20:$AE$42,'Data Categories'!$AG$20:$AG$42,0))","v":0},{"$f":"_xlfn.IFS(Y320=\"\",0,Y320>0,(2025-Y320))","v":0},{"$f":"_xlfn.IFS(Z320=\"Non-Deficient\",\"Non-Deficient\",Z320=\"Deficient\",\"Deficient\",AB320=\"Deficient\",\"Deficient\",Z320=\"Non-Deficient\",\"Non-Deficient\",AB320=\"Non-Deficient\",\"Non-Deficient\",P320=\"\",\"None\",AL320<0,\"Deficient\",AL320>10,\"Non-Deficient\")","v":"None"},{"$f":"_xlfn.IFS(H320=\"LOW WATER CROSSING\",\"Non-Functional\",G320=\"Natural\",\"Functional\",AA320=\"Functional\",\"Functional\",AC320=\"Functional\",\"Functional\",AA320=\"Non-Functional\",\"Non-Functional\",AC320=\"Non-Functional\",\"Non-Functional\",AA320=\"Unknown\",\"Unknown\",AC320=\"Unknown\",\"Unknown\",AA320=\"\",\"None\")","v":"None"},{"$f":"_xlfn.IFS(X320=\"Functionality\",\"Low\",W320=\"No\",\"Low\",Y320>=2015,\"High\",Y320>=1920,\"Low\",W320=\"\",\"None\",W320=\"Unknown\",\"None\")","v":"None"},{"$f":"_xlfn.IFS(H320=\"LOW WATER CROSSING\",\"Unknown\",G320=\"Natural\",\"None\",AM320<AN320,\"High\",AC320=\"Functional\",\"Low\",AC320=\"Non-Functional\",\"Low\",W320=\"No\",\"Low\",W320=\"Unknown\",\"None\",X320=\"Deficiency\",\"None\",W320=\"Yes\",\"High\",W320=\"\",\"None\")","v":"None"},0,0,0,0,{"$f":"_xlfn.CONCAT(LEFT(H320,3),\"-\")&IF(H320=\"-\",0,COUNTIF($H$4:H320,H320))","v":"-0"},{"$f":"_xlfn.IFS($H320<=0,\"-\",AS320=1,_xlfn.CONCAT(\"FUN_NONDEF\",\"-DCON_\",LEFT(AQ320,1),\"-FCON_\",LEFT(AR320,1)),AT320=1,_xlfn.CONCAT(\"FUN_DEF\",\"-DCON_\",LEFT(AQ320,1),\"-FCON_\",LEFT(AR320,1)),AU320=1,_xlfn.CONCAT(\"NONFUN_NONDEF\",\"-DCON_\",LEFT(AQ320,1),\"-FCON_\",LEFT(AR320,1)),AV320=1,_xlfn.CONCAT(\"NONFUN_DEF\",\"-DCON_\",LEFT(AQ320,1),\"-FCON_\",LEFT(AR320,1)),AS320+AT320+AU320+AV320<1,_xlfn.CONCAT(\"-\"))","v":"-"}]
[null,null,null,null,null,null,null,null,null,null,null,null,null,null,null,null,null,null,null,null,null,0,null,null,null,null,null,null,null,null,null,0,0,0,0,"Unknown",{"$f":"_xlfn.IFS(G321=\"Natural\",0,H321=\"\",0,H321=\"COASTAL-CONSTRUCTED\",0,G321=\"Constructed\",_xlfn.XLOOKUP($H321,'Data Categories'!$U$4:$U$25,'Data Categories'!$V$4:V$25))","v":0},{"$f":"_xlfn.IFS(AK321=\"\",0,AJ321=\"Unknown\",0,AK321>1,AK321-AJ321,AK321=0,0)","v":0},{"$f":"_xlfn.IFS(Y321=\"\",0,Y321>1920,_xlfn.XLOOKUP($H321,'Data Categories'!$AE$20:$AE$42,'Data Categories'!$AG$20:$AG$42,0))","v":0},{"$f":"_xlfn.IFS(Y321=\"\",0,Y321>0,(2025-Y321))","v":0},{"$f":"_xlfn.IFS(Z321=\"Non-Deficient\",\"Non-Deficient\",Z321=\"Deficient\",\"Deficient\",AB321=\"Deficient\",\"Deficient\",Z321=\"Non-Deficient\",\"Non-Deficient\",AB321=\"Non-Deficient\",\"Non-Deficient\",P321=\"\",\"None\",AL321<0,\"Deficient\",AL321>10,\"Non-Deficient\")","v":"None"},{"$f":"_xlfn.IFS(H321=\"LOW WATER CROSSING\",\"Non-Functional\",G321=\"Natural\",\"Functional\",AA321=\"Functional\",\"Functional\",AC321=\"Functional\",\"Functional\",AA321=\"Non-Functional\",\"Non-Functional\",AC321=\"Non-Functional\",\"Non-Functional\",AA321=\"Unknown\",\"Unknown\",AC321=\"Unknown\",\"Unknown\",AA321=\"\",\"None\")","v":"None"},{"$f":"_xlfn.IFS(X321=\"Functionality\",\"Low\",W321=\"No\",\"Low\",Y321>=2015,\"High\",Y321>=1920,\"Low\",W321=\"\",\"None\",W321=\"Unknown\",\"None\")","v":"None"},{"$f":"_xlfn.IFS(H321=\"LOW WATER CROSSING\",\"Unknown\",G321=\"Natural\",\"None\",AM321<AN321,\"High\",AC321=\"Functional\",\"Low\",AC321=\"Non-Functional\",\"Low\",W321=\"No\",\"Low\",W321=\"Unknown\",\"None\",X321=\"Deficiency\",\"None\",W321=\"Yes\",\"High\",W321=\"\",\"None\")","v":"None"},0,0,0,0,{"$f":"_xlfn.CONCAT(LEFT(H321,3),\"-\")&IF(H321=\"-\",0,COUNTIF($H$4:H321,H321))","v":"-0"},{"$f":"_xlfn.IFS($H321<=0,\"-\",AS321=1,_xlfn.CONCAT(\"FUN_NONDEF\",\"-DCON_\",LEFT(AQ321,1),\"-FCON_\",LEFT(AR321,1)),AT321=1,_xlfn.CONCAT(\"FUN_DEF\",\"-DCON_\",LEFT(AQ321,1),\"-FCON_\",LEFT(AR321,1)),AU321=1,_xlfn.CONCAT(\"NONFUN_NONDEF\",\"-DCON_\",LEFT(AQ321,1),\"-FCON_\",LEFT(AR321,1)),AV321=1,_xlfn.CONCAT(\"NONFUN_DEF\",\"-DCON_\",LEFT(AQ321,1),\"-FCON_\",LEFT(AR321,1)),AS321+AT321+AU321+AV321<1,_xlfn.CONCAT(\"-\"))","v":"-"}]
[null,null,null,null,null,null,null,null,null,null,null,null,null,null,null,null,null,null,null,null,null,0,null,null,null,null,null,null,null,null,null,0,0,0,0,"Unknown",{"$f":"_xlfn.IFS(G322=\"Natural\",0,H322=\"\",0,H322=\"COASTAL-CONSTRUCTED\",0,G322=\"Constructed\",_xlfn.XLOOKUP($H322,'Data Categories'!$U$4:$U$25,'Data Categories'!$V$4:V$25))","v":0},{"$f":"_xlfn.IFS(AK322=\"\",0,AJ322=\"Unknown\",0,AK322>1,AK322-AJ322,AK322=0,0)","v":0},{"$f":"_xlfn.IFS(Y322=\"\",0,Y322>1920,_xlfn.XLOOKUP($H322,'Data Categories'!$AE$20:$AE$42,'Data Categories'!$AG$20:$AG$42,0))","v":0},{"$f":"_xlfn.IFS(Y322=\"\",0,Y322>0,(2025-Y322))","v":0},{"$f":"_xlfn.IFS(Z322=\"Non-Deficient\",\"Non-Deficient\",Z322=\"Deficient\",\"Deficient\",AB322=\"Deficient\",\"Deficient\",Z322=\"Non-Deficient\",\"Non-Deficient\",AB322=\"Non-Deficient\",\"Non-Deficient\",P322=\"\",\"None\",AL322<0,\"Deficient\",AL322>10,\"Non-Deficient\")","v":"None"},{"$f":"_xlfn.IFS(H322=\"LOW WATER CROSSING\",\"Non-Functional\",G322=\"Natural\",\"Functional\",AA322=\"Functional\",\"Functional\",AC322=\"Functional\",\"Functional\",AA322=\"Non-Functional\",\"Non-Functional\",AC322=\"Non-Functional\",\"Non-Functional\",AA322=\"Unknown\",\"Unknown\",AC322=\"Unknown\",\"Unknown\",AA322=\"\",\"None\")","v":"None"},{"$f":"_xlfn.IFS(X322=\"Functionality\",\"Low\",W322=\"No\",\"Low\",Y322>=2015,\"High\",Y322>=1920,\"Low\",W322=\"\",\"None\",W322=\"Unknown\",\"None\")","v":"None"},{"$f":"_xlfn.IFS(H322=\"LOW WATER CROSSING\",\"Unknown\",G322=\"Natural\",\"None\",AM322<AN322,\"High\",AC322=\"Functional\",\"Low\",AC322=\"Non-Functional\",\"Low\",W322=\"No\",\"Low\",W322=\"Unknown\",\"None\",X322=\"Deficiency\",\"None\",W322=\"Yes\",\"High\",W322=\"\",\"None\")","v":"None"},0,0,0,0,{"$f":"_xlfn.CONCAT(LEFT(H322,3),\"-\")&IF(H322=\"-\",0,COUNTIF($H$4:H322,H322))","v":"-0"},{"$f":"_xlfn.IFS($H322<=0,\"-\",AS322=1,_xlfn.CONCAT(\"FUN_NONDEF\",\"-DCON_\",LEFT(AQ322,1),\"-FCON_\",LEFT(AR322,1)),AT322=1,_xlfn.CONCAT(\"FUN_DEF\",\"-DCON_\",LEFT(AQ322,1),\"-FCON_\",LEFT(AR322,1)),AU322=1,_xlfn.CONCAT(\"NONFUN_NONDEF\",\"-DCON_\",LEFT(AQ322,1),\"-FCON_\",LEFT(AR322,1)),AV322=1,_xlfn.CONCAT(\"NONFUN_DEF\",\"-DCON_\",LEFT(AQ322,1),\"-FCON_\",LEFT(AR322,1)),AS322+AT322+AU322+AV322<1,_xlfn.CONCAT(\"-\"))","v":"-"}]
[null,null,null,null,null,null,null,null,null,null,null,null,null,null,null,null,null,null,null,null,null,0,null,null,null,null,null,null,null,null,null,0,0,0,0,"Unknown",{"$f":"_xlfn.IFS(G323=\"Natural\",0,H323=\"\",0,H323=\"COASTAL-CONSTRUCTED\",0,G323=\"Constructed\",_xlfn.XLOOKUP($H323,'Data Categories'!$U$4:$U$25,'Data Categories'!$V$4:V$25))","v":0},{"$f":"_xlfn.IFS(AK323=\"\",0,AJ323=\"Unknown\",0,AK323>1,AK323-AJ323,AK323=0,0)","v":0},{"$f":"_xlfn.IFS(Y323=\"\",0,Y323>1920,_xlfn.XLOOKUP($H323,'Data Categories'!$AE$20:$AE$42,'Data Categories'!$AG$20:$AG$42,0))","v":0},{"$f":"_xlfn.IFS(Y323=\"\",0,Y323>0,(2025-Y323))","v":0},{"$f":"_xlfn.IFS(Z323=\"Non-Deficient\",\"Non-Deficient\",Z323=\"Deficient\",\"Deficient\",AB323=\"Deficient\",\"Deficient\",Z323=\"Non-Deficient\",\"Non-Deficient\",AB323=\"Non-Deficient\",\"Non-Deficient\",P323=\"\",\"None\",AL323<0,\"Deficient\",AL323>10,\"Non-Deficient\")","v":"None"},{"$f":"_xlfn.IFS(H323=\"LOW WATER CROSSING\",\"Non-Functional\",G323=\"Natural\",\"Functional\",AA323=\"Functional\",\"Functional\",AC323=\"Functional\",\"Functional\",AA323=\"Non-Functional\",\"Non-Functional\",AC323=\"Non-Functional\",\"Non-Functional\",AA323=\"Unknown\",\"Unknown\",AC323=\"Unknown\",\"Unknown\",AA323=\"\",\"None\")","v":"None"},{"$f":"_xlfn.IFS(X323=\"Functionality\",\"Low\",W323=\"No\",\"Low\",Y323>=2015,\"High\",Y323>=1920,\"Low\",W323=\"\",\"None\",W323=\"Unknown\",\"None\")","v":"None"},{"$f":"_xlfn.IFS(H323=\"LOW WATER CROSSING\",\"Unknown\",G323=\"Natural\",\"None\",AM323<AN323,\"High\",AC323=\"Functional\",\"Low\",AC323=\"Non-Functional\",\"Low\",W323=\"No\",\"Low\",W323=\"Unknown\",\"None\",X323=\"Deficiency\",\"None\",W323=\"Yes\",\"High\",W323=\"\",\"None\")","v":"None"},0,0,0,0,{"$f":"_xlfn.CONCAT(LEFT(H323,3),\"-\")&IF(H323=\"-\",0,COUNTIF($H$4:H323,H323))","v":"-0"},{"$f":"_xlfn.IFS($H323<=0,\"-\",AS323=1,_xlfn.CONCAT(\"FUN_NONDEF\",\"-DCON_\",LEFT(AQ323,1),\"-FCON_\",LEFT(AR323,1)),AT323=1,_xlfn.CONCAT(\"FUN_DEF\",\"-DCON_\",LEFT(AQ323,1),\"-FCON_\",LEFT(AR323,1)),AU323=1,_xlfn.CONCAT(\"NONFUN_NONDEF\",\"-DCON_\",LEFT(AQ323,1),\"-FCON_\",LEFT(AR323,1)),AV323=1,_xlfn.CONCAT(\"NONFUN_DEF\",\"-DCON_\",LEFT(AQ323,1),\"-FCON_\",LEFT(AR323,1)),AS323+AT323+AU323+AV323<1,_xlfn.CONCAT(\"-\"))","v":"-"}]
[null,null,null,null,null,null,null,null,null,null,null,null,null,null,null,null,null,null,null,null,null,0,null,null,null,null,null,null,null,null,null,0,{"$f":"IF(S324+T324+U324>0,(S324*T324*U324/43560),0)","v":0},0,0,"Unknown",{"$f":"_xlfn.IFS(G324=\"Natural\",0,H324=\"\",0,H324=\"COASTAL-CONSTRUCTED\",0,G324=\"Constructed\",_xlfn.XLOOKUP($H324,'Data Categories'!$U$4:$U$25,'Data Categories'!$V$4:V$25))","v":0},{"$f":"_xlfn.IFS(AK324=\"\",0,AJ324=\"Unknown\",0,AK324>1,AK324-AJ324,AK324=0,0)","v":0},{"$f":"_xlfn.IFS(Y324=\"\",0,Y324>1920,_xlfn.XLOOKUP($H324,'Data Categories'!$AE$20:$AE$42,'Data Categories'!$AG$20:$AG$42,0))","v":0},{"$f":"_xlfn.IFS(Y324=\"\",0,Y324>0,(2025-Y324))","v":0},{"$f":"_xlfn.IFS(Z324=\"Non-Deficient\",\"Non-Deficient\",Z324=\"Deficient\",\"Deficient\",AB324=\"Deficient\",\"Deficient\",Z324=\"Non-Deficient\",\"Non-Deficient\",AB324=\"Non-Deficient\",\"Non-Deficient\",P324=\"\",\"None\",AL324<0,\"Deficient\",AL324>10,\"Non-Deficient\")","v":"None"},{"$f":"_xlfn.IFS(H324=\"LOW WATER CROSSING\",\"Non-Functional\",G324=\"Natural\",\"Functional\",AA324=\"Functional\",\"Functional\",AC324=\"Functional\",\"Functional\",AA324=\"Non-Functional\",\"Non-Functional\",AC324=\"Non-Functional\",\"Non-Functional\",AA324=\"Unknown\",\"Unknown\",AC324=\"Unknown\",\"Unknown\",AA324=\"\",\"None\")","v":"None"},{"$f":"_xlfn.IFS(X324=\"Functionality\",\"Low\",W324=\"No\",\"Low\",Y324>=2015,\"High\",Y324>=1920,\"Low\",W324=\"\",\"None\",W324=\"Unknown\",\"None\")","v":"None"},{"$f":"_xlfn.IFS(H324=\"LOW WATER CROSSING\",\"Unknown\",G324=\"Natural\",\"None\",AM324<AN324,\"High\",AC324=\"Functional\",\"Low\",AC324=\"Non-Functional\",\"Low\",W324=\"No\",\"Low\",W324=\"Unknown\",\"None\",X324=\"Deficiency\",\"None\",W324=\"Yes\",\"High\",W324=\"\",\"None\")","v":"None"},{"$f":"IF(AND(AO324=\"Non-Deficient\",AP324=\"Functional\"),1,0)","v":0},{"$f":"IF(AND(AO324=\"Deficient\",AP324=\"Functional\"),1,0)","v":0},{"$f":"IF(AND(AO324=\"Non-Deficient\",AP324=\"Non-Functional\"),1,0)","v":0},{"$f":"IF(AND(AO324=\"Deficient\",AP324=\"Non-Functional\"),1,0)","v":0},{"$f":"_xlfn.CONCAT(LEFT(H324,3),\"-\")&IF(H324=\"-\",0,COUNTIF($H$4:H324,H324))","v":"-0"},{"$f":"_xlfn.IFS($H324<=0,\"-\",AS324=1,_xlfn.CONCAT(\"FUN_NONDEF\",\"-DCON_\",LEFT(AQ324,1),\"-FCON_\",LEFT(AR324,1)),AT324=1,_xlfn.CONCAT(\"FUN_DEF\",\"-DCON_\",LEFT(AQ324,1),\"-FCON_\",LEFT(AR324,1)),AU324=1,_xlfn.CONCAT(\"NONFUN_NONDEF\",\"-DCON_\",LEFT(AQ324,1),\"-FCON_\",LEFT(AR324,1)),AV324=1,_xlfn.CONCAT(\"NONFUN_DEF\",\"-DCON_\",LEFT(AQ324,1),\"-FCON_\",LEFT(AR324,1)),AS324+AT324+AU324+AV324<1,_xlfn.CONCAT(\"-\"))","v":"-"}]
[null,null,null,null,null,null,null,null,null,null,null,null,null,null,null,null,null,null,null,null,null,0,null,null,null,null,null,null,null,null,null,0,0,{"$f":"S325","v":0},{"$f":"H325","v":0},"Unknown",{"$f":"_xlfn.IFS(G325=\"Natural\",0,H325=\"\",0,H325=\"COASTAL-CONSTRUCTED\",0,G325=\"Constructed\",_xlfn.XLOOKUP($H325,'Data Categories'!$U$4:$U$25,'Data Categories'!$V$4:V$25))","v":0},{"$f":"_xlfn.IFS(AK325=\"\",0,AJ325=\"Unknown\",0,AK325>1,AK325-AJ325,AK325=0,0)","v":0},{"$f":"_xlfn.IFS(Y325=\"\",0,Y325>1920,_xlfn.XLOOKUP($H325,'Data Categories'!$AE$20:$AE$42,'Data Categories'!$AG$20:$AG$42,0))","v":0},{"$f":"_xlfn.IFS(Y325=\"\",0,Y325>0,(2025-Y325))","v":0},{"$f":"_xlfn.IFS(Z325=\"Non-Deficient\",\"Non-Deficient\",Z325=\"Deficient\",\"Deficient\",AB325=\"Deficient\",\"Deficient\",Z325=\"Non-Deficient\",\"Non-Deficient\",AB325=\"Non-Deficient\",\"Non-Deficient\",P325=\"\",\"None\",AL325<0,\"Deficient\",AL325>10,\"Non-Deficient\")","v":"None"},{"$f":"_xlfn.IFS(H325=\"LOW WATER CROSSING\",\"Non-Functional\",G325=\"Natural\",\"Functional\",AA325=\"Functional\",\"Functional\",AC325=\"Functional\",\"Functional\",AA325=\"Non-Functional\",\"Non-Functional\",AC325=\"Non-Functional\",\"Non-Functional\",AA325=\"Unknown\",\"Unknown\",AC325=\"Unknown\",\"Unknown\",AA325=\"\",\"None\")","v":"None"},{"$f":"_xlfn.IFS(X325=\"Functionality\",\"Low\",W325=\"No\",\"Low\",Y325>=2015,\"High\",Y325>=1920,\"Low\",W325=\"\",\"None\",W325=\"Unknown\",\"None\")","v":"None"},{"$f":"_xlfn.IFS(H325=\"LOW WATER CROSSING\",\"Unknown\",G325=\"Natural\",\"None\",AM325<AN325,\"High\",AC325=\"Functional\",\"Low\",AC325=\"Non-Functional\",\"Low\",W325=\"No\",\"Low\",W325=\"Unknown\",\"None\",X325=\"Deficiency\",\"None\",W325=\"Yes\",\"High\",W325=\"\",\"None\")","v":"None"},0,0,0,0,{"$f":"_xlfn.CONCAT(LEFT(H325,3),\"-\")&IF(H325=\"-\",0,COUNTIF($H$4:H325,H325))","v":"-0"},{"$f":"_xlfn.IFS($H325<=0,\"-\",AS325=1,_xlfn.CONCAT(\"FUN_NONDEF\",\"-DCON_\",LEFT(AQ325,1),\"-FCON_\",LEFT(AR325,1)),AT325=1,_xlfn.CONCAT(\"FUN_DEF\",\"-DCON_\",LEFT(AQ325,1),\"-FCON_\",LEFT(AR325,1)),AU325=1,_xlfn.CONCAT(\"NONFUN_NONDEF\",\"-DCON_\",LEFT(AQ325,1),\"-FCON_\",LEFT(AR325,1)),AV325=1,_xlfn.CONCAT(\"NONFUN_DEF\",\"-DCON_\",LEFT(AQ325,1),\"-FCON_\",LEFT(AR325,1)),AS325+AT325+AU325+AV325<1,_xlfn.CONCAT(\"-\"))","v":"-"}]
[null,null,null,null,null,null,null,null,null,null,null,null,null,null,null,null,null,null,null,null,null,0,null,null,null,null,null,null,null,null,null,0,0,0,0,{"$f":"IF(P326>=1900,2025-P326,\"Unknown\")","v":"Unknown"},{"$f":"_xlfn.IFS(G326=\"Natural\",0,H326=\"\",0,H326=\"COASTAL-CONSTRUCTED\",0,G326=\"Constructed\",_xlfn.XLOOKUP($H326,'Data Categories'!$U$4:$U$25,'Data Categories'!$V$4:V$25))","v":0},{"$f":"_xlfn.IFS(AK326=\"\",0,AJ326=\"Unknown\",0,AK326>1,AK326-AJ326,AK326=0,0)","v":0},{"$f":"_xlfn.IFS(Y326=\"\",0,Y326>1920,_xlfn.XLOOKUP($H326,'Data Categories'!$AE$20:$AE$42,'Data Categories'!$AG$20:$AG$42,0))","v":0},{"$f":"_xlfn.IFS(Y326=\"\",0,Y326>0,(2025-Y326))","v":0},{"$f":"_xlfn.IFS(Z326=\"Non-Deficient\",\"Non-Deficient\",Z326=\"Deficient\",\"Deficient\",AB326=\"Deficient\",\"Deficient\",Z326=\"Non-Deficient\",\"Non-Deficient\",AB326=\"Non-Deficient\",\"Non-Deficient\",P326=\"\",\"None\",AL326<0,\"Deficient\",AL326>10,\"Non-Deficient\")","v":"None"},{"$f":"_xlfn.IFS(H326=\"LOW WATER CROSSING\",\"Non-Functional\",G326=\"Natural\",\"Functional\",AA326=\"Functional\",\"Functional\",AC326=\"Functional\",\"Functional\",AA326=\"Non-Functional\",\"Non-Functional\",AC326=\"Non-Functional\",\"Non-Functional\",AA326=\"Unknown\",\"Unknown\",AC326=\"Unknown\",\"Unknown\",AA326=\"\",\"None\")","v":"None"},{"$f":"_xlfn.IFS(X326=\"Functionality\",\"Low\",W326=\"No\",\"Low\",Y326>=2015,\"High\",Y326>=1920,\"Low\",W326=\"\",\"None\",W326=\"Unknown\",\"None\")","v":"None"},{"$f":"_xlfn.IFS(H326=\"LOW WATER CROSSING\",\"Unknown\",G326=\"Natural\",\"None\",AM326<AN326,\"High\",AC326=\"Functional\",\"Low\",AC326=\"Non-Functional\",\"Low\",W326=\"No\",\"Low\",W326=\"Unknown\",\"None\",X326=\"Deficiency\",\"None\",W326=\"Yes\",\"High\",W326=\"\",\"None\")","v":"None"},0,0,0,0,{"$f":"_xlfn.CONCAT(LEFT(H326,3),\"-\")&IF(H326=\"-\",0,COUNTIF($H$4:H326,H326))","v":"-0"},{"$f":"_xlfn.IFS($H326<=0,\"-\",AS326=1,_xlfn.CONCAT(\"FUN_NONDEF\",\"-DCON_\",LEFT(AQ326,1),\"-FCON_\",LEFT(AR326,1)),AT326=1,_xlfn.CONCAT(\"FUN_DEF\",\"-DCON_\",LEFT(AQ326,1),\"-FCON_\",LEFT(AR326,1)),AU326=1,_xlfn.CONCAT(\"NONFUN_NONDEF\",\"-DCON_\",LEFT(AQ326,1),\"-FCON_\",LEFT(AR326,1)),AV326=1,_xlfn.CONCAT(\"NONFUN_DEF\",\"-DCON_\",LEFT(AQ326,1),\"-FCON_\",LEFT(AR326,1)),AS326+AT326+AU326+AV326<1,_xlfn.CONCAT(\"-\"))","v":"-"}]
[null,null,null,null,null,null,null,null,null,null,null,null,null,null,null,null,null,null,null,null,null,0,null,null,null,null,null,null,null,null,null,0,0,0,0,"Unknown",{"$f":"_xlfn.IFS(G327=\"Natural\",0,H327=\"\",0,H327=\"COASTAL-CONSTRUCTED\",0,G327=\"Constructed\",_xlfn.XLOOKUP($H327,'Data Categories'!$U$4:$U$25,'Data Categories'!$V$4:V$25))","v":0},{"$f":"_xlfn.IFS(AK327=\"\",0,AJ327=\"Unknown\",0,AK327>1,AK327-AJ327,AK327=0,0)","v":0},{"$f":"_xlfn.IFS(Y327=\"\",0,Y327>1920,_xlfn.XLOOKUP($H327,'Data Categories'!$AE$20:$AE$42,'Data Categories'!$AG$20:$AG$42,0))","v":0},{"$f":"_xlfn.IFS(Y327=\"\",0,Y327>0,(2025-Y327))","v":0},{"$f":"_xlfn.IFS(Z327=\"Non-Deficient\",\"Non-Deficient\",Z327=\"Deficient\",\"Deficient\",AB327=\"Deficient\",\"Deficient\",Z327=\"Non-Deficient\",\"Non-Deficient\",AB327=\"Non-Deficient\",\"Non-Deficient\",P327=\"\",\"None\",AL327<0,\"Deficient\",AL327>10,\"Non-Deficient\")","v":"None"},{"$f":"_xlfn.IFS(H327=\"LOW WATER CROSSING\",\"Non-Functional\",G327=\"Natural\",\"Functional\",AA327=\"Functional\",\"Functional\",AC327=\"Functional\",\"Functional\",AA327=\"Non-Functional\",\"Non-Functional\",AC327=\"Non-Functional\",\"Non-Functional\",AA327=\"Unknown\",\"Unknown\",AC327=\"Unknown\",\"Unknown\",AA327=\"\",\"None\")","v":"None"},{"$f":"_xlfn.IFS(X327=\"Functionality\",\"Low\",W327=\"No\",\"Low\",Y327>=2015,\"High\",Y327>=1920,\"Low\",W327=\"\",\"None\",W327=\"Unknown\",\"None\")","v":"None"},{"$f":"_xlfn.IFS(H327=\"LOW WATER CROSSING\",\"Unknown\",G327=\"Natural\",\"None\",AM327<AN327,\"High\",AC327=\"Functional\",\"Low\",AC327=\"Non-Functional\",\"Low\",W327=\"No\",\"Low\",W327=\"Unknown\",\"None\",X327=\"Deficiency\",\"None\",W327=\"Yes\",\"High\",W327=\"\",\"None\")","v":"None"},0,0,0,0,{"$f":"_xlfn.CONCAT(LEFT(H327,3),\"-\")&IF(H327=\"-\",0,COUNTIF($H$4:H327,H327))","v":"-0"},{"$f":"_xlfn.IFS($H327<=0,\"-\",AS327=1,_xlfn.CONCAT(\"FUN_NONDEF\",\"-DCON_\",LEFT(AQ327,1),\"-FCON_\",LEFT(AR327,1)),AT327=1,_xlfn.CONCAT(\"FUN_DEF\",\"-DCON_\",LEFT(AQ327,1),\"-FCON_\",LEFT(AR327,1)),AU327=1,_xlfn.CONCAT(\"NONFUN_NONDEF\",\"-DCON_\",LEFT(AQ327,1),\"-FCON_\",LEFT(AR327,1)),AV327=1,_xlfn.CONCAT(\"NONFUN_DEF\",\"-DCON_\",LEFT(AQ327,1),\"-FCON_\",LEFT(AR327,1)),AS327+AT327+AU327+AV327<1,_xlfn.CONCAT(\"-\"))","v":"-"}]
[null,null,null,null,null,null,null,null,null,null,null,null,null,null,null,null,null,null,null,null,null,0,null,null,null,null,null,null,null,null,null,0,0,0,0,"Unknown",{"$f":"_xlfn.IFS(G328=\"Natural\",0,H328=\"\",0,H328=\"COASTAL-CONSTRUCTED\",0,G328=\"Constructed\",_xlfn.XLOOKUP($H328,'Data Categories'!$U$4:$U$25,'Data Categories'!$V$4:V$25))","v":0},{"$f":"_xlfn.IFS(AK328=\"\",0,AJ328=\"Unknown\",0,AK328>1,AK328-AJ328,AK328=0,0)","v":0},{"$f":"_xlfn.IFS(Y328=\"\",0,Y328>1920,_xlfn.XLOOKUP($H328,'Data Categories'!$AE$20:$AE$42,'Data Categories'!$AG$20:$AG$42,0))","v":0},{"$f":"_xlfn.IFS(Y328=\"\",0,Y328>0,(2025-Y328))","v":0},{"$f":"_xlfn.IFS(Z328=\"Non-Deficient\",\"Non-Deficient\",Z328=\"Deficient\",\"Deficient\",AB328=\"Deficient\",\"Deficient\",Z328=\"Non-Deficient\",\"Non-Deficient\",AB328=\"Non-Deficient\",\"Non-Deficient\",P328=\"\",\"None\",AL328<0,\"Deficient\",AL328>10,\"Non-Deficient\")","v":"None"},{"$f":"_xlfn.IFS(H328=\"LOW WATER CROSSING\",\"Non-Functional\",G328=\"Natural\",\"Functional\",AA328=\"Functional\",\"Functional\",AC328=\"Functional\",\"Functional\",AA328=\"Non-Functional\",\"Non-Functional\",AC328=\"Non-Functional\",\"Non-Functional\",AA328=\"Unknown\",\"Unknown\",AC328=\"Unknown\",\"Unknown\",AA328=\"\",\"None\")","v":"None"},{"$f":"_xlfn.IFS(X328=\"Functionality\",\"Low\",W328=\"No\",\"Low\",Y328>=2015,\"High\",Y328>=1920,\"Low\",W328=\"\",\"None\",W328=\"Unknown\",\"None\")","v":"None"},{"$f":"_xlfn.IFS(H328=\"LOW WATER CROSSING\",\"Unknown\",G328=\"Natural\",\"None\",AM328<AN328,\"High\",AC328=\"Functional\",\"Low\",AC328=\"Non-Functional\",\"Low\",W328=\"No\",\"Low\",W328=\"Unknown\",\"None\",X328=\"Deficiency\",\"None\",W328=\"Yes\",\"High\",W328=\"\",\"None\")","v":"None"},0,0,0,0,{"$f":"_xlfn.CONCAT(LEFT(H328,3),\"-\")&IF(H328=\"-\",0,COUNTIF($H$4:H328,H328))","v":"-0"},{"$f":"_xlfn.IFS($H328<=0,\"-\",AS328=1,_xlfn.CONCAT(\"FUN_NONDEF\",\"-DCON_\",LEFT(AQ328,1),\"-FCON_\",LEFT(AR328,1)),AT328=1,_xlfn.CONCAT(\"FUN_DEF\",\"-DCON_\",LEFT(AQ328,1),\"-FCON_\",LEFT(AR328,1)),AU328=1,_xlfn.CONCAT(\"NONFUN_NONDEF\",\"-DCON_\",LEFT(AQ328,1),\"-FCON_\",LEFT(AR328,1)),AV328=1,_xlfn.CONCAT(\"NONFUN_DEF\",\"-DCON_\",LEFT(AQ328,1),\"-FCON_\",LEFT(AR328,1)),AS328+AT328+AU328+AV328<1,_xlfn.CONCAT(\"-\"))","v":"-"}]
[null,null,null,null,null,null,null,null,null,null,null,null,null,null,null,null,null,null,null,null,null,0,null,null,null,null,null,null,null,null,null,0,0,0,0,"Unknown",{"$f":"_xlfn.IFS(G329=\"Natural\",0,H329=\"\",0,H329=\"COASTAL-CONSTRUCTED\",0,G329=\"Constructed\",_xlfn.XLOOKUP($H329,'Data Categories'!$U$4:$U$25,'Data Categories'!$V$4:V$25))","v":0},{"$f":"_xlfn.IFS(AK329=\"\",0,AJ329=\"Unknown\",0,AK329>1,AK329-AJ329,AK329=0,0)","v":0},{"$f":"_xlfn.IFS(Y329=\"\",0,Y329>1920,_xlfn.XLOOKUP($H329,'Data Categories'!$AE$20:$AE$42,'Data Categories'!$AG$20:$AG$42,0))","v":0},{"$f":"_xlfn.IFS(Y329=\"\",0,Y329>0,(2025-Y329))","v":0},{"$f":"_xlfn.IFS(Z329=\"Non-Deficient\",\"Non-Deficient\",Z329=\"Deficient\",\"Deficient\",AB329=\"Deficient\",\"Deficient\",Z329=\"Non-Deficient\",\"Non-Deficient\",AB329=\"Non-Deficient\",\"Non-Deficient\",P329=\"\",\"None\",AL329<0,\"Deficient\",AL329>10,\"Non-Deficient\")","v":"None"},{"$f":"_xlfn.IFS(H329=\"LOW WATER CROSSING\",\"Non-Functional\",G329=\"Natural\",\"Functional\",AA329=\"Functional\",\"Functional\",AC329=\"Functional\",\"Functional\",AA329=\"Non-Functional\",\"Non-Functional\",AC329=\"Non-Functional\",\"Non-Functional\",AA329=\"Unknown\",\"Unknown\",AC329=\"Unknown\",\"Unknown\",AA329=\"\",\"None\")","v":"None"},{"$f":"_xlfn.IFS(X329=\"Functionality\",\"Low\",W329=\"No\",\"Low\",Y329>=2015,\"High\",Y329>=1920,\"Low\",W329=\"\",\"None\",W329=\"Unknown\",\"None\")","v":"None"},{"$f":"_xlfn.IFS(H329=\"LOW WATER CROSSING\",\"Unknown\",G329=\"Natural\",\"None\",AM329<AN329,\"High\",AC329=\"Functional\",\"Low\",AC329=\"Non-Functional\",\"Low\",W329=\"No\",\"Low\",W329=\"Unknown\",\"None\",X329=\"Deficiency\",\"None\",W329=\"Yes\",\"High\",W329=\"\",\"None\")","v":"None"},0,0,0,0,{"$f":"_xlfn.CONCAT(LEFT(H329,3),\"-\")&IF(H329=\"-\",0,COUNTIF($H$4:H329,H329))","v":"-0"},{"$f":"_xlfn.IFS($H329<=0,\"-\",AS329=1,_xlfn.CONCAT(\"FUN_NONDEF\",\"-DCON_\",LEFT(AQ329,1),\"-FCON_\",LEFT(AR329,1)),AT329=1,_xlfn.CONCAT(\"FUN_DEF\",\"-DCON_\",LEFT(AQ329,1),\"-FCON_\",LEFT(AR329,1)),AU329=1,_xlfn.CONCAT(\"NONFUN_NONDEF\",\"-DCON_\",LEFT(AQ329,1),\"-FCON_\",LEFT(AR329,1)),AV329=1,_xlfn.CONCAT(\"NONFUN_DEF\",\"-DCON_\",LEFT(AQ329,1),\"-FCON_\",LEFT(AR329,1)),AS329+AT329+AU329+AV329<1,_xlfn.CONCAT(\"-\"))","v":"-"}]
[null,null,null,null,null,null,null,null,null,null,null,null,null,null,null,null,null,null,null,null,null,0,null,null,null,null,null,null,null,null,null,0,0,0,0,"Unknown",{"$f":"_xlfn.IFS(G330=\"Natural\",0,H330=\"\",0,H330=\"COASTAL-CONSTRUCTED\",0,G330=\"Constructed\",_xlfn.XLOOKUP($H330,'Data Categories'!$U$4:$U$25,'Data Categories'!$V$4:V$25))","v":0},{"$f":"_xlfn.IFS(AK330=\"\",0,AJ330=\"Unknown\",0,AK330>1,AK330-AJ330,AK330=0,0)","v":0},{"$f":"_xlfn.IFS(Y330=\"\",0,Y330>1920,_xlfn.XLOOKUP($H330,'Data Categories'!$AE$20:$AE$42,'Data Categories'!$AG$20:$AG$42,0))","v":0},{"$f":"_xlfn.IFS(Y330=\"\",0,Y330>0,(2025-Y330))","v":0},{"$f":"_xlfn.IFS(Z330=\"Non-Deficient\",\"Non-Deficient\",Z330=\"Deficient\",\"Deficient\",AB330=\"Deficient\",\"Deficient\",Z330=\"Non-Deficient\",\"Non-Deficient\",AB330=\"Non-Deficient\",\"Non-Deficient\",P330=\"\",\"None\",AL330<0,\"Deficient\",AL330>10,\"Non-Deficient\")","v":"None"},{"$f":"_xlfn.IFS(H330=\"LOW WATER CROSSING\",\"Non-Functional\",G330=\"Natural\",\"Functional\",AA330=\"Functional\",\"Functional\",AC330=\"Functional\",\"Functional\",AA330=\"Non-Functional\",\"Non-Functional\",AC330=\"Non-Functional\",\"Non-Functional\",AA330=\"Unknown\",\"Unknown\",AC330=\"Unknown\",\"Unknown\",AA330=\"\",\"None\")","v":"None"},{"$f":"_xlfn.IFS(X330=\"Functionality\",\"Low\",W330=\"No\",\"Low\",Y330>=2015,\"High\",Y330>=1920,\"Low\",W330=\"\",\"None\",W330=\"Unknown\",\"None\")","v":"None"},{"$f":"_xlfn.IFS(H330=\"LOW WATER CROSSING\",\"Unknown\",G330=\"Natural\",\"None\",AM330<AN330,\"High\",AC330=\"Functional\",\"Low\",AC330=\"Non-Functional\",\"Low\",W330=\"No\",\"Low\",W330=\"Unknown\",\"None\",X330=\"Deficiency\",\"None\",W330=\"Yes\",\"High\",W330=\"\",\"None\")","v":"None"},0,0,0,0,{"$f":"_xlfn.CONCAT(LEFT(H330,3),\"-\")&IF(H330=\"-\",0,COUNTIF($H$4:H330,H330))","v":"-0"},{"$f":"_xlfn.IFS($H330<=0,\"-\",AS330=1,_xlfn.CONCAT(\"FUN_NONDEF\",\"-DCON_\",LEFT(AQ330,1),\"-FCON_\",LEFT(AR330,1)),AT330=1,_xlfn.CONCAT(\"FUN_DEF\",\"-DCON_\",LEFT(AQ330,1),\"-FCON_\",LEFT(AR330,1)),AU330=1,_xlfn.CONCAT(\"NONFUN_NONDEF\",\"-DCON_\",LEFT(AQ330,1),\"-FCON_\",LEFT(AR330,1)),AV330=1,_xlfn.CONCAT(\"NONFUN_DEF\",\"-DCON_\",LEFT(AQ330,1),\"-FCON_\",LEFT(AR330,1)),AS330+AT330+AU330+AV330<1,_xlfn.CONCAT(\"-\"))","v":"-"}]
[null,null,null,null,null,null,null,null,null,null,null,null,null,null,null,null,null,null,null,null,null,0,null,null,null,null,null,null,null,null,null,0,0,0,0,"Unknown",{"$f":"_xlfn.IFS(G331=\"Natural\",0,H331=\"\",0,H331=\"COASTAL-CONSTRUCTED\",0,G331=\"Constructed\",_xlfn.XLOOKUP($H331,'Data Categories'!$U$4:$U$25,'Data Categories'!$V$4:V$25))","v":0},{"$f":"_xlfn.IFS(AK331=\"\",0,AJ331=\"Unknown\",0,AK331>1,AK331-AJ331,AK331=0,0)","v":0},{"$f":"_xlfn.IFS(Y331=\"\",0,Y331>1920,_xlfn.XLOOKUP($H331,'Data Categories'!$AE$20:$AE$42,'Data Categories'!$AG$20:$AG$42,0))","v":0},{"$f":"_xlfn.IFS(Y331=\"\",0,Y331>0,(2025-Y331))","v":0},{"$f":"_xlfn.IFS(Z331=\"Non-Deficient\",\"Non-Deficient\",Z331=\"Deficient\",\"Deficient\",AB331=\"Deficient\",\"Deficient\",Z331=\"Non-Deficient\",\"Non-Deficient\",AB331=\"Non-Deficient\",\"Non-Deficient\",P331=\"\",\"None\",AL331<0,\"Deficient\",AL331>10,\"Non-Deficient\")","v":"None"},{"$f":"_xlfn.IFS(H331=\"LOW WATER CROSSING\",\"Non-Functional\",G331=\"Natural\",\"Functional\",AA331=\"Functional\",\"Functional\",AC331=\"Functional\",\"Functional\",AA331=\"Non-Functional\",\"Non-Functional\",AC331=\"Non-Functional\",\"Non-Functional\",AA331=\"Unknown\",\"Unknown\",AC331=\"Unknown\",\"Unknown\",AA331=\"\",\"None\")","v":"None"},{"$f":"_xlfn.IFS(X331=\"Functionality\",\"Low\",W331=\"No\",\"Low\",Y331>=2015,\"High\",Y331>=1920,\"Low\",W331=\"\",\"None\",W331=\"Unknown\",\"None\")","v":"None"},{"$f":"_xlfn.IFS(H331=\"LOW WATER CROSSING\",\"Unknown\",G331=\"Natural\",\"None\",AM331<AN331,\"High\",AC331=\"Functional\",\"Low\",AC331=\"Non-Functional\",\"Low\",W331=\"No\",\"Low\",W331=\"Unknown\",\"None\",X331=\"Deficiency\",\"None\",W331=\"Yes\",\"High\",W331=\"\",\"None\")","v":"None"},0,0,0,0,{"$f":"_xlfn.CONCAT(LEFT(H331,3),\"-\")&IF(H331=\"-\",0,COUNTIF($H$4:H331,H331))","v":"-0"},{"$f":"_xlfn.IFS($H331<=0,\"-\",AS331=1,_xlfn.CONCAT(\"FUN_NONDEF\",\"-DCON_\",LEFT(AQ331,1),\"-FCON_\",LEFT(AR331,1)),AT331=1,_xlfn.CONCAT(\"FUN_DEF\",\"-DCON_\",LEFT(AQ331,1),\"-FCON_\",LEFT(AR331,1)),AU331=1,_xlfn.CONCAT(\"NONFUN_NONDEF\",\"-DCON_\",LEFT(AQ331,1),\"-FCON_\",LEFT(AR331,1)),AV331=1,_xlfn.CONCAT(\"NONFUN_DEF\",\"-DCON_\",LEFT(AQ331,1),\"-FCON_\",LEFT(AR331,1)),AS331+AT331+AU331+AV331<1,_xlfn.CONCAT(\"-\"))","v":"-"}]
[null,null,null,null,null,null,null,null,null,null,null,null,null,null,null,null,null,null,null,null,null,0,null,null,null,null,null,null,null,null,null,0,0,0,0,"Unknown",{"$f":"_xlfn.IFS(G332=\"Natural\",0,H332=\"\",0,H332=\"COASTAL-CONSTRUCTED\",0,G332=\"Constructed\",_xlfn.XLOOKUP($H332,'Data Categories'!$U$4:$U$25,'Data Categories'!$V$4:V$25))","v":0},{"$f":"_xlfn.IFS(AK332=\"\",0,AJ332=\"Unknown\",0,AK332>1,AK332-AJ332,AK332=0,0)","v":0},{"$f":"_xlfn.IFS(Y332=\"\",0,Y332>1920,_xlfn.XLOOKUP($H332,'Data Categories'!$AE$20:$AE$42,'Data Categories'!$AG$20:$AG$42,0))","v":0},{"$f":"_xlfn.IFS(Y332=\"\",0,Y332>0,(2025-Y332))","v":0},{"$f":"_xlfn.IFS(Z332=\"Non-Deficient\",\"Non-Deficient\",Z332=\"Deficient\",\"Deficient\",AB332=\"Deficient\",\"Deficient\",Z332=\"Non-Deficient\",\"Non-Deficient\",AB332=\"Non-Deficient\",\"Non-Deficient\",P332=\"\",\"None\",AL332<0,\"Deficient\",AL332>10,\"Non-Deficient\")","v":"None"},{"$f":"_xlfn.IFS(H332=\"LOW WATER CROSSING\",\"Non-Functional\",G332=\"Natural\",\"Functional\",AA332=\"Functional\",\"Functional\",AC332=\"Functional\",\"Functional\",AA332=\"Non-Functional\",\"Non-Functional\",AC332=\"Non-Functional\",\"Non-Functional\",AA332=\"Unknown\",\"Unknown\",AC332=\"Unknown\",\"Unknown\",AA332=\"\",\"None\")","v":"None"},{"$f":"_xlfn.IFS(X332=\"Functionality\",\"Low\",W332=\"No\",\"Low\",Y332>=2015,\"High\",Y332>=1920,\"Low\",W332=\"\",\"None\",W332=\"Unknown\",\"None\")","v":"None"},{"$f":"_xlfn.IFS(H332=\"LOW WATER CROSSING\",\"Unknown\",G332=\"Natural\",\"None\",AM332<AN332,\"High\",AC332=\"Functional\",\"Low\",AC332=\"Non-Functional\",\"Low\",W332=\"No\",\"Low\",W332=\"Unknown\",\"None\",X332=\"Deficiency\",\"None\",W332=\"Yes\",\"High\",W332=\"\",\"None\")","v":"None"},0,0,0,0,{"$f":"_xlfn.CONCAT(LEFT(H332,3),\"-\")&IF(H332=\"-\",0,COUNTIF($H$4:H332,H332))","v":"-0"},{"$f":"_xlfn.IFS($H332<=0,\"-\",AS332=1,_xlfn.CONCAT(\"FUN_NONDEF\",\"-DCON_\",LEFT(AQ332,1),\"-FCON_\",LEFT(AR332,1)),AT332=1,_xlfn.CONCAT(\"FUN_DEF\",\"-DCON_\",LEFT(AQ332,1),\"-FCON_\",LEFT(AR332,1)),AU332=1,_xlfn.CONCAT(\"NONFUN_NONDEF\",\"-DCON_\",LEFT(AQ332,1),\"-FCON_\",LEFT(AR332,1)),AV332=1,_xlfn.CONCAT(\"NONFUN_DEF\",\"-DCON_\",LEFT(AQ332,1),\"-FCON_\",LEFT(AR332,1)),AS332+AT332+AU332+AV332<1,_xlfn.CONCAT(\"-\"))","v":"-"}]
[null,null,null,null,null,null,null,null,null,null,null,null,null,null,null,null,null,null,null,null,null,0,null,null,null,null,null,null,null,null,null,0,0,0,0,"Unknown",{"$f":"_xlfn.IFS(G333=\"Natural\",0,H333=\"\",0,H333=\"COASTAL-CONSTRUCTED\",0,G333=\"Constructed\",_xlfn.XLOOKUP($H333,'Data Categories'!$U$4:$U$25,'Data Categories'!$V$4:V$25))","v":0},{"$f":"_xlfn.IFS(AK333=\"\",0,AJ333=\"Unknown\",0,AK333>1,AK333-AJ333,AK333=0,0)","v":0},{"$f":"_xlfn.IFS(Y333=\"\",0,Y333>1920,_xlfn.XLOOKUP($H333,'Data Categories'!$AE$20:$AE$42,'Data Categories'!$AG$20:$AG$42,0))","v":0},{"$f":"_xlfn.IFS(Y333=\"\",0,Y333>0,(2025-Y333))","v":0},{"$f":"_xlfn.IFS(Z333=\"Non-Deficient\",\"Non-Deficient\",Z333=\"Deficient\",\"Deficient\",AB333=\"Deficient\",\"Deficient\",Z333=\"Non-Deficient\",\"Non-Deficient\",AB333=\"Non-Deficient\",\"Non-Deficient\",P333=\"\",\"None\",AL333<0,\"Deficient\",AL333>10,\"Non-Deficient\")","v":"None"},{"$f":"_xlfn.IFS(H333=\"LOW WATER CROSSING\",\"Non-Functional\",G333=\"Natural\",\"Functional\",AA333=\"Functional\",\"Functional\",AC333=\"Functional\",\"Functional\",AA333=\"Non-Functional\",\"Non-Functional\",AC333=\"Non-Functional\",\"Non-Functional\",AA333=\"Unknown\",\"Unknown\",AC333=\"Unknown\",\"Unknown\",AA333=\"\",\"None\")","v":"None"},{"$f":"_xlfn.IFS(X333=\"Functionality\",\"Low\",W333=\"No\",\"Low\",Y333>=2015,\"High\",Y333>=1920,\"Low\",W333=\"\",\"None\",W333=\"Unknown\",\"None\")","v":"None"},{"$f":"_xlfn.IFS(H333=\"LOW WATER CROSSING\",\"Unknown\",G333=\"Natural\",\"None\",AM333<AN333,\"High\",AC333=\"Functional\",\"Low\",AC333=\"Non-Functional\",\"Low\",W333=\"No\",\"Low\",W333=\"Unknown\",\"None\",X333=\"Deficiency\",\"None\",W333=\"Yes\",\"High\",W333=\"\",\"None\")","v":"None"},0,0,0,0,{"$f":"_xlfn.CONCAT(LEFT(H333,3),\"-\")&IF(H333=\"-\",0,COUNTIF($H$4:H333,H333))","v":"-0"},{"$f":"_xlfn.IFS($H333<=0,\"-\",AS333=1,_xlfn.CONCAT(\"FUN_NONDEF\",\"-DCON_\",LEFT(AQ333,1),\"-FCON_\",LEFT(AR333,1)),AT333=1,_xlfn.CONCAT(\"FUN_DEF\",\"-DCON_\",LEFT(AQ333,1),\"-FCON_\",LEFT(AR333,1)),AU333=1,_xlfn.CONCAT(\"NONFUN_NONDEF\",\"-DCON_\",LEFT(AQ333,1),\"-FCON_\",LEFT(AR333,1)),AV333=1,_xlfn.CONCAT(\"NONFUN_DEF\",\"-DCON_\",LEFT(AQ333,1),\"-FCON_\",LEFT(AR333,1)),AS333+AT333+AU333+AV333<1,_xlfn.CONCAT(\"-\"))","v":"-"}]
[null,null,null,null,null,null,null,null,null,null,null,null,null,null,null,null,null,null,null,null,null,0,null,null,null,null,null,null,null,null,null,0,0,0,0,"Unknown",{"$f":"_xlfn.IFS(G334=\"Natural\",0,H334=\"\",0,H334=\"COASTAL-CONSTRUCTED\",0,G334=\"Constructed\",_xlfn.XLOOKUP($H334,'Data Categories'!$U$4:$U$25,'Data Categories'!$V$4:V$25))","v":0},{"$f":"_xlfn.IFS(AK334=\"\",0,AJ334=\"Unknown\",0,AK334>1,AK334-AJ334,AK334=0,0)","v":0},{"$f":"_xlfn.IFS(Y334=\"\",0,Y334>1920,_xlfn.XLOOKUP($H334,'Data Categories'!$AE$20:$AE$42,'Data Categories'!$AG$20:$AG$42,0))","v":0},{"$f":"_xlfn.IFS(Y334=\"\",0,Y334>0,(2025-Y334))","v":0},{"$f":"_xlfn.IFS(Z334=\"Non-Deficient\",\"Non-Deficient\",Z334=\"Deficient\",\"Deficient\",AB334=\"Deficient\",\"Deficient\",Z334=\"Non-Deficient\",\"Non-Deficient\",AB334=\"Non-Deficient\",\"Non-Deficient\",P334=\"\",\"None\",AL334<0,\"Deficient\",AL334>10,\"Non-Deficient\")","v":"None"},{"$f":"_xlfn.IFS(H334=\"LOW WATER CROSSING\",\"Non-Functional\",G334=\"Natural\",\"Functional\",AA334=\"Functional\",\"Functional\",AC334=\"Functional\",\"Functional\",AA334=\"Non-Functional\",\"Non-Functional\",AC334=\"Non-Functional\",\"Non-Functional\",AA334=\"Unknown\",\"Unknown\",AC334=\"Unknown\",\"Unknown\",AA334=\"\",\"None\")","v":"None"},{"$f":"_xlfn.IFS(X334=\"Functionality\",\"Low\",W334=\"No\",\"Low\",Y334>=2015,\"High\",Y334>=1920,\"Low\",W334=\"\",\"None\",W334=\"Unknown\",\"None\")","v":"None"},{"$f":"_xlfn.IFS(H334=\"LOW WATER CROSSING\",\"Unknown\",G334=\"Natural\",\"None\",AM334<AN334,\"High\",AC334=\"Functional\",\"Low\",AC334=\"Non-Functional\",\"Low\",W334=\"No\",\"Low\",W334=\"Unknown\",\"None\",X334=\"Deficiency\",\"None\",W334=\"Yes\",\"High\",W334=\"\",\"None\")","v":"None"},0,0,0,0,{"$f":"_xlfn.CONCAT(LEFT(H334,3),\"-\")&IF(H334=\"-\",0,COUNTIF($H$4:H334,H334))","v":"-0"},{"$f":"_xlfn.IFS($H334<=0,\"-\",AS334=1,_xlfn.CONCAT(\"FUN_NONDEF\",\"-DCON_\",LEFT(AQ334,1),\"-FCON_\",LEFT(AR334,1)),AT334=1,_xlfn.CONCAT(\"FUN_DEF\",\"-DCON_\",LEFT(AQ334,1),\"-FCON_\",LEFT(AR334,1)),AU334=1,_xlfn.CONCAT(\"NONFUN_NONDEF\",\"-DCON_\",LEFT(AQ334,1),\"-FCON_\",LEFT(AR334,1)),AV334=1,_xlfn.CONCAT(\"NONFUN_DEF\",\"-DCON_\",LEFT(AQ334,1),\"-FCON_\",LEFT(AR334,1)),AS334+AT334+AU334+AV334<1,_xlfn.CONCAT(\"-\"))","v":"-"}]
[null,null,null,null,null,null,null,null,null,null,null,null,null,null,null,null,null,null,null,null,null,0,null,null,null,null,null,null,null,null,null,0,0,0,0,"Unknown",{"$f":"_xlfn.IFS(G335=\"Natural\",0,H335=\"\",0,H335=\"COASTAL-CONSTRUCTED\",0,G335=\"Constructed\",_xlfn.XLOOKUP($H335,'Data Categories'!$U$4:$U$25,'Data Categories'!$V$4:V$25))","v":0},{"$f":"_xlfn.IFS(AK335=\"\",0,AJ335=\"Unknown\",0,AK335>1,AK335-AJ335,AK335=0,0)","v":0},{"$f":"_xlfn.IFS(Y335=\"\",0,Y335>1920,_xlfn.XLOOKUP($H335,'Data Categories'!$AE$20:$AE$42,'Data Categories'!$AG$20:$AG$42,0))","v":0},{"$f":"_xlfn.IFS(Y335=\"\",0,Y335>0,(2025-Y335))","v":0},{"$f":"_xlfn.IFS(Z335=\"Non-Deficient\",\"Non-Deficient\",Z335=\"Deficient\",\"Deficient\",AB335=\"Deficient\",\"Deficient\",Z335=\"Non-Deficient\",\"Non-Deficient\",AB335=\"Non-Deficient\",\"Non-Deficient\",P335=\"\",\"None\",AL335<0,\"Deficient\",AL335>10,\"Non-Deficient\")","v":"None"},{"$f":"_xlfn.IFS(H335=\"LOW WATER CROSSING\",\"Non-Functional\",G335=\"Natural\",\"Functional\",AA335=\"Functional\",\"Functional\",AC335=\"Functional\",\"Functional\",AA335=\"Non-Functional\",\"Non-Functional\",AC335=\"Non-Functional\",\"Non-Functional\",AA335=\"Unknown\",\"Unknown\",AC335=\"Unknown\",\"Unknown\",AA335=\"\",\"None\")","v":"None"},{"$f":"_xlfn.IFS(X335=\"Functionality\",\"Low\",W335=\"No\",\"Low\",Y335>=2015,\"High\",Y335>=1920,\"Low\",W335=\"\",\"None\",W335=\"Unknown\",\"None\")","v":"None"},{"$f":"_xlfn.IFS(H335=\"LOW WATER CROSSING\",\"Unknown\",G335=\"Natural\",\"None\",AM335<AN335,\"High\",AC335=\"Functional\",\"Low\",AC335=\"Non-Functional\",\"Low\",W335=\"No\",\"Low\",W335=\"Unknown\",\"None\",X335=\"Deficiency\",\"None\",W335=\"Yes\",\"High\",W335=\"\",\"None\")","v":"None"},0,0,0,0,{"$f":"_xlfn.CONCAT(LEFT(H335,3),\"-\")&IF(H335=\"-\",0,COUNTIF($H$4:H335,H335))","v":"-0"},{"$f":"_xlfn.IFS($H335<=0,\"-\",AS335=1,_xlfn.CONCAT(\"FUN_NONDEF\",\"-DCON_\",LEFT(AQ335,1),\"-FCON_\",LEFT(AR335,1)),AT335=1,_xlfn.CONCAT(\"FUN_DEF\",\"-DCON_\",LEFT(AQ335,1),\"-FCON_\",LEFT(AR335,1)),AU335=1,_xlfn.CONCAT(\"NONFUN_NONDEF\",\"-DCON_\",LEFT(AQ335,1),\"-FCON_\",LEFT(AR335,1)),AV335=1,_xlfn.CONCAT(\"NONFUN_DEF\",\"-DCON_\",LEFT(AQ335,1),\"-FCON_\",LEFT(AR335,1)),AS335+AT335+AU335+AV335<1,_xlfn.CONCAT(\"-\"))","v":"-"}]
[null,null,null,null,null,null,null,null,null,null,null,null,null,null,null,null,null,null,null,null,null,0,null,null,null,null,null,null,null,null,null,0,0,0,0,"Unknown",{"$f":"_xlfn.IFS(G336=\"Natural\",0,H336=\"\",0,H336=\"COASTAL-CONSTRUCTED\",0,G336=\"Constructed\",_xlfn.XLOOKUP($H336,'Data Categories'!$U$4:$U$25,'Data Categories'!$V$4:V$25))","v":0},{"$f":"_xlfn.IFS(AK336=\"\",0,AJ336=\"Unknown\",0,AK336>1,AK336-AJ336,AK336=0,0)","v":0},{"$f":"_xlfn.IFS(Y336=\"\",0,Y336>1920,_xlfn.XLOOKUP($H336,'Data Categories'!$AE$20:$AE$42,'Data Categories'!$AG$20:$AG$42,0))","v":0},{"$f":"_xlfn.IFS(Y336=\"\",0,Y336>0,(2025-Y336))","v":0},{"$f":"_xlfn.IFS(Z336=\"Non-Deficient\",\"Non-Deficient\",Z336=\"Deficient\",\"Deficient\",AB336=\"Deficient\",\"Deficient\",Z336=\"Non-Deficient\",\"Non-Deficient\",AB336=\"Non-Deficient\",\"Non-Deficient\",P336=\"\",\"None\",AL336<0,\"Deficient\",AL336>10,\"Non-Deficient\")","v":"None"},{"$f":"_xlfn.IFS(H336=\"LOW WATER CROSSING\",\"Non-Functional\",G336=\"Natural\",\"Functional\",AA336=\"Functional\",\"Functional\",AC336=\"Functional\",\"Functional\",AA336=\"Non-Functional\",\"Non-Functional\",AC336=\"Non-Functional\",\"Non-Functional\",AA336=\"Unknown\",\"Unknown\",AC336=\"Unknown\",\"Unknown\",AA336=\"\",\"None\")","v":"None"},{"$f":"_xlfn.IFS(X336=\"Functionality\",\"Low\",W336=\"No\",\"Low\",Y336>=2015,\"High\",Y336>=1920,\"Low\",W336=\"\",\"None\",W336=\"Unknown\",\"None\")","v":"None"},{"$f":"_xlfn.IFS(H336=\"LOW WATER CROSSING\",\"Unknown\",G336=\"Natural\",\"None\",AM336<AN336,\"High\",AC336=\"Functional\",\"Low\",AC336=\"Non-Functional\",\"Low\",W336=\"No\",\"Low\",W336=\"Unknown\",\"None\",X336=\"Deficiency\",\"None\",W336=\"Yes\",\"High\",W336=\"\",\"None\")","v":"None"},0,0,0,0,{"$f":"_xlfn.CONCAT(LEFT(H336,3),\"-\")&IF(H336=\"-\",0,COUNTIF($H$4:H336,H336))","v":"-0"},{"$f":"_xlfn.IFS($H336<=0,\"-\",AS336=1,_xlfn.CONCAT(\"FUN_NONDEF\",\"-DCON_\",LEFT(AQ336,1),\"-FCON_\",LEFT(AR336,1)),AT336=1,_xlfn.CONCAT(\"FUN_DEF\",\"-DCON_\",LEFT(AQ336,1),\"-FCON_\",LEFT(AR336,1)),AU336=1,_xlfn.CONCAT(\"NONFUN_NONDEF\",\"-DCON_\",LEFT(AQ336,1),\"-FCON_\",LEFT(AR336,1)),AV336=1,_xlfn.CONCAT(\"NONFUN_DEF\",\"-DCON_\",LEFT(AQ336,1),\"-FCON_\",LEFT(AR336,1)),AS336+AT336+AU336+AV336<1,_xlfn.CONCAT(\"-\"))","v":"-"}]
[null,null,null,null,null,null,null,null,null,null,null,null,null,null,null,null,null,null,null,null,null,0,null,null,null,null,null,null,null,null,null,0,0,0,0,"Unknown",{"$f":"_xlfn.IFS(G337=\"Natural\",0,H337=\"\",0,H337=\"COASTAL-CONSTRUCTED\",0,G337=\"Constructed\",_xlfn.XLOOKUP($H337,'Data Categories'!$U$4:$U$25,'Data Categories'!$V$4:V$25))","v":0},{"$f":"_xlfn.IFS(AK337=\"\",0,AJ337=\"Unknown\",0,AK337>1,AK337-AJ337,AK337=0,0)","v":0},{"$f":"_xlfn.IFS(Y337=\"\",0,Y337>1920,_xlfn.XLOOKUP($H337,'Data Categories'!$AE$20:$AE$42,'Data Categories'!$AG$20:$AG$42,0))","v":0},{"$f":"_xlfn.IFS(Y337=\"\",0,Y337>0,(2025-Y337))","v":0},{"$f":"_xlfn.IFS(Z337=\"Non-Deficient\",\"Non-Deficient\",Z337=\"Deficient\",\"Deficient\",AB337=\"Deficient\",\"Deficient\",Z337=\"Non-Deficient\",\"Non-Deficient\",AB337=\"Non-Deficient\",\"Non-Deficient\",P337=\"\",\"None\",AL337<0,\"Deficient\",AL337>10,\"Non-Deficient\")","v":"None"},{"$f":"_xlfn.IFS(H337=\"LOW WATER CROSSING\",\"Non-Functional\",G337=\"Natural\",\"Functional\",AA337=\"Functional\",\"Functional\",AC337=\"Functional\",\"Functional\",AA337=\"Non-Functional\",\"Non-Functional\",AC337=\"Non-Functional\",\"Non-Functional\",AA337=\"Unknown\",\"Unknown\",AC337=\"Unknown\",\"Unknown\",AA337=\"\",\"None\")","v":"None"},{"$f":"_xlfn.IFS(X337=\"Functionality\",\"Low\",W337=\"No\",\"Low\",Y337>=2015,\"High\",Y337>=1920,\"Low\",W337=\"\",\"None\",W337=\"Unknown\",\"None\")","v":"None"},{"$f":"_xlfn.IFS(H337=\"LOW WATER CROSSING\",\"Unknown\",G337=\"Natural\",\"None\",AM337<AN337,\"High\",AC337=\"Functional\",\"Low\",AC337=\"Non-Functional\",\"Low\",W337=\"No\",\"Low\",W337=\"Unknown\",\"None\",X337=\"Deficiency\",\"None\",W337=\"Yes\",\"High\",W337=\"\",\"None\")","v":"None"},0,0,0,0,{"$f":"_xlfn.CONCAT(LEFT(H337,3),\"-\")&IF(H337=\"-\",0,COUNTIF($H$4:H337,H337))","v":"-0"},{"$f":"_xlfn.IFS($H337<=0,\"-\",AS337=1,_xlfn.CONCAT(\"FUN_NONDEF\",\"-DCON_\",LEFT(AQ337,1),\"-FCON_\",LEFT(AR337,1)),AT337=1,_xlfn.CONCAT(\"FUN_DEF\",\"-DCON_\",LEFT(AQ337,1),\"-FCON_\",LEFT(AR337,1)),AU337=1,_xlfn.CONCAT(\"NONFUN_NONDEF\",\"-DCON_\",LEFT(AQ337,1),\"-FCON_\",LEFT(AR337,1)),AV337=1,_xlfn.CONCAT(\"NONFUN_DEF\",\"-DCON_\",LEFT(AQ337,1),\"-FCON_\",LEFT(AR337,1)),AS337+AT337+AU337+AV337<1,_xlfn.CONCAT(\"-\"))","v":"-"}]
[null,null,null,null,null,null,null,null,null,null,null,null,null,null,null,null,null,null,null,null,null,0,null,null,null,null,null,null,null,null,null,0,0,0,0,"Unknown",{"$f":"_xlfn.IFS(G338=\"Natural\",0,H338=\"\",0,H338=\"COASTAL-CONSTRUCTED\",0,G338=\"Constructed\",_xlfn.XLOOKUP($H338,'Data Categories'!$U$4:$U$25,'Data Categories'!$V$4:V$25))","v":0},{"$f":"_xlfn.IFS(AK338=\"\",0,AJ338=\"Unknown\",0,AK338>1,AK338-AJ338,AK338=0,0)","v":0},{"$f":"_xlfn.IFS(Y338=\"\",0,Y338>1920,_xlfn.XLOOKUP($H338,'Data Categories'!$AE$20:$AE$42,'Data Categories'!$AG$20:$AG$42,0))","v":0},{"$f":"_xlfn.IFS(Y338=\"\",0,Y338>0,(2025-Y338))","v":0},{"$f":"_xlfn.IFS(Z338=\"Non-Deficient\",\"Non-Deficient\",Z338=\"Deficient\",\"Deficient\",AB338=\"Deficient\",\"Deficient\",Z338=\"Non-Deficient\",\"Non-Deficient\",AB338=\"Non-Deficient\",\"Non-Deficient\",P338=\"\",\"None\",AL338<0,\"Deficient\",AL338>10,\"Non-Deficient\")","v":"None"},{"$f":"_xlfn.IFS(H338=\"LOW WATER CROSSING\",\"Non-Functional\",G338=\"Natural\",\"Functional\",AA338=\"Functional\",\"Functional\",AC338=\"Functional\",\"Functional\",AA338=\"Non-Functional\",\"Non-Functional\",AC338=\"Non-Functional\",\"Non-Functional\",AA338=\"Unknown\",\"Unknown\",AC338=\"Unknown\",\"Unknown\",AA338=\"\",\"None\")","v":"None"},{"$f":"_xlfn.IFS(X338=\"Functionality\",\"Low\",W338=\"No\",\"Low\",Y338>=2015,\"High\",Y338>=1920,\"Low\",W338=\"\",\"None\",W338=\"Unknown\",\"None\")","v":"None"},{"$f":"_xlfn.IFS(H338=\"LOW WATER CROSSING\",\"Unknown\",G338=\"Natural\",\"None\",AM338<AN338,\"High\",AC338=\"Functional\",\"Low\",AC338=\"Non-Functional\",\"Low\",W338=\"No\",\"Low\",W338=\"Unknown\",\"None\",X338=\"Deficiency\",\"None\",W338=\"Yes\",\"High\",W338=\"\",\"None\")","v":"None"},0,0,0,0,{"$f":"_xlfn.CONCAT(LEFT(H338,3),\"-\")&IF(H338=\"-\",0,COUNTIF($H$4:H338,H338))","v":"-0"},{"$f":"_xlfn.IFS($H338<=0,\"-\",AS338=1,_xlfn.CONCAT(\"FUN_NONDEF\",\"-DCON_\",LEFT(AQ338,1),\"-FCON_\",LEFT(AR338,1)),AT338=1,_xlfn.CONCAT(\"FUN_DEF\",\"-DCON_\",LEFT(AQ338,1),\"-FCON_\",LEFT(AR338,1)),AU338=1,_xlfn.CONCAT(\"NONFUN_NONDEF\",\"-DCON_\",LEFT(AQ338,1),\"-FCON_\",LEFT(AR338,1)),AV338=1,_xlfn.CONCAT(\"NONFUN_DEF\",\"-DCON_\",LEFT(AQ338,1),\"-FCON_\",LEFT(AR338,1)),AS338+AT338+AU338+AV338<1,_xlfn.CONCAT(\"-\"))","v":"-"}]
[null,null,null,null,null,null,null,null,null,null,null,null,null,null,null,null,null,null,null,null,null,0,null,null,null,null,null,null,null,null,null,0,0,0,0,"Unknown",{"$f":"_xlfn.IFS(G339=\"Natural\",0,H339=\"\",0,H339=\"COASTAL-CONSTRUCTED\",0,G339=\"Constructed\",_xlfn.XLOOKUP($H339,'Data Categories'!$U$4:$U$25,'Data Categories'!$V$4:V$25))","v":0},{"$f":"_xlfn.IFS(AK339=\"\",0,AJ339=\"Unknown\",0,AK339>1,AK339-AJ339,AK339=0,0)","v":0},{"$f":"_xlfn.IFS(Y339=\"\",0,Y339>1920,_xlfn.XLOOKUP($H339,'Data Categories'!$AE$20:$AE$42,'Data Categories'!$AG$20:$AG$42,0))","v":0},{"$f":"_xlfn.IFS(Y339=\"\",0,Y339>0,(2025-Y339))","v":0},{"$f":"_xlfn.IFS(Z339=\"Non-Deficient\",\"Non-Deficient\",Z339=\"Deficient\",\"Deficient\",AB339=\"Deficient\",\"Deficient\",Z339=\"Non-Deficient\",\"Non-Deficient\",AB339=\"Non-Deficient\",\"Non-Deficient\",P339=\"\",\"None\",AL339<0,\"Deficient\",AL339>10,\"Non-Deficient\")","v":"None"},{"$f":"_xlfn.IFS(H339=\"LOW WATER CROSSING\",\"Non-Functional\",G339=\"Natural\",\"Functional\",AA339=\"Functional\",\"Functional\",AC339=\"Functional\",\"Functional\",AA339=\"Non-Functional\",\"Non-Functional\",AC339=\"Non-Functional\",\"Non-Functional\",AA339=\"Unknown\",\"Unknown\",AC339=\"Unknown\",\"Unknown\",AA339=\"\",\"None\")","v":"None"},{"$f":"_xlfn.IFS(X339=\"Functionality\",\"Low\",W339=\"No\",\"Low\",Y339>=2015,\"High\",Y339>=1920,\"Low\",W339=\"\",\"None\",W339=\"Unknown\",\"None\")","v":"None"},{"$f":"_xlfn.IFS(H339=\"LOW WATER CROSSING\",\"Unknown\",G339=\"Natural\",\"None\",AM339<AN339,\"High\",AC339=\"Functional\",\"Low\",AC339=\"Non-Functional\",\"Low\",W339=\"No\",\"Low\",W339=\"Unknown\",\"None\",X339=\"Deficiency\",\"None\",W339=\"Yes\",\"High\",W339=\"\",\"None\")","v":"None"},0,0,0,0,{"$f":"_xlfn.CONCAT(LEFT(H339,3),\"-\")&IF(H339=\"-\",0,COUNTIF($H$4:H339,H339))","v":"-0"},{"$f":"_xlfn.IFS($H339<=0,\"-\",AS339=1,_xlfn.CONCAT(\"FUN_NONDEF\",\"-DCON_\",LEFT(AQ339,1),\"-FCON_\",LEFT(AR339,1)),AT339=1,_xlfn.CONCAT(\"FUN_DEF\",\"-DCON_\",LEFT(AQ339,1),\"-FCON_\",LEFT(AR339,1)),AU339=1,_xlfn.CONCAT(\"NONFUN_NONDEF\",\"-DCON_\",LEFT(AQ339,1),\"-FCON_\",LEFT(AR339,1)),AV339=1,_xlfn.CONCAT(\"NONFUN_DEF\",\"-DCON_\",LEFT(AQ339,1),\"-FCON_\",LEFT(AR339,1)),AS339+AT339+AU339+AV339<1,_xlfn.CONCAT(\"-\"))","v":"-"}]
[null,null,null,null,null,null,null,null,null,null,null,null,null,null,null,null,null,null,null,null,null,0,null,null,null,null,null,null,null,null,null,0,0,0,0,"Unknown",{"$f":"_xlfn.IFS(G340=\"Natural\",0,H340=\"\",0,H340=\"COASTAL-CONSTRUCTED\",0,G340=\"Constructed\",_xlfn.XLOOKUP($H340,'Data Categories'!$U$4:$U$25,'Data Categories'!$V$4:V$25))","v":0},{"$f":"_xlfn.IFS(AK340=\"\",0,AJ340=\"Unknown\",0,AK340>1,AK340-AJ340,AK340=0,0)","v":0},{"$f":"_xlfn.IFS(Y340=\"\",0,Y340>1920,_xlfn.XLOOKUP($H340,'Data Categories'!$AE$20:$AE$42,'Data Categories'!$AG$20:$AG$42,0))","v":0},{"$f":"_xlfn.IFS(Y340=\"\",0,Y340>0,(2025-Y340))","v":0},{"$f":"_xlfn.IFS(Z340=\"Non-Deficient\",\"Non-Deficient\",Z340=\"Deficient\",\"Deficient\",AB340=\"Deficient\",\"Deficient\",Z340=\"Non-Deficient\",\"Non-Deficient\",AB340=\"Non-Deficient\",\"Non-Deficient\",P340=\"\",\"None\",AL340<0,\"Deficient\",AL340>10,\"Non-Deficient\")","v":"None"},{"$f":"_xlfn.IFS(H340=\"LOW WATER CROSSING\",\"Non-Functional\",G340=\"Natural\",\"Functional\",AA340=\"Functional\",\"Functional\",AC340=\"Functional\",\"Functional\",AA340=\"Non-Functional\",\"Non-Functional\",AC340=\"Non-Functional\",\"Non-Functional\",AA340=\"Unknown\",\"Unknown\",AC340=\"Unknown\",\"Unknown\",AA340=\"\",\"None\")","v":"None"},{"$f":"_xlfn.IFS(X340=\"Functionality\",\"Low\",W340=\"No\",\"Low\",Y340>=2015,\"High\",Y340>=1920,\"Low\",W340=\"\",\"None\",W340=\"Unknown\",\"None\")","v":"None"},{"$f":"_xlfn.IFS(H340=\"LOW WATER CROSSING\",\"Unknown\",G340=\"Natural\",\"None\",AM340<AN340,\"High\",AC340=\"Functional\",\"Low\",AC340=\"Non-Functional\",\"Low\",W340=\"No\",\"Low\",W340=\"Unknown\",\"None\",X340=\"Deficiency\",\"None\",W340=\"Yes\",\"High\",W340=\"\",\"None\")","v":"None"},0,0,0,0,{"$f":"_xlfn.CONCAT(LEFT(H340,3),\"-\")&IF(H340=\"-\",0,COUNTIF($H$4:H340,H340))","v":"-0"},{"$f":"_xlfn.IFS($H340<=0,\"-\",AS340=1,_xlfn.CONCAT(\"FUN_NONDEF\",\"-DCON_\",LEFT(AQ340,1),\"-FCON_\",LEFT(AR340,1)),AT340=1,_xlfn.CONCAT(\"FUN_DEF\",\"-DCON_\",LEFT(AQ340,1),\"-FCON_\",LEFT(AR340,1)),AU340=1,_xlfn.CONCAT(\"NONFUN_NONDEF\",\"-DCON_\",LEFT(AQ340,1),\"-FCON_\",LEFT(AR340,1)),AV340=1,_xlfn.CONCAT(\"NONFUN_DEF\",\"-DCON_\",LEFT(AQ340,1),\"-FCON_\",LEFT(AR340,1)),AS340+AT340+AU340+AV340<1,_xlfn.CONCAT(\"-\"))","v":"-"}]
[null,null,null,null,null,null,null,null,null,null,null,null,null,null,null,null,null,null,null,null,null,0,null,null,null,null,null,null,null,null,null,0,0,0,0,"Unknown",{"$f":"_xlfn.IFS(G341=\"Natural\",0,H341=\"\",0,H341=\"COASTAL-CONSTRUCTED\",0,G341=\"Constructed\",_xlfn.XLOOKUP($H341,'Data Categories'!$U$4:$U$25,'Data Categories'!$V$4:V$25))","v":0},{"$f":"_xlfn.IFS(AK341=\"\",0,AJ341=\"Unknown\",0,AK341>1,AK341-AJ341,AK341=0,0)","v":0},{"$f":"_xlfn.IFS(Y341=\"\",0,Y341>1920,_xlfn.XLOOKUP($H341,'Data Categories'!$AE$20:$AE$42,'Data Categories'!$AG$20:$AG$42,0))","v":0},{"$f":"_xlfn.IFS(Y341=\"\",0,Y341>0,(2025-Y341))","v":0},{"$f":"_xlfn.IFS(Z341=\"Non-Deficient\",\"Non-Deficient\",Z341=\"Deficient\",\"Deficient\",AB341=\"Deficient\",\"Deficient\",Z341=\"Non-Deficient\",\"Non-Deficient\",AB341=\"Non-Deficient\",\"Non-Deficient\",P341=\"\",\"None\",AL341<0,\"Deficient\",AL341>10,\"Non-Deficient\")","v":"None"},{"$f":"_xlfn.IFS(H341=\"LOW WATER CROSSING\",\"Non-Functional\",G341=\"Natural\",\"Functional\",AA341=\"Functional\",\"Functional\",AC341=\"Functional\",\"Functional\",AA341=\"Non-Functional\",\"Non-Functional\",AC341=\"Non-Functional\",\"Non-Functional\",AA341=\"Unknown\",\"Unknown\",AC341=\"Unknown\",\"Unknown\",AA341=\"\",\"None\")","v":"None"},{"$f":"_xlfn.IFS(X341=\"Functionality\",\"Low\",W341=\"No\",\"Low\",Y341>=2015,\"High\",Y341>=1920,\"Low\",W341=\"\",\"None\",W341=\"Unknown\",\"None\")","v":"None"},{"$f":"_xlfn.IFS(H341=\"LOW WATER CROSSING\",\"Unknown\",G341=\"Natural\",\"None\",AM341<AN341,\"High\",AC341=\"Functional\",\"Low\",AC341=\"Non-Functional\",\"Low\",W341=\"No\",\"Low\",W341=\"Unknown\",\"None\",X341=\"Deficiency\",\"None\",W341=\"Yes\",\"High\",W341=\"\",\"None\")","v":"None"},0,0,0,0,{"$f":"_xlfn.CONCAT(LEFT(H341,3),\"-\")&IF(H341=\"-\",0,COUNTIF($H$4:H341,H341))","v":"-0"},{"$f":"_xlfn.IFS($H341<=0,\"-\",AS341=1,_xlfn.CONCAT(\"FUN_NONDEF\",\"-DCON_\",LEFT(AQ341,1),\"-FCON_\",LEFT(AR341,1)),AT341=1,_xlfn.CONCAT(\"FUN_DEF\",\"-DCON_\",LEFT(AQ341,1),\"-FCON_\",LEFT(AR341,1)),AU341=1,_xlfn.CONCAT(\"NONFUN_NONDEF\",\"-DCON_\",LEFT(AQ341,1),\"-FCON_\",LEFT(AR341,1)),AV341=1,_xlfn.CONCAT(\"NONFUN_DEF\",\"-DCON_\",LEFT(AQ341,1),\"-FCON_\",LEFT(AR341,1)),AS341+AT341+AU341+AV341<1,_xlfn.CONCAT(\"-\"))","v":"-"}]
[null,null,null,null,null,null,null,null,null,null,null,null,null,null,null,null,null,null,null,null,null,0,null,null,null,null,null,null,null,null,null,0,0,0,0,"Unknown",{"$f":"_xlfn.IFS(G342=\"Natural\",0,H342=\"\",0,H342=\"COASTAL-CONSTRUCTED\",0,G342=\"Constructed\",_xlfn.XLOOKUP($H342,'Data Categories'!$U$4:$U$25,'Data Categories'!$V$4:V$25))","v":0},{"$f":"_xlfn.IFS(AK342=\"\",0,AJ342=\"Unknown\",0,AK342>1,AK342-AJ342,AK342=0,0)","v":0},{"$f":"_xlfn.IFS(Y342=\"\",0,Y342>1920,_xlfn.XLOOKUP($H342,'Data Categories'!$AE$20:$AE$42,'Data Categories'!$AG$20:$AG$42,0))","v":0},{"$f":"_xlfn.IFS(Y342=\"\",0,Y342>0,(2025-Y342))","v":0},{"$f":"_xlfn.IFS(Z342=\"Non-Deficient\",\"Non-Deficient\",Z342=\"Deficient\",\"Deficient\",AB342=\"Deficient\",\"Deficient\",Z342=\"Non-Deficient\",\"Non-Deficient\",AB342=\"Non-Deficient\",\"Non-Deficient\",P342=\"\",\"None\",AL342<0,\"Deficient\",AL342>10,\"Non-Deficient\")","v":"None"},{"$f":"_xlfn.IFS(H342=\"LOW WATER CROSSING\",\"Non-Functional\",G342=\"Natural\",\"Functional\",AA342=\"Functional\",\"Functional\",AC342=\"Functional\",\"Functional\",AA342=\"Non-Functional\",\"Non-Functional\",AC342=\"Non-Functional\",\"Non-Functional\",AA342=\"Unknown\",\"Unknown\",AC342=\"Unknown\",\"Unknown\",AA342=\"\",\"None\")","v":"None"},{"$f":"_xlfn.IFS(X342=\"Functionality\",\"Low\",W342=\"No\",\"Low\",Y342>=2015,\"High\",Y342>=1920,\"Low\",W342=\"\",\"None\",W342=\"Unknown\",\"None\")","v":"None"},{"$f":"_xlfn.IFS(H342=\"LOW WATER CROSSING\",\"Unknown\",G342=\"Natural\",\"None\",AM342<AN342,\"High\",AC342=\"Functional\",\"Low\",AC342=\"Non-Functional\",\"Low\",W342=\"No\",\"Low\",W342=\"Unknown\",\"None\",X342=\"Deficiency\",\"None\",W342=\"Yes\",\"High\",W342=\"\",\"None\")","v":"None"},0,0,0,0,{"$f":"_xlfn.CONCAT(LEFT(H342,3),\"-\")&IF(H342=\"-\",0,COUNTIF($H$4:H342,H342))","v":"-0"},{"$f":"_xlfn.IFS($H342<=0,\"-\",AS342=1,_xlfn.CONCAT(\"FUN_NONDEF\",\"-DCON_\",LEFT(AQ342,1),\"-FCON_\",LEFT(AR342,1)),AT342=1,_xlfn.CONCAT(\"FUN_DEF\",\"-DCON_\",LEFT(AQ342,1),\"-FCON_\",LEFT(AR342,1)),AU342=1,_xlfn.CONCAT(\"NONFUN_NONDEF\",\"-DCON_\",LEFT(AQ342,1),\"-FCON_\",LEFT(AR342,1)),AV342=1,_xlfn.CONCAT(\"NONFUN_DEF\",\"-DCON_\",LEFT(AQ342,1),\"-FCON_\",LEFT(AR342,1)),AS342+AT342+AU342+AV342<1,_xlfn.CONCAT(\"-\"))","v":"-"}]
[null,null,null,null,null,null,null,null,null,null,null,null,null,null,null,null,null,null,null,null,null,0,null,null,null,null,null,null,null,null,null,0,0,0,0,"Unknown",{"$f":"_xlfn.IFS(G343=\"Natural\",0,H343=\"\",0,H343=\"COASTAL-CONSTRUCTED\",0,G343=\"Constructed\",_xlfn.XLOOKUP($H343,'Data Categories'!$U$4:$U$25,'Data Categories'!$V$4:V$25))","v":0},{"$f":"_xlfn.IFS(AK343=\"\",0,AJ343=\"Unknown\",0,AK343>1,AK343-AJ343,AK343=0,0)","v":0},{"$f":"_xlfn.IFS(Y343=\"\",0,Y343>1920,_xlfn.XLOOKUP($H343,'Data Categories'!$AE$20:$AE$42,'Data Categories'!$AG$20:$AG$42,0))","v":0},{"$f":"_xlfn.IFS(Y343=\"\",0,Y343>0,(2025-Y343))","v":0},{"$f":"_xlfn.IFS(Z343=\"Non-Deficient\",\"Non-Deficient\",Z343=\"Deficient\",\"Deficient\",AB343=\"Deficient\",\"Deficient\",Z343=\"Non-Deficient\",\"Non-Deficient\",AB343=\"Non-Deficient\",\"Non-Deficient\",P343=\"\",\"None\",AL343<0,\"Deficient\",AL343>10,\"Non-Deficient\")","v":"None"},{"$f":"_xlfn.IFS(H343=\"LOW WATER CROSSING\",\"Non-Functional\",G343=\"Natural\",\"Functional\",AA343=\"Functional\",\"Functional\",AC343=\"Functional\",\"Functional\",AA343=\"Non-Functional\",\"Non-Functional\",AC343=\"Non-Functional\",\"Non-Functional\",AA343=\"Unknown\",\"Unknown\",AC343=\"Unknown\",\"Unknown\",AA343=\"\",\"None\")","v":"None"},{"$f":"_xlfn.IFS(X343=\"Functionality\",\"Low\",W343=\"No\",\"Low\",Y343>=2015,\"High\",Y343>=1920,\"Low\",W343=\"\",\"None\",W343=\"Unknown\",\"None\")","v":"None"},{"$f":"_xlfn.IFS(H343=\"LOW WATER CROSSING\",\"Unknown\",G343=\"Natural\",\"None\",AM343<AN343,\"High\",AC343=\"Functional\",\"Low\",AC343=\"Non-Functional\",\"Low\",W343=\"No\",\"Low\",W343=\"Unknown\",\"None\",X343=\"Deficiency\",\"None\",W343=\"Yes\",\"High\",W343=\"\",\"None\")","v":"None"},0,0,0,0,{"$f":"_xlfn.CONCAT(LEFT(H343,3),\"-\")&IF(H343=\"-\",0,COUNTIF($H$4:H343,H343))","v":"-0"},{"$f":"_xlfn.IFS($H343<=0,\"-\",AS343=1,_xlfn.CONCAT(\"FUN_NONDEF\",\"-DCON_\",LEFT(AQ343,1),\"-FCON_\",LEFT(AR343,1)),AT343=1,_xlfn.CONCAT(\"FUN_DEF\",\"-DCON_\",LEFT(AQ343,1),\"-FCON_\",LEFT(AR343,1)),AU343=1,_xlfn.CONCAT(\"NONFUN_NONDEF\",\"-DCON_\",LEFT(AQ343,1),\"-FCON_\",LEFT(AR343,1)),AV343=1,_xlfn.CONCAT(\"NONFUN_DEF\",\"-DCON_\",LEFT(AQ343,1),\"-FCON_\",LEFT(AR343,1)),AS343+AT343+AU343+AV343<1,_xlfn.CONCAT(\"-\"))","v":"-"}]
[null,null,null,null,null,null,null,null,null,null,null,null,null,null,null,null,null,null,null,null,null,0,null,null,null,null,null,null,null,null,null,0,0,0,0,"Unknown",{"$f":"_xlfn.IFS(G344=\"Natural\",0,H344=\"\",0,H344=\"COASTAL-CONSTRUCTED\",0,G344=\"Constructed\",_xlfn.XLOOKUP($H344,'Data Categories'!$U$4:$U$25,'Data Categories'!$V$4:V$25))","v":0},{"$f":"_xlfn.IFS(AK344=\"\",0,AJ344=\"Unknown\",0,AK344>1,AK344-AJ344,AK344=0,0)","v":0},{"$f":"_xlfn.IFS(Y344=\"\",0,Y344>1920,_xlfn.XLOOKUP($H344,'Data Categories'!$AE$20:$AE$42,'Data Categories'!$AG$20:$AG$42,0))","v":0},{"$f":"_xlfn.IFS(Y344=\"\",0,Y344>0,(2025-Y344))","v":0},{"$f":"_xlfn.IFS(Z344=\"Non-Deficient\",\"Non-Deficient\",Z344=\"Deficient\",\"Deficient\",AB344=\"Deficient\",\"Deficient\",Z344=\"Non-Deficient\",\"Non-Deficient\",AB344=\"Non-Deficient\",\"Non-Deficient\",P344=\"\",\"None\",AL344<0,\"Deficient\",AL344>10,\"Non-Deficient\")","v":"None"},{"$f":"_xlfn.IFS(H344=\"LOW WATER CROSSING\",\"Non-Functional\",G344=\"Natural\",\"Functional\",AA344=\"Functional\",\"Functional\",AC344=\"Functional\",\"Functional\",AA344=\"Non-Functional\",\"Non-Functional\",AC344=\"Non-Functional\",\"Non-Functional\",AA344=\"Unknown\",\"Unknown\",AC344=\"Unknown\",\"Unknown\",AA344=\"\",\"None\")","v":"None"},{"$f":"_xlfn.IFS(X344=\"Functionality\",\"Low\",W344=\"No\",\"Low\",Y344>=2015,\"High\",Y344>=1920,\"Low\",W344=\"\",\"None\",W344=\"Unknown\",\"None\")","v":"None"},{"$f":"_xlfn.IFS(H344=\"LOW WATER CROSSING\",\"Unknown\",G344=\"Natural\",\"None\",AM344<AN344,\"High\",AC344=\"Functional\",\"Low\",AC344=\"Non-Functional\",\"Low\",W344=\"No\",\"Low\",W344=\"Unknown\",\"None\",X344=\"Deficiency\",\"None\",W344=\"Yes\",\"High\",W344=\"\",\"None\")","v":"None"},0,0,0,0,{"$f":"_xlfn.CONCAT(LEFT(H344,3),\"-\")&IF(H344=\"-\",0,COUNTIF($H$4:H344,H344))","v":"-0"},{"$f":"_xlfn.IFS($H344<=0,\"-\",AS344=1,_xlfn.CONCAT(\"FUN_NONDEF\",\"-DCON_\",LEFT(AQ344,1),\"-FCON_\",LEFT(AR344,1)),AT344=1,_xlfn.CONCAT(\"FUN_DEF\",\"-DCON_\",LEFT(AQ344,1),\"-FCON_\",LEFT(AR344,1)),AU344=1,_xlfn.CONCAT(\"NONFUN_NONDEF\",\"-DCON_\",LEFT(AQ344,1),\"-FCON_\",LEFT(AR344,1)),AV344=1,_xlfn.CONCAT(\"NONFUN_DEF\",\"-DCON_\",LEFT(AQ344,1),\"-FCON_\",LEFT(AR344,1)),AS344+AT344+AU344+AV344<1,_xlfn.CONCAT(\"-\"))","v":"-"}]
[null,null,null,null,null,null,null,null,null,null,null,null,null,null,null,null,null,null,null,null,null,0,null,null,null,null,null,null,null,null,null,0,0,0,0,"Unknown",{"$f":"_xlfn.IFS(G345=\"Natural\",0,H345=\"\",0,H345=\"COASTAL-CONSTRUCTED\",0,G345=\"Constructed\",_xlfn.XLOOKUP($H345,'Data Categories'!$U$4:$U$25,'Data Categories'!$V$4:V$25))","v":0},{"$f":"_xlfn.IFS(AK345=\"\",0,AJ345=\"Unknown\",0,AK345>1,AK345-AJ345,AK345=0,0)","v":0},{"$f":"_xlfn.IFS(Y345=\"\",0,Y345>1920,_xlfn.XLOOKUP($H345,'Data Categories'!$AE$20:$AE$42,'Data Categories'!$AG$20:$AG$42,0))","v":0},{"$f":"_xlfn.IFS(Y345=\"\",0,Y345>0,(2025-Y345))","v":0},{"$f":"_xlfn.IFS(Z345=\"Non-Deficient\",\"Non-Deficient\",Z345=\"Deficient\",\"Deficient\",AB345=\"Deficient\",\"Deficient\",Z345=\"Non-Deficient\",\"Non-Deficient\",AB345=\"Non-Deficient\",\"Non-Deficient\",P345=\"\",\"None\",AL345<0,\"Deficient\",AL345>10,\"Non-Deficient\")","v":"None"},{"$f":"_xlfn.IFS(H345=\"LOW WATER CROSSING\",\"Non-Functional\",G345=\"Natural\",\"Functional\",AA345=\"Functional\",\"Functional\",AC345=\"Functional\",\"Functional\",AA345=\"Non-Functional\",\"Non-Functional\",AC345=\"Non-Functional\",\"Non-Functional\",AA345=\"Unknown\",\"Unknown\",AC345=\"Unknown\",\"Unknown\",AA345=\"\",\"None\")","v":"None"},{"$f":"_xlfn.IFS(X345=\"Functionality\",\"Low\",W345=\"No\",\"Low\",Y345>=2015,\"High\",Y345>=1920,\"Low\",W345=\"\",\"None\",W345=\"Unknown\",\"None\")","v":"None"},{"$f":"_xlfn.IFS(H345=\"LOW WATER CROSSING\",\"Unknown\",G345=\"Natural\",\"None\",AM345<AN345,\"High\",AC345=\"Functional\",\"Low\",AC345=\"Non-Functional\",\"Low\",W345=\"No\",\"Low\",W345=\"Unknown\",\"None\",X345=\"Deficiency\",\"None\",W345=\"Yes\",\"High\",W345=\"\",\"None\")","v":"None"},0,0,0,0,{"$f":"_xlfn.CONCAT(LEFT(H345,3),\"-\")&IF(H345=\"-\",0,COUNTIF($H$4:H345,H345))","v":"-0"},{"$f":"_xlfn.IFS($H345<=0,\"-\",AS345=1,_xlfn.CONCAT(\"FUN_NONDEF\",\"-DCON_\",LEFT(AQ345,1),\"-FCON_\",LEFT(AR345,1)),AT345=1,_xlfn.CONCAT(\"FUN_DEF\",\"-DCON_\",LEFT(AQ345,1),\"-FCON_\",LEFT(AR345,1)),AU345=1,_xlfn.CONCAT(\"NONFUN_NONDEF\",\"-DCON_\",LEFT(AQ345,1),\"-FCON_\",LEFT(AR345,1)),AV345=1,_xlfn.CONCAT(\"NONFUN_DEF\",\"-DCON_\",LEFT(AQ345,1),\"-FCON_\",LEFT(AR345,1)),AS345+AT345+AU345+AV345<1,_xlfn.CONCAT(\"-\"))","v":"-"}]
[null,null,null,null,null,null,null,null,null,null,null,null,null,null,null,null,null,null,null,null,null,0,null,null,null,null,null,null,null,null,null,0,0,0,0,"Unknown",{"$f":"_xlfn.IFS(G346=\"Natural\",0,H346=\"\",0,H346=\"COASTAL-CONSTRUCTED\",0,G346=\"Constructed\",_xlfn.XLOOKUP($H346,'Data Categories'!$U$4:$U$25,'Data Categories'!$V$4:V$25))","v":0},{"$f":"_xlfn.IFS(AK346=\"\",0,AJ346=\"Unknown\",0,AK346>1,AK346-AJ346,AK346=0,0)","v":0},{"$f":"_xlfn.IFS(Y346=\"\",0,Y346>1920,_xlfn.XLOOKUP($H346,'Data Categories'!$AE$20:$AE$42,'Data Categories'!$AG$20:$AG$42,0))","v":0},{"$f":"_xlfn.IFS(Y346=\"\",0,Y346>0,(2025-Y346))","v":0},{"$f":"_xlfn.IFS(Z346=\"Non-Deficient\",\"Non-Deficient\",Z346=\"Deficient\",\"Deficient\",AB346=\"Deficient\",\"Deficient\",Z346=\"Non-Deficient\",\"Non-Deficient\",AB346=\"Non-Deficient\",\"Non-Deficient\",P346=\"\",\"None\",AL346<0,\"Deficient\",AL346>10,\"Non-Deficient\")","v":"None"},{"$f":"_xlfn.IFS(H346=\"LOW WATER CROSSING\",\"Non-Functional\",G346=\"Natural\",\"Functional\",AA346=\"Functional\",\"Functional\",AC346=\"Functional\",\"Functional\",AA346=\"Non-Functional\",\"Non-Functional\",AC346=\"Non-Functional\",\"Non-Functional\",AA346=\"Unknown\",\"Unknown\",AC346=\"Unknown\",\"Unknown\",AA346=\"\",\"None\")","v":"None"},{"$f":"_xlfn.IFS(X346=\"Functionality\",\"Low\",W346=\"No\",\"Low\",Y346>=2015,\"High\",Y346>=1920,\"Low\",W346=\"\",\"None\",W346=\"Unknown\",\"None\")","v":"None"},{"$f":"_xlfn.IFS(H346=\"LOW WATER CROSSING\",\"Unknown\",G346=\"Natural\",\"None\",AM346<AN346,\"High\",AC346=\"Functional\",\"Low\",AC346=\"Non-Functional\",\"Low\",W346=\"No\",\"Low\",W346=\"Unknown\",\"None\",X346=\"Deficiency\",\"None\",W346=\"Yes\",\"High\",W346=\"\",\"None\")","v":"None"},0,0,0,0,{"$f":"_xlfn.CONCAT(LEFT(H346,3),\"-\")&IF(H346=\"-\",0,COUNTIF($H$4:H346,H346))","v":"-0"},{"$f":"_xlfn.IFS($H346<=0,\"-\",AS346=1,_xlfn.CONCAT(\"FUN_NONDEF\",\"-DCON_\",LEFT(AQ346,1),\"-FCON_\",LEFT(AR346,1)),AT346=1,_xlfn.CONCAT(\"FUN_DEF\",\"-DCON_\",LEFT(AQ346,1),\"-FCON_\",LEFT(AR346,1)),AU346=1,_xlfn.CONCAT(\"NONFUN_NONDEF\",\"-DCON_\",LEFT(AQ346,1),\"-FCON_\",LEFT(AR346,1)),AV346=1,_xlfn.CONCAT(\"NONFUN_DEF\",\"-DCON_\",LEFT(AQ346,1),\"-FCON_\",LEFT(AR346,1)),AS346+AT346+AU346+AV346<1,_xlfn.CONCAT(\"-\"))","v":"-"}]
[null,null,null,null,null,null,null,null,null,null,null,null,null,null,null,null,null,null,null,null,null,0,null,null,null,null,null,null,null,null,null,0,0,0,0,"Unknown",{"$f":"_xlfn.IFS(G347=\"Natural\",0,H347=\"\",0,H347=\"COASTAL-CONSTRUCTED\",0,G347=\"Constructed\",_xlfn.XLOOKUP($H347,'Data Categories'!$U$4:$U$25,'Data Categories'!$V$4:V$25))","v":0},{"$f":"_xlfn.IFS(AK347=\"\",0,AJ347=\"Unknown\",0,AK347>1,AK347-AJ347,AK347=0,0)","v":0},{"$f":"_xlfn.IFS(Y347=\"\",0,Y347>1920,_xlfn.XLOOKUP($H347,'Data Categories'!$AE$20:$AE$42,'Data Categories'!$AG$20:$AG$42,0))","v":0},{"$f":"_xlfn.IFS(Y347=\"\",0,Y347>0,(2025-Y347))","v":0},{"$f":"_xlfn.IFS(Z347=\"Non-Deficient\",\"Non-Deficient\",Z347=\"Deficient\",\"Deficient\",AB347=\"Deficient\",\"Deficient\",Z347=\"Non-Deficient\",\"Non-Deficient\",AB347=\"Non-Deficient\",\"Non-Deficient\",P347=\"\",\"None\",AL347<0,\"Deficient\",AL347>10,\"Non-Deficient\")","v":"None"},{"$f":"_xlfn.IFS(H347=\"LOW WATER CROSSING\",\"Non-Functional\",G347=\"Natural\",\"Functional\",AA347=\"Functional\",\"Functional\",AC347=\"Functional\",\"Functional\",AA347=\"Non-Functional\",\"Non-Functional\",AC347=\"Non-Functional\",\"Non-Functional\",AA347=\"Unknown\",\"Unknown\",AC347=\"Unknown\",\"Unknown\",AA347=\"\",\"None\")","v":"None"},{"$f":"_xlfn.IFS(X347=\"Functionality\",\"Low\",W347=\"No\",\"Low\",Y347>=2015,\"High\",Y347>=1920,\"Low\",W347=\"\",\"None\",W347=\"Unknown\",\"None\")","v":"None"},{"$f":"_xlfn.IFS(H347=\"LOW WATER CROSSING\",\"Unknown\",G347=\"Natural\",\"None\",AM347<AN347,\"High\",AC347=\"Functional\",\"Low\",AC347=\"Non-Functional\",\"Low\",W347=\"No\",\"Low\",W347=\"Unknown\",\"None\",X347=\"Deficiency\",\"None\",W347=\"Yes\",\"High\",W347=\"\",\"None\")","v":"None"},0,0,0,0,{"$f":"_xlfn.CONCAT(LEFT(H347,3),\"-\")&IF(H347=\"-\",0,COUNTIF($H$4:H347,H347))","v":"-0"},{"$f":"_xlfn.IFS($H347<=0,\"-\",AS347=1,_xlfn.CONCAT(\"FUN_NONDEF\",\"-DCON_\",LEFT(AQ347,1),\"-FCON_\",LEFT(AR347,1)),AT347=1,_xlfn.CONCAT(\"FUN_DEF\",\"-DCON_\",LEFT(AQ347,1),\"-FCON_\",LEFT(AR347,1)),AU347=1,_xlfn.CONCAT(\"NONFUN_NONDEF\",\"-DCON_\",LEFT(AQ347,1),\"-FCON_\",LEFT(AR347,1)),AV347=1,_xlfn.CONCAT(\"NONFUN_DEF\",\"-DCON_\",LEFT(AQ347,1),\"-FCON_\",LEFT(AR347,1)),AS347+AT347+AU347+AV347<1,_xlfn.CONCAT(\"-\"))","v":"-"}]
[null,null,null,null,null,null,null,null,null,null,null,null,null,null,null,null,null,null,null,null,null,0,null,null,null,null,null,null,null,null,null,0,0,0,0,"Unknown",{"$f":"_xlfn.IFS(G348=\"Natural\",0,H348=\"\",0,H348=\"COASTAL-CONSTRUCTED\",0,G348=\"Constructed\",_xlfn.XLOOKUP($H348,'Data Categories'!$U$4:$U$25,'Data Categories'!$V$4:V$25))","v":0},{"$f":"_xlfn.IFS(AK348=\"\",0,AJ348=\"Unknown\",0,AK348>1,AK348-AJ348,AK348=0,0)","v":0},{"$f":"_xlfn.IFS(Y348=\"\",0,Y348>1920,_xlfn.XLOOKUP($H348,'Data Categories'!$AE$20:$AE$42,'Data Categories'!$AG$20:$AG$42,0))","v":0},{"$f":"_xlfn.IFS(Y348=\"\",0,Y348>0,(2025-Y348))","v":0},{"$f":"_xlfn.IFS(Z348=\"Non-Deficient\",\"Non-Deficient\",Z348=\"Deficient\",\"Deficient\",AB348=\"Deficient\",\"Deficient\",Z348=\"Non-Deficient\",\"Non-Deficient\",AB348=\"Non-Deficient\",\"Non-Deficient\",P348=\"\",\"None\",AL348<0,\"Deficient\",AL348>10,\"Non-Deficient\")","v":"None"},{"$f":"_xlfn.IFS(H348=\"LOW WATER CROSSING\",\"Non-Functional\",G348=\"Natural\",\"Functional\",AA348=\"Functional\",\"Functional\",AC348=\"Functional\",\"Functional\",AA348=\"Non-Functional\",\"Non-Functional\",AC348=\"Non-Functional\",\"Non-Functional\",AA348=\"Unknown\",\"Unknown\",AC348=\"Unknown\",\"Unknown\",AA348=\"\",\"None\")","v":"None"},{"$f":"_xlfn.IFS(X348=\"Functionality\",\"Low\",W348=\"No\",\"Low\",Y348>=2015,\"High\",Y348>=1920,\"Low\",W348=\"\",\"None\",W348=\"Unknown\",\"None\")","v":"None"},{"$f":"_xlfn.IFS(H348=\"LOW WATER CROSSING\",\"Unknown\",G348=\"Natural\",\"None\",AM348<AN348,\"High\",AC348=\"Functional\",\"Low\",AC348=\"Non-Functional\",\"Low\",W348=\"No\",\"Low\",W348=\"Unknown\",\"None\",X348=\"Deficiency\",\"None\",W348=\"Yes\",\"High\",W348=\"\",\"None\")","v":"None"},0,0,0,0,{"$f":"_xlfn.CONCAT(LEFT(H348,3),\"-\")&IF(H348=\"-\",0,COUNTIF($H$4:H348,H348))","v":"-0"},{"$f":"_xlfn.IFS($H348<=0,\"-\",AS348=1,_xlfn.CONCAT(\"FUN_NONDEF\",\"-DCON_\",LEFT(AQ348,1),\"-FCON_\",LEFT(AR348,1)),AT348=1,_xlfn.CONCAT(\"FUN_DEF\",\"-DCON_\",LEFT(AQ348,1),\"-FCON_\",LEFT(AR348,1)),AU348=1,_xlfn.CONCAT(\"NONFUN_NONDEF\",\"-DCON_\",LEFT(AQ348,1),\"-FCON_\",LEFT(AR348,1)),AV348=1,_xlfn.CONCAT(\"NONFUN_DEF\",\"-DCON_\",LEFT(AQ348,1),\"-FCON_\",LEFT(AR348,1)),AS348+AT348+AU348+AV348<1,_xlfn.CONCAT(\"-\"))","v":"-"}]
[null,null,null,null,null,null,null,null,null,null,null,null,null,null,null,null,null,null,null,null,null,0,null,null,null,null,null,null,null,null,null,0,0,0,0,"Unknown",{"$f":"_xlfn.IFS(G349=\"Natural\",0,H349=\"\",0,H349=\"COASTAL-CONSTRUCTED\",0,G349=\"Constructed\",_xlfn.XLOOKUP($H349,'Data Categories'!$U$4:$U$25,'Data Categories'!$V$4:V$25))","v":0},{"$f":"_xlfn.IFS(AK349=\"\",0,AJ349=\"Unknown\",0,AK349>1,AK349-AJ349,AK349=0,0)","v":0},{"$f":"_xlfn.IFS(Y349=\"\",0,Y349>1920,_xlfn.XLOOKUP($H349,'Data Categories'!$AE$20:$AE$42,'Data Categories'!$AG$20:$AG$42,0))","v":0},{"$f":"_xlfn.IFS(Y349=\"\",0,Y349>0,(2025-Y349))","v":0},{"$f":"_xlfn.IFS(Z349=\"Non-Deficient\",\"Non-Deficient\",Z349=\"Deficient\",\"Deficient\",AB349=\"Deficient\",\"Deficient\",Z349=\"Non-Deficient\",\"Non-Deficient\",AB349=\"Non-Deficient\",\"Non-Deficient\",P349=\"\",\"None\",AL349<0,\"Deficient\",AL349>10,\"Non-Deficient\")","v":"None"},{"$f":"_xlfn.IFS(H349=\"LOW WATER CROSSING\",\"Non-Functional\",G349=\"Natural\",\"Functional\",AA349=\"Functional\",\"Functional\",AC349=\"Functional\",\"Functional\",AA349=\"Non-Functional\",\"Non-Functional\",AC349=\"Non-Functional\",\"Non-Functional\",AA349=\"Unknown\",\"Unknown\",AC349=\"Unknown\",\"Unknown\",AA349=\"\",\"None\")","v":"None"},{"$f":"_xlfn.IFS(X349=\"Functionality\",\"Low\",W349=\"No\",\"Low\",Y349>=2015,\"High\",Y349>=1920,\"Low\",W349=\"\",\"None\",W349=\"Unknown\",\"None\")","v":"None"},{"$f":"_xlfn.IFS(H349=\"LOW WATER CROSSING\",\"Unknown\",G349=\"Natural\",\"None\",AM349<AN349,\"High\",AC349=\"Functional\",\"Low\",AC349=\"Non-Functional\",\"Low\",W349=\"No\",\"Low\",W349=\"Unknown\",\"None\",X349=\"Deficiency\",\"None\",W349=\"Yes\",\"High\",W349=\"\",\"None\")","v":"None"},0,0,0,0,{"$f":"_xlfn.CONCAT(LEFT(H349,3),\"-\")&IF(H349=\"-\",0,COUNTIF($H$4:H349,H349))","v":"-0"},{"$f":"_xlfn.IFS($H349<=0,\"-\",AS349=1,_xlfn.CONCAT(\"FUN_NONDEF\",\"-DCON_\",LEFT(AQ349,1),\"-FCON_\",LEFT(AR349,1)),AT349=1,_xlfn.CONCAT(\"FUN_DEF\",\"-DCON_\",LEFT(AQ349,1),\"-FCON_\",LEFT(AR349,1)),AU349=1,_xlfn.CONCAT(\"NONFUN_NONDEF\",\"-DCON_\",LEFT(AQ349,1),\"-FCON_\",LEFT(AR349,1)),AV349=1,_xlfn.CONCAT(\"NONFUN_DEF\",\"-DCON_\",LEFT(AQ349,1),\"-FCON_\",LEFT(AR349,1)),AS349+AT349+AU349+AV349<1,_xlfn.CONCAT(\"-\"))","v":"-"}]
[null,null,null,null,null,null,null,null,null,null,null,null,null,null,null,null,null,null,null,null,null,0,null,null,null,null,null,null,null,null,null,0,0,0,0,"Unknown",{"$f":"_xlfn.IFS(G350=\"Natural\",0,H350=\"\",0,H350=\"COASTAL-CONSTRUCTED\",0,G350=\"Constructed\",_xlfn.XLOOKUP($H350,'Data Categories'!$U$4:$U$25,'Data Categories'!$V$4:V$25))","v":0},{"$f":"_xlfn.IFS(AK350=\"\",0,AJ350=\"Unknown\",0,AK350>1,AK350-AJ350,AK350=0,0)","v":0},{"$f":"_xlfn.IFS(Y350=\"\",0,Y350>1920,_xlfn.XLOOKUP($H350,'Data Categories'!$AE$20:$AE$42,'Data Categories'!$AG$20:$AG$42,0))","v":0},{"$f":"_xlfn.IFS(Y350=\"\",0,Y350>0,(2025-Y350))","v":0},{"$f":"_xlfn.IFS(Z350=\"Non-Deficient\",\"Non-Deficient\",Z350=\"Deficient\",\"Deficient\",AB350=\"Deficient\",\"Deficient\",Z350=\"Non-Deficient\",\"Non-Deficient\",AB350=\"Non-Deficient\",\"Non-Deficient\",P350=\"\",\"None\",AL350<0,\"Deficient\",AL350>10,\"Non-Deficient\")","v":"None"},{"$f":"_xlfn.IFS(H350=\"LOW WATER CROSSING\",\"Non-Functional\",G350=\"Natural\",\"Functional\",AA350=\"Functional\",\"Functional\",AC350=\"Functional\",\"Functional\",AA350=\"Non-Functional\",\"Non-Functional\",AC350=\"Non-Functional\",\"Non-Functional\",AA350=\"Unknown\",\"Unknown\",AC350=\"Unknown\",\"Unknown\",AA350=\"\",\"None\")","v":"None"},{"$f":"_xlfn.IFS(X350=\"Functionality\",\"Low\",W350=\"No\",\"Low\",Y350>=2015,\"High\",Y350>=1920,\"Low\",W350=\"\",\"None\",W350=\"Unknown\",\"None\")","v":"None"},{"$f":"_xlfn.IFS(H350=\"LOW WATER CROSSING\",\"Unknown\",G350=\"Natural\",\"None\",AM350<AN350,\"High\",AC350=\"Functional\",\"Low\",AC350=\"Non-Functional\",\"Low\",W350=\"No\",\"Low\",W350=\"Unknown\",\"None\",X350=\"Deficiency\",\"None\",W350=\"Yes\",\"High\",W350=\"\",\"None\")","v":"None"},0,0,0,0,{"$f":"_xlfn.CONCAT(LEFT(H350,3),\"-\")&IF(H350=\"-\",0,COUNTIF($H$4:H350,H350))","v":"-0"},{"$f":"_xlfn.IFS($H350<=0,\"-\",AS350=1,_xlfn.CONCAT(\"FUN_NONDEF\",\"-DCON_\",LEFT(AQ350,1),\"-FCON_\",LEFT(AR350,1)),AT350=1,_xlfn.CONCAT(\"FUN_DEF\",\"-DCON_\",LEFT(AQ350,1),\"-FCON_\",LEFT(AR350,1)),AU350=1,_xlfn.CONCAT(\"NONFUN_NONDEF\",\"-DCON_\",LEFT(AQ350,1),\"-FCON_\",LEFT(AR350,1)),AV350=1,_xlfn.CONCAT(\"NONFUN_DEF\",\"-DCON_\",LEFT(AQ350,1),\"-FCON_\",LEFT(AR350,1)),AS350+AT350+AU350+AV350<1,_xlfn.CONCAT(\"-\"))","v":"-"}]
[null,null,null,null,null,null,null,null,null,null,null,null,null,null,null,null,null,null,null,null,null,0,null,null,null,null,null,null,null,null,null,0,0,0,0,"Unknown",{"$f":"_xlfn.IFS(G351=\"Natural\",0,H351=\"\",0,H351=\"COASTAL-CONSTRUCTED\",0,G351=\"Constructed\",_xlfn.XLOOKUP($H351,'Data Categories'!$U$4:$U$25,'Data Categories'!$V$4:V$25))","v":0},{"$f":"_xlfn.IFS(AK351=\"\",0,AJ351=\"Unknown\",0,AK351>1,AK351-AJ351,AK351=0,0)","v":0},{"$f":"_xlfn.IFS(Y351=\"\",0,Y351>1920,_xlfn.XLOOKUP($H351,'Data Categories'!$AE$20:$AE$42,'Data Categories'!$AG$20:$AG$42,0))","v":0},{"$f":"_xlfn.IFS(Y351=\"\",0,Y351>0,(2025-Y351))","v":0},{"$f":"_xlfn.IFS(Z351=\"Non-Deficient\",\"Non-Deficient\",Z351=\"Deficient\",\"Deficient\",AB351=\"Deficient\",\"Deficient\",Z351=\"Non-Deficient\",\"Non-Deficient\",AB351=\"Non-Deficient\",\"Non-Deficient\",P351=\"\",\"None\",AL351<0,\"Deficient\",AL351>10,\"Non-Deficient\")","v":"None"},{"$f":"_xlfn.IFS(H351=\"LOW WATER CROSSING\",\"Non-Functional\",G351=\"Natural\",\"Functional\",AA351=\"Functional\",\"Functional\",AC351=\"Functional\",\"Functional\",AA351=\"Non-Functional\",\"Non-Functional\",AC351=\"Non-Functional\",\"Non-Functional\",AA351=\"Unknown\",\"Unknown\",AC351=\"Unknown\",\"Unknown\",AA351=\"\",\"None\")","v":"None"},{"$f":"_xlfn.IFS(X351=\"Functionality\",\"Low\",W351=\"No\",\"Low\",Y351>=2015,\"High\",Y351>=1920,\"Low\",W351=\"\",\"None\",W351=\"Unknown\",\"None\")","v":"None"},{"$f":"_xlfn.IFS(H351=\"LOW WATER CROSSING\",\"Unknown\",G351=\"Natural\",\"None\",AM351<AN351,\"High\",AC351=\"Functional\",\"Low\",AC351=\"Non-Functional\",\"Low\",W351=\"No\",\"Low\",W351=\"Unknown\",\"None\",X351=\"Deficiency\",\"None\",W351=\"Yes\",\"High\",W351=\"\",\"None\")","v":"None"},0,0,0,0,{"$f":"_xlfn.CONCAT(LEFT(H351,3),\"-\")&IF(H351=\"-\",0,COUNTIF($H$4:H351,H351))","v":"-0"},{"$f":"_xlfn.IFS($H351<=0,\"-\",AS351=1,_xlfn.CONCAT(\"FUN_NONDEF\",\"-DCON_\",LEFT(AQ351,1),\"-FCON_\",LEFT(AR351,1)),AT351=1,_xlfn.CONCAT(\"FUN_DEF\",\"-DCON_\",LEFT(AQ351,1),\"-FCON_\",LEFT(AR351,1)),AU351=1,_xlfn.CONCAT(\"NONFUN_NONDEF\",\"-DCON_\",LEFT(AQ351,1),\"-FCON_\",LEFT(AR351,1)),AV351=1,_xlfn.CONCAT(\"NONFUN_DEF\",\"-DCON_\",LEFT(AQ351,1),\"-FCON_\",LEFT(AR351,1)),AS351+AT351+AU351+AV351<1,_xlfn.CONCAT(\"-\"))","v":"-"}]
[null,null,null,null,null,null,null,null,null,null,null,null,null,null,null,null,null,null,null,null,null,0,null,null,null,null,null,null,null,null,null,0,0,0,0,"Unknown",{"$f":"_xlfn.IFS(G352=\"Natural\",0,H352=\"\",0,H352=\"COASTAL-CONSTRUCTED\",0,G352=\"Constructed\",_xlfn.XLOOKUP($H352,'Data Categories'!$U$4:$U$25,'Data Categories'!$V$4:V$25))","v":0},{"$f":"_xlfn.IFS(AK352=\"\",0,AJ352=\"Unknown\",0,AK352>1,AK352-AJ352,AK352=0,0)","v":0},{"$f":"_xlfn.IFS(Y352=\"\",0,Y352>1920,_xlfn.XLOOKUP($H352,'Data Categories'!$AE$20:$AE$42,'Data Categories'!$AG$20:$AG$42,0))","v":0},{"$f":"_xlfn.IFS(Y352=\"\",0,Y352>0,(2025-Y352))","v":0},{"$f":"_xlfn.IFS(Z352=\"Non-Deficient\",\"Non-Deficient\",Z352=\"Deficient\",\"Deficient\",AB352=\"Deficient\",\"Deficient\",Z352=\"Non-Deficient\",\"Non-Deficient\",AB352=\"Non-Deficient\",\"Non-Deficient\",P352=\"\",\"None\",AL352<0,\"Deficient\",AL352>10,\"Non-Deficient\")","v":"None"},{"$f":"_xlfn.IFS(H352=\"LOW WATER CROSSING\",\"Non-Functional\",G352=\"Natural\",\"Functional\",AA352=\"Functional\",\"Functional\",AC352=\"Functional\",\"Functional\",AA352=\"Non-Functional\",\"Non-Functional\",AC352=\"Non-Functional\",\"Non-Functional\",AA352=\"Unknown\",\"Unknown\",AC352=\"Unknown\",\"Unknown\",AA352=\"\",\"None\")","v":"None"},{"$f":"_xlfn.IFS(X352=\"Functionality\",\"Low\",W352=\"No\",\"Low\",Y352>=2015,\"High\",Y352>=1920,\"Low\",W352=\"\",\"None\",W352=\"Unknown\",\"None\")","v":"None"},{"$f":"_xlfn.IFS(H352=\"LOW WATER CROSSING\",\"Unknown\",G352=\"Natural\",\"None\",AM352<AN352,\"High\",AC352=\"Functional\",\"Low\",AC352=\"Non-Functional\",\"Low\",W352=\"No\",\"Low\",W352=\"Unknown\",\"None\",X352=\"Deficiency\",\"None\",W352=\"Yes\",\"High\",W352=\"\",\"None\")","v":"None"},0,0,0,0,{"$f":"_xlfn.CONCAT(LEFT(H352,3),\"-\")&IF(H352=\"-\",0,COUNTIF($H$4:H352,H352))","v":"-0"},{"$f":"_xlfn.IFS($H352<=0,\"-\",AS352=1,_xlfn.CONCAT(\"FUN_NONDEF\",\"-DCON_\",LEFT(AQ352,1),\"-FCON_\",LEFT(AR352,1)),AT352=1,_xlfn.CONCAT(\"FUN_DEF\",\"-DCON_\",LEFT(AQ352,1),\"-FCON_\",LEFT(AR352,1)),AU352=1,_xlfn.CONCAT(\"NONFUN_NONDEF\",\"-DCON_\",LEFT(AQ352,1),\"-FCON_\",LEFT(AR352,1)),AV352=1,_xlfn.CONCAT(\"NONFUN_DEF\",\"-DCON_\",LEFT(AQ352,1),\"-FCON_\",LEFT(AR352,1)),AS352+AT352+AU352+AV352<1,_xlfn.CONCAT(\"-\"))","v":"-"}]
[null,null,null,null,null,null,null,null,null,null,null,null,null,null,null,null,null,null,null,null,null,0,null,null,null,null,null,null,null,null,null,0,0,0,0,"Unknown",{"$f":"_xlfn.IFS(G353=\"Natural\",0,H353=\"\",0,H353=\"COASTAL-CONSTRUCTED\",0,G353=\"Constructed\",_xlfn.XLOOKUP($H353,'Data Categories'!$U$4:$U$25,'Data Categories'!$V$4:V$25))","v":0},{"$f":"_xlfn.IFS(AK353=\"\",0,AJ353=\"Unknown\",0,AK353>1,AK353-AJ353,AK353=0,0)","v":0},{"$f":"_xlfn.IFS(Y353=\"\",0,Y353>1920,_xlfn.XLOOKUP($H353,'Data Categories'!$AE$20:$AE$42,'Data Categories'!$AG$20:$AG$42,0))","v":0},{"$f":"_xlfn.IFS(Y353=\"\",0,Y353>0,(2025-Y353))","v":0},{"$f":"_xlfn.IFS(Z353=\"Non-Deficient\",\"Non-Deficient\",Z353=\"Deficient\",\"Deficient\",AB353=\"Deficient\",\"Deficient\",Z353=\"Non-Deficient\",\"Non-Deficient\",AB353=\"Non-Deficient\",\"Non-Deficient\",P353=\"\",\"None\",AL353<0,\"Deficient\",AL353>10,\"Non-Deficient\")","v":"None"},{"$f":"_xlfn.IFS(H353=\"LOW WATER CROSSING\",\"Non-Functional\",G353=\"Natural\",\"Functional\",AA353=\"Functional\",\"Functional\",AC353=\"Functional\",\"Functional\",AA353=\"Non-Functional\",\"Non-Functional\",AC353=\"Non-Functional\",\"Non-Functional\",AA353=\"Unknown\",\"Unknown\",AC353=\"Unknown\",\"Unknown\",AA353=\"\",\"None\")","v":"None"},{"$f":"_xlfn.IFS(X353=\"Functionality\",\"Low\",W353=\"No\",\"Low\",Y353>=2015,\"High\",Y353>=1920,\"Low\",W353=\"\",\"None\",W353=\"Unknown\",\"None\")","v":"None"},{"$f":"_xlfn.IFS(H353=\"LOW WATER CROSSING\",\"Unknown\",G353=\"Natural\",\"None\",AM353<AN353,\"High\",AC353=\"Functional\",\"Low\",AC353=\"Non-Functional\",\"Low\",W353=\"No\",\"Low\",W353=\"Unknown\",\"None\",X353=\"Deficiency\",\"None\",W353=\"Yes\",\"High\",W353=\"\",\"None\")","v":"None"},0,0,0,0,{"$f":"_xlfn.CONCAT(LEFT(H353,3),\"-\")&IF(H353=\"-\",0,COUNTIF($H$4:H353,H353))","v":"-0"},{"$f":"_xlfn.IFS($H353<=0,\"-\",AS353=1,_xlfn.CONCAT(\"FUN_NONDEF\",\"-DCON_\",LEFT(AQ353,1),\"-FCON_\",LEFT(AR353,1)),AT353=1,_xlfn.CONCAT(\"FUN_DEF\",\"-DCON_\",LEFT(AQ353,1),\"-FCON_\",LEFT(AR353,1)),AU353=1,_xlfn.CONCAT(\"NONFUN_NONDEF\",\"-DCON_\",LEFT(AQ353,1),\"-FCON_\",LEFT(AR353,1)),AV353=1,_xlfn.CONCAT(\"NONFUN_DEF\",\"-DCON_\",LEFT(AQ353,1),\"-FCON_\",LEFT(AR353,1)),AS353+AT353+AU353+AV353<1,_xlfn.CONCAT(\"-\"))","v":"-"}]
[null,null,null,null,null,null,null,null,null,null,null,null,null,null,null,null,null,null,null,null,null,0,null,null,null,null,null,null,null,null,null,0,0,0,0,"Unknown",{"$f":"_xlfn.IFS(G354=\"Natural\",0,H354=\"\",0,H354=\"COASTAL-CONSTRUCTED\",0,G354=\"Constructed\",_xlfn.XLOOKUP($H354,'Data Categories'!$U$4:$U$25,'Data Categories'!$V$4:V$25))","v":0},{"$f":"_xlfn.IFS(AK354=\"\",0,AJ354=\"Unknown\",0,AK354>1,AK354-AJ354,AK354=0,0)","v":0},{"$f":"_xlfn.IFS(Y354=\"\",0,Y354>1920,_xlfn.XLOOKUP($H354,'Data Categories'!$AE$20:$AE$42,'Data Categories'!$AG$20:$AG$42,0))","v":0},{"$f":"_xlfn.IFS(Y354=\"\",0,Y354>0,(2025-Y354))","v":0},{"$f":"_xlfn.IFS(Z354=\"Non-Deficient\",\"Non-Deficient\",Z354=\"Deficient\",\"Deficient\",AB354=\"Deficient\",\"Deficient\",Z354=\"Non-Deficient\",\"Non-Deficient\",AB354=\"Non-Deficient\",\"Non-Deficient\",P354=\"\",\"None\",AL354<0,\"Deficient\",AL354>10,\"Non-Deficient\")","v":"None"},{"$f":"_xlfn.IFS(H354=\"LOW WATER CROSSING\",\"Non-Functional\",G354=\"Natural\",\"Functional\",AA354=\"Functional\",\"Functional\",AC354=\"Functional\",\"Functional\",AA354=\"Non-Functional\",\"Non-Functional\",AC354=\"Non-Functional\",\"Non-Functional\",AA354=\"Unknown\",\"Unknown\",AC354=\"Unknown\",\"Unknown\",AA354=\"\",\"None\")","v":"None"},{"$f":"_xlfn.IFS(X354=\"Functionality\",\"Low\",W354=\"No\",\"Low\",Y354>=2015,\"High\",Y354>=1920,\"Low\",W354=\"\",\"None\",W354=\"Unknown\",\"None\")","v":"None"},{"$f":"_xlfn.IFS(H354=\"LOW WATER CROSSING\",\"Unknown\",G354=\"Natural\",\"None\",AM354<AN354,\"High\",AC354=\"Functional\",\"Low\",AC354=\"Non-Functional\",\"Low\",W354=\"No\",\"Low\",W354=\"Unknown\",\"None\",X354=\"Deficiency\",\"None\",W354=\"Yes\",\"High\",W354=\"\",\"None\")","v":"None"},0,0,0,0,{"$f":"_xlfn.CONCAT(LEFT(H354,3),\"-\")&IF(H354=\"-\",0,COUNTIF($H$4:H354,H354))","v":"-0"},{"$f":"_xlfn.IFS($H354<=0,\"-\",AS354=1,_xlfn.CONCAT(\"FUN_NONDEF\",\"-DCON_\",LEFT(AQ354,1),\"-FCON_\",LEFT(AR354,1)),AT354=1,_xlfn.CONCAT(\"FUN_DEF\",\"-DCON_\",LEFT(AQ354,1),\"-FCON_\",LEFT(AR354,1)),AU354=1,_xlfn.CONCAT(\"NONFUN_NONDEF\",\"-DCON_\",LEFT(AQ354,1),\"-FCON_\",LEFT(AR354,1)),AV354=1,_xlfn.CONCAT(\"NONFUN_DEF\",\"-DCON_\",LEFT(AQ354,1),\"-FCON_\",LEFT(AR354,1)),AS354+AT354+AU354+AV354<1,_xlfn.CONCAT(\"-\"))","v":"-"}]
[null,null,null,null,null,null,null,null,null,null,null,null,null,null,null,null,null,null,null,null,null,0,null,null,null,null,null,null,null,null,null,0,0,0,0,"Unknown",{"$f":"_xlfn.IFS(G355=\"Natural\",0,H355=\"\",0,H355=\"COASTAL-CONSTRUCTED\",0,G355=\"Constructed\",_xlfn.XLOOKUP($H355,'Data Categories'!$U$4:$U$25,'Data Categories'!$V$4:V$25))","v":0},{"$f":"_xlfn.IFS(AK355=\"\",0,AJ355=\"Unknown\",0,AK355>1,AK355-AJ355,AK355=0,0)","v":0},{"$f":"_xlfn.IFS(Y355=\"\",0,Y355>1920,_xlfn.XLOOKUP($H355,'Data Categories'!$AE$20:$AE$42,'Data Categories'!$AG$20:$AG$42,0))","v":0},{"$f":"_xlfn.IFS(Y355=\"\",0,Y355>0,(2025-Y355))","v":0},{"$f":"_xlfn.IFS(Z355=\"Non-Deficient\",\"Non-Deficient\",Z355=\"Deficient\",\"Deficient\",AB355=\"Deficient\",\"Deficient\",Z355=\"Non-Deficient\",\"Non-Deficient\",AB355=\"Non-Deficient\",\"Non-Deficient\",P355=\"\",\"None\",AL355<0,\"Deficient\",AL355>10,\"Non-Deficient\")","v":"None"},{"$f":"_xlfn.IFS(H355=\"LOW WATER CROSSING\",\"Non-Functional\",G355=\"Natural\",\"Functional\",AA355=\"Functional\",\"Functional\",AC355=\"Functional\",\"Functional\",AA355=\"Non-Functional\",\"Non-Functional\",AC355=\"Non-Functional\",\"Non-Functional\",AA355=\"Unknown\",\"Unknown\",AC355=\"Unknown\",\"Unknown\",AA355=\"\",\"None\")","v":"None"},{"$f":"_xlfn.IFS(X355=\"Functionality\",\"Low\",W355=\"No\",\"Low\",Y355>=2015,\"High\",Y355>=1920,\"Low\",W355=\"\",\"None\",W355=\"Unknown\",\"None\")","v":"None"},{"$f":"_xlfn.IFS(H355=\"LOW WATER CROSSING\",\"Unknown\",G355=\"Natural\",\"None\",AM355<AN355,\"High\",AC355=\"Functional\",\"Low\",AC355=\"Non-Functional\",\"Low\",W355=\"No\",\"Low\",W355=\"Unknown\",\"None\",X355=\"Deficiency\",\"None\",W355=\"Yes\",\"High\",W355=\"\",\"None\")","v":"None"},0,0,0,0,{"$f":"_xlfn.CONCAT(LEFT(H355,3),\"-\")&IF(H355=\"-\",0,COUNTIF($H$4:H355,H355))","v":"-0"},{"$f":"_xlfn.IFS($H355<=0,\"-\",AS355=1,_xlfn.CONCAT(\"FUN_NONDEF\",\"-DCON_\",LEFT(AQ355,1),\"-FCON_\",LEFT(AR355,1)),AT355=1,_xlfn.CONCAT(\"FUN_DEF\",\"-DCON_\",LEFT(AQ355,1),\"-FCON_\",LEFT(AR355,1)),AU355=1,_xlfn.CONCAT(\"NONFUN_NONDEF\",\"-DCON_\",LEFT(AQ355,1),\"-FCON_\",LEFT(AR355,1)),AV355=1,_xlfn.CONCAT(\"NONFUN_DEF\",\"-DCON_\",LEFT(AQ355,1),\"-FCON_\",LEFT(AR355,1)),AS355+AT355+AU355+AV355<1,_xlfn.CONCAT(\"-\"))","v":"-"}]
[null,null,null,null,null,null,null,null,null,null,null,null,null,null,null,null,null,null,null,null,null,0,null,null,null,null,null,null,null,null,null,0,0,0,0,"Unknown",{"$f":"_xlfn.IFS(G356=\"Natural\",0,H356=\"\",0,H356=\"COASTAL-CONSTRUCTED\",0,G356=\"Constructed\",_xlfn.XLOOKUP($H356,'Data Categories'!$U$4:$U$25,'Data Categories'!$V$4:V$25))","v":0},{"$f":"_xlfn.IFS(AK356=\"\",0,AJ356=\"Unknown\",0,AK356>1,AK356-AJ356,AK356=0,0)","v":0},{"$f":"_xlfn.IFS(Y356=\"\",0,Y356>1920,_xlfn.XLOOKUP($H356,'Data Categories'!$AE$20:$AE$42,'Data Categories'!$AG$20:$AG$42,0))","v":0},{"$f":"_xlfn.IFS(Y356=\"\",0,Y356>0,(2025-Y356))","v":0},{"$f":"_xlfn.IFS(Z356=\"Non-Deficient\",\"Non-Deficient\",Z356=\"Deficient\",\"Deficient\",AB356=\"Deficient\",\"Deficient\",Z356=\"Non-Deficient\",\"Non-Deficient\",AB356=\"Non-Deficient\",\"Non-Deficient\",P356=\"\",\"None\",AL356<0,\"Deficient\",AL356>10,\"Non-Deficient\")","v":"None"},{"$f":"_xlfn.IFS(H356=\"LOW WATER CROSSING\",\"Non-Functional\",G356=\"Natural\",\"Functional\",AA356=\"Functional\",\"Functional\",AC356=\"Functional\",\"Functional\",AA356=\"Non-Functional\",\"Non-Functional\",AC356=\"Non-Functional\",\"Non-Functional\",AA356=\"Unknown\",\"Unknown\",AC356=\"Unknown\",\"Unknown\",AA356=\"\",\"None\")","v":"None"},{"$f":"_xlfn.IFS(X356=\"Functionality\",\"Low\",W356=\"No\",\"Low\",Y356>=2015,\"High\",Y356>=1920,\"Low\",W356=\"\",\"None\",W356=\"Unknown\",\"None\")","v":"None"},{"$f":"_xlfn.IFS(H356=\"LOW WATER CROSSING\",\"Unknown\",G356=\"Natural\",\"None\",AM356<AN356,\"High\",AC356=\"Functional\",\"Low\",AC356=\"Non-Functional\",\"Low\",W356=\"No\",\"Low\",W356=\"Unknown\",\"None\",X356=\"Deficiency\",\"None\",W356=\"Yes\",\"High\",W356=\"\",\"None\")","v":"None"},0,0,0,0,{"$f":"_xlfn.CONCAT(LEFT(H356,3),\"-\")&IF(H356=\"-\",0,COUNTIF($H$4:H356,H356))","v":"-0"},{"$f":"_xlfn.IFS($H356<=0,\"-\",AS356=1,_xlfn.CONCAT(\"FUN_NONDEF\",\"-DCON_\",LEFT(AQ356,1),\"-FCON_\",LEFT(AR356,1)),AT356=1,_xlfn.CONCAT(\"FUN_DEF\",\"-DCON_\",LEFT(AQ356,1),\"-FCON_\",LEFT(AR356,1)),AU356=1,_xlfn.CONCAT(\"NONFUN_NONDEF\",\"-DCON_\",LEFT(AQ356,1),\"-FCON_\",LEFT(AR356,1)),AV356=1,_xlfn.CONCAT(\"NONFUN_DEF\",\"-DCON_\",LEFT(AQ356,1),\"-FCON_\",LEFT(AR356,1)),AS356+AT356+AU356+AV356<1,_xlfn.CONCAT(\"-\"))","v":"-"}]
[null,null,null,null,null,null,null,null,null,null,null,null,null,null,null,null,null,null,null,null,null,0,null,null,null,null,null,null,null,null,null,0,0,0,0,"Unknown",{"$f":"_xlfn.IFS(G357=\"Natural\",0,H357=\"\",0,H357=\"COASTAL-CONSTRUCTED\",0,G357=\"Constructed\",_xlfn.XLOOKUP($H357,'Data Categories'!$U$4:$U$25,'Data Categories'!$V$4:V$25))","v":0},{"$f":"_xlfn.IFS(AK357=\"\",0,AJ357=\"Unknown\",0,AK357>1,AK357-AJ357,AK357=0,0)","v":0},{"$f":"_xlfn.IFS(Y357=\"\",0,Y357>1920,_xlfn.XLOOKUP($H357,'Data Categories'!$AE$20:$AE$42,'Data Categories'!$AG$20:$AG$42,0))","v":0},{"$f":"_xlfn.IFS(Y357=\"\",0,Y357>0,(2025-Y357))","v":0},{"$f":"_xlfn.IFS(Z357=\"Non-Deficient\",\"Non-Deficient\",Z357=\"Deficient\",\"Deficient\",AB357=\"Deficient\",\"Deficient\",Z357=\"Non-Deficient\",\"Non-Deficient\",AB357=\"Non-Deficient\",\"Non-Deficient\",P357=\"\",\"None\",AL357<0,\"Deficient\",AL357>10,\"Non-Deficient\")","v":"None"},{"$f":"_xlfn.IFS(H357=\"LOW WATER CROSSING\",\"Non-Functional\",G357=\"Natural\",\"Functional\",AA357=\"Functional\",\"Functional\",AC357=\"Functional\",\"Functional\",AA357=\"Non-Functional\",\"Non-Functional\",AC357=\"Non-Functional\",\"Non-Functional\",AA357=\"Unknown\",\"Unknown\",AC357=\"Unknown\",\"Unknown\",AA357=\"\",\"None\")","v":"None"},{"$f":"_xlfn.IFS(X357=\"Functionality\",\"Low\",W357=\"No\",\"Low\",Y357>=2015,\"High\",Y357>=1920,\"Low\",W357=\"\",\"None\",W357=\"Unknown\",\"None\")","v":"None"},{"$f":"_xlfn.IFS(H357=\"LOW WATER CROSSING\",\"Unknown\",G357=\"Natural\",\"None\",AM357<AN357,\"High\",AC357=\"Functional\",\"Low\",AC357=\"Non-Functional\",\"Low\",W357=\"No\",\"Low\",W357=\"Unknown\",\"None\",X357=\"Deficiency\",\"None\",W357=\"Yes\",\"High\",W357=\"\",\"None\")","v":"None"},0,0,0,0,{"$f":"_xlfn.CONCAT(LEFT(H357,3),\"-\")&IF(H357=\"-\",0,COUNTIF($H$4:H357,H357))","v":"-0"},{"$f":"_xlfn.IFS($H357<=0,\"-\",AS357=1,_xlfn.CONCAT(\"FUN_NONDEF\",\"-DCON_\",LEFT(AQ357,1),\"-FCON_\",LEFT(AR357,1)),AT357=1,_xlfn.CONCAT(\"FUN_DEF\",\"-DCON_\",LEFT(AQ357,1),\"-FCON_\",LEFT(AR357,1)),AU357=1,_xlfn.CONCAT(\"NONFUN_NONDEF\",\"-DCON_\",LEFT(AQ357,1),\"-FCON_\",LEFT(AR357,1)),AV357=1,_xlfn.CONCAT(\"NONFUN_DEF\",\"-DCON_\",LEFT(AQ357,1),\"-FCON_\",LEFT(AR357,1)),AS357+AT357+AU357+AV357<1,_xlfn.CONCAT(\"-\"))","v":"-"}]
[null,null,null,null,null,null,null,null,null,null,null,null,null,null,null,null,null,null,null,null,null,0,null,null,null,null,null,null,null,null,null,0,0,0,0,"Unknown",{"$f":"_xlfn.IFS(G358=\"Natural\",0,H358=\"\",0,H358=\"COASTAL-CONSTRUCTED\",0,G358=\"Constructed\",_xlfn.XLOOKUP($H358,'Data Categories'!$U$4:$U$25,'Data Categories'!$V$4:V$25))","v":0},{"$f":"_xlfn.IFS(AK358=\"\",0,AJ358=\"Unknown\",0,AK358>1,AK358-AJ358,AK358=0,0)","v":0},{"$f":"_xlfn.IFS(Y358=\"\",0,Y358>1920,_xlfn.XLOOKUP($H358,'Data Categories'!$AE$20:$AE$42,'Data Categories'!$AG$20:$AG$42,0))","v":0},{"$f":"_xlfn.IFS(Y358=\"\",0,Y358>0,(2025-Y358))","v":0},{"$f":"_xlfn.IFS(Z358=\"Non-Deficient\",\"Non-Deficient\",Z358=\"Deficient\",\"Deficient\",AB358=\"Deficient\",\"Deficient\",Z358=\"Non-Deficient\",\"Non-Deficient\",AB358=\"Non-Deficient\",\"Non-Deficient\",P358=\"\",\"None\",AL358<0,\"Deficient\",AL358>10,\"Non-Deficient\")","v":"None"},{"$f":"_xlfn.IFS(H358=\"LOW WATER CROSSING\",\"Non-Functional\",G358=\"Natural\",\"Functional\",AA358=\"Functional\",\"Functional\",AC358=\"Functional\",\"Functional\",AA358=\"Non-Functional\",\"Non-Functional\",AC358=\"Non-Functional\",\"Non-Functional\",AA358=\"Unknown\",\"Unknown\",AC358=\"Unknown\",\"Unknown\",AA358=\"\",\"None\")","v":"None"},{"$f":"_xlfn.IFS(X358=\"Functionality\",\"Low\",W358=\"No\",\"Low\",Y358>=2015,\"High\",Y358>=1920,\"Low\",W358=\"\",\"None\",W358=\"Unknown\",\"None\")","v":"None"},{"$f":"_xlfn.IFS(H358=\"LOW WATER CROSSING\",\"Unknown\",G358=\"Natural\",\"None\",AM358<AN358,\"High\",AC358=\"Functional\",\"Low\",AC358=\"Non-Functional\",\"Low\",W358=\"No\",\"Low\",W358=\"Unknown\",\"None\",X358=\"Deficiency\",\"None\",W358=\"Yes\",\"High\",W358=\"\",\"None\")","v":"None"},0,0,0,0,{"$f":"_xlfn.CONCAT(LEFT(H358,3),\"-\")&IF(H358=\"-\",0,COUNTIF($H$4:H358,H358))","v":"-0"},{"$f":"_xlfn.IFS($H358<=0,\"-\",AS358=1,_xlfn.CONCAT(\"FUN_NONDEF\",\"-DCON_\",LEFT(AQ358,1),\"-FCON_\",LEFT(AR358,1)),AT358=1,_xlfn.CONCAT(\"FUN_DEF\",\"-DCON_\",LEFT(AQ358,1),\"-FCON_\",LEFT(AR358,1)),AU358=1,_xlfn.CONCAT(\"NONFUN_NONDEF\",\"-DCON_\",LEFT(AQ358,1),\"-FCON_\",LEFT(AR358,1)),AV358=1,_xlfn.CONCAT(\"NONFUN_DEF\",\"-DCON_\",LEFT(AQ358,1),\"-FCON_\",LEFT(AR358,1)),AS358+AT358+AU358+AV358<1,_xlfn.CONCAT(\"-\"))","v":"-"}]
[null,null,null,null,null,null,null,null,null,null,null,null,null,null,null,null,null,null,null,null,null,0,null,null,null,null,null,null,null,null,null,0,0,0,0,"Unknown",{"$f":"_xlfn.IFS(G359=\"Natural\",0,H359=\"\",0,H359=\"COASTAL-CONSTRUCTED\",0,G359=\"Constructed\",_xlfn.XLOOKUP($H359,'Data Categories'!$U$4:$U$25,'Data Categories'!$V$4:V$25))","v":0},{"$f":"_xlfn.IFS(AK359=\"\",0,AJ359=\"Unknown\",0,AK359>1,AK359-AJ359,AK359=0,0)","v":0},{"$f":"_xlfn.IFS(Y359=\"\",0,Y359>1920,_xlfn.XLOOKUP($H359,'Data Categories'!$AE$20:$AE$42,'Data Categories'!$AG$20:$AG$42,0))","v":0},{"$f":"_xlfn.IFS(Y359=\"\",0,Y359>0,(2025-Y359))","v":0},{"$f":"_xlfn.IFS(Z359=\"Non-Deficient\",\"Non-Deficient\",Z359=\"Deficient\",\"Deficient\",AB359=\"Deficient\",\"Deficient\",Z359=\"Non-Deficient\",\"Non-Deficient\",AB359=\"Non-Deficient\",\"Non-Deficient\",P359=\"\",\"None\",AL359<0,\"Deficient\",AL359>10,\"Non-Deficient\")","v":"None"},{"$f":"_xlfn.IFS(H359=\"LOW WATER CROSSING\",\"Non-Functional\",G359=\"Natural\",\"Functional\",AA359=\"Functional\",\"Functional\",AC359=\"Functional\",\"Functional\",AA359=\"Non-Functional\",\"Non-Functional\",AC359=\"Non-Functional\",\"Non-Functional\",AA359=\"Unknown\",\"Unknown\",AC359=\"Unknown\",\"Unknown\",AA359=\"\",\"None\")","v":"None"},{"$f":"_xlfn.IFS(X359=\"Functionality\",\"Low\",W359=\"No\",\"Low\",Y359>=2015,\"High\",Y359>=1920,\"Low\",W359=\"\",\"None\",W359=\"Unknown\",\"None\")","v":"None"},{"$f":"_xlfn.IFS(H359=\"LOW WATER CROSSING\",\"Unknown\",G359=\"Natural\",\"None\",AM359<AN359,\"High\",AC359=\"Functional\",\"Low\",AC359=\"Non-Functional\",\"Low\",W359=\"No\",\"Low\",W359=\"Unknown\",\"None\",X359=\"Deficiency\",\"None\",W359=\"Yes\",\"High\",W359=\"\",\"None\")","v":"None"},0,0,0,0,{"$f":"_xlfn.CONCAT(LEFT(H359,3),\"-\")&IF(H359=\"-\",0,COUNTIF($H$4:H359,H359))","v":"-0"},{"$f":"_xlfn.IFS($H359<=0,\"-\",AS359=1,_xlfn.CONCAT(\"FUN_NONDEF\",\"-DCON_\",LEFT(AQ359,1),\"-FCON_\",LEFT(AR359,1)),AT359=1,_xlfn.CONCAT(\"FUN_DEF\",\"-DCON_\",LEFT(AQ359,1),\"-FCON_\",LEFT(AR359,1)),AU359=1,_xlfn.CONCAT(\"NONFUN_NONDEF\",\"-DCON_\",LEFT(AQ359,1),\"-FCON_\",LEFT(AR359,1)),AV359=1,_xlfn.CONCAT(\"NONFUN_DEF\",\"-DCON_\",LEFT(AQ359,1),\"-FCON_\",LEFT(AR359,1)),AS359+AT359+AU359+AV359<1,_xlfn.CONCAT(\"-\"))","v":"-"}]
[null,null,null,null,null,null,null,null,null,null,null,null,null,null,null,null,null,null,null,null,null,0,null,null,null,null,null,null,null,null,null,0,0,0,0,"Unknown",{"$f":"_xlfn.IFS(G360=\"Natural\",0,H360=\"\",0,H360=\"COASTAL-CONSTRUCTED\",0,G360=\"Constructed\",_xlfn.XLOOKUP($H360,'Data Categories'!$U$4:$U$25,'Data Categories'!$V$4:V$25))","v":0},{"$f":"_xlfn.IFS(AK360=\"\",0,AJ360=\"Unknown\",0,AK360>1,AK360-AJ360,AK360=0,0)","v":0},{"$f":"_xlfn.IFS(Y360=\"\",0,Y360>1920,_xlfn.XLOOKUP($H360,'Data Categories'!$AE$20:$AE$42,'Data Categories'!$AG$20:$AG$42,0))","v":0},{"$f":"_xlfn.IFS(Y360=\"\",0,Y360>0,(2025-Y360))","v":0},{"$f":"_xlfn.IFS(Z360=\"Non-Deficient\",\"Non-Deficient\",Z360=\"Deficient\",\"Deficient\",AB360=\"Deficient\",\"Deficient\",Z360=\"Non-Deficient\",\"Non-Deficient\",AB360=\"Non-Deficient\",\"Non-Deficient\",P360=\"\",\"None\",AL360<0,\"Deficient\",AL360>10,\"Non-Deficient\")","v":"None"},{"$f":"_xlfn.IFS(H360=\"LOW WATER CROSSING\",\"Non-Functional\",G360=\"Natural\",\"Functional\",AA360=\"Functional\",\"Functional\",AC360=\"Functional\",\"Functional\",AA360=\"Non-Functional\",\"Non-Functional\",AC360=\"Non-Functional\",\"Non-Functional\",AA360=\"Unknown\",\"Unknown\",AC360=\"Unknown\",\"Unknown\",AA360=\"\",\"None\")","v":"None"},{"$f":"_xlfn.IFS(X360=\"Functionality\",\"Low\",W360=\"No\",\"Low\",Y360>=2015,\"High\",Y360>=1920,\"Low\",W360=\"\",\"None\",W360=\"Unknown\",\"None\")","v":"None"},{"$f":"_xlfn.IFS(H360=\"LOW WATER CROSSING\",\"Unknown\",G360=\"Natural\",\"None\",AM360<AN360,\"High\",AC360=\"Functional\",\"Low\",AC360=\"Non-Functional\",\"Low\",W360=\"No\",\"Low\",W360=\"Unknown\",\"None\",X360=\"Deficiency\",\"None\",W360=\"Yes\",\"High\",W360=\"\",\"None\")","v":"None"},0,0,0,0,{"$f":"_xlfn.CONCAT(LEFT(H360,3),\"-\")&IF(H360=\"-\",0,COUNTIF($H$4:H360,H360))","v":"-0"},{"$f":"_xlfn.IFS($H360<=0,\"-\",AS360=1,_xlfn.CONCAT(\"FUN_NONDEF\",\"-DCON_\",LEFT(AQ360,1),\"-FCON_\",LEFT(AR360,1)),AT360=1,_xlfn.CONCAT(\"FUN_DEF\",\"-DCON_\",LEFT(AQ360,1),\"-FCON_\",LEFT(AR360,1)),AU360=1,_xlfn.CONCAT(\"NONFUN_NONDEF\",\"-DCON_\",LEFT(AQ360,1),\"-FCON_\",LEFT(AR360,1)),AV360=1,_xlfn.CONCAT(\"NONFUN_DEF\",\"-DCON_\",LEFT(AQ360,1),\"-FCON_\",LEFT(AR360,1)),AS360+AT360+AU360+AV360<1,_xlfn.CONCAT(\"-\"))","v":"-"}]
[null,null,null,null,null,null,null,null,null,null,null,null,null,null,null,null,null,null,null,null,null,0,null,null,null,null,null,null,null,null,null,0,0,0,0,"Unknown",{"$f":"_xlfn.IFS(G361=\"Natural\",0,H361=\"\",0,H361=\"COASTAL-CONSTRUCTED\",0,G361=\"Constructed\",_xlfn.XLOOKUP($H361,'Data Categories'!$U$4:$U$25,'Data Categories'!$V$4:V$25))","v":0},{"$f":"_xlfn.IFS(AK361=\"\",0,AJ361=\"Unknown\",0,AK361>1,AK361-AJ361,AK361=0,0)","v":0},{"$f":"_xlfn.IFS(Y361=\"\",0,Y361>1920,_xlfn.XLOOKUP($H361,'Data Categories'!$AE$20:$AE$42,'Data Categories'!$AG$20:$AG$42,0))","v":0},{"$f":"_xlfn.IFS(Y361=\"\",0,Y361>0,(2025-Y361))","v":0},{"$f":"_xlfn.IFS(Z361=\"Non-Deficient\",\"Non-Deficient\",Z361=\"Deficient\",\"Deficient\",AB361=\"Deficient\",\"Deficient\",Z361=\"Non-Deficient\",\"Non-Deficient\",AB361=\"Non-Deficient\",\"Non-Deficient\",P361=\"\",\"None\",AL361<0,\"Deficient\",AL361>10,\"Non-Deficient\")","v":"None"},{"$f":"_xlfn.IFS(H361=\"LOW WATER CROSSING\",\"Non-Functional\",G361=\"Natural\",\"Functional\",AA361=\"Functional\",\"Functional\",AC361=\"Functional\",\"Functional\",AA361=\"Non-Functional\",\"Non-Functional\",AC361=\"Non-Functional\",\"Non-Functional\",AA361=\"Unknown\",\"Unknown\",AC361=\"Unknown\",\"Unknown\",AA361=\"\",\"None\")","v":"None"},{"$f":"_xlfn.IFS(X361=\"Functionality\",\"Low\",W361=\"No\",\"Low\",Y361>=2015,\"High\",Y361>=1920,\"Low\",W361=\"\",\"None\",W361=\"Unknown\",\"None\")","v":"None"},{"$f":"_xlfn.IFS(H361=\"LOW WATER CROSSING\",\"Unknown\",G361=\"Natural\",\"None\",AM361<AN361,\"High\",AC361=\"Functional\",\"Low\",AC361=\"Non-Functional\",\"Low\",W361=\"No\",\"Low\",W361=\"Unknown\",\"None\",X361=\"Deficiency\",\"None\",W361=\"Yes\",\"High\",W361=\"\",\"None\")","v":"None"},0,0,0,0,{"$f":"_xlfn.CONCAT(LEFT(H361,3),\"-\")&IF(H361=\"-\",0,COUNTIF($H$4:H361,H361))","v":"-0"},{"$f":"_xlfn.IFS($H361<=0,\"-\",AS361=1,_xlfn.CONCAT(\"FUN_NONDEF\",\"-DCON_\",LEFT(AQ361,1),\"-FCON_\",LEFT(AR361,1)),AT361=1,_xlfn.CONCAT(\"FUN_DEF\",\"-DCON_\",LEFT(AQ361,1),\"-FCON_\",LEFT(AR361,1)),AU361=1,_xlfn.CONCAT(\"NONFUN_NONDEF\",\"-DCON_\",LEFT(AQ361,1),\"-FCON_\",LEFT(AR361,1)),AV361=1,_xlfn.CONCAT(\"NONFUN_DEF\",\"-DCON_\",LEFT(AQ361,1),\"-FCON_\",LEFT(AR361,1)),AS361+AT361+AU361+AV361<1,_xlfn.CONCAT(\"-\"))","v":"-"}]
[null,null,null,null,null,null,null,null,null,null,null,null,null,null,null,null,null,null,null,null,null,0,null,null,null,null,null,null,null,null,null,0,0,0,0,"Unknown",{"$f":"_xlfn.IFS(G362=\"Natural\",0,H362=\"\",0,H362=\"COASTAL-CONSTRUCTED\",0,G362=\"Constructed\",_xlfn.XLOOKUP($H362,'Data Categories'!$U$4:$U$25,'Data Categories'!$V$4:V$25))","v":0},{"$f":"_xlfn.IFS(AK362=\"\",0,AJ362=\"Unknown\",0,AK362>1,AK362-AJ362,AK362=0,0)","v":0},{"$f":"_xlfn.IFS(Y362=\"\",0,Y362>1920,_xlfn.XLOOKUP($H362,'Data Categories'!$AE$20:$AE$42,'Data Categories'!$AG$20:$AG$42,0))","v":0},{"$f":"_xlfn.IFS(Y362=\"\",0,Y362>0,(2025-Y362))","v":0},{"$f":"_xlfn.IFS(Z362=\"Non-Deficient\",\"Non-Deficient\",Z362=\"Deficient\",\"Deficient\",AB362=\"Deficient\",\"Deficient\",Z362=\"Non-Deficient\",\"Non-Deficient\",AB362=\"Non-Deficient\",\"Non-Deficient\",P362=\"\",\"None\",AL362<0,\"Deficient\",AL362>10,\"Non-Deficient\")","v":"None"},{"$f":"_xlfn.IFS(H362=\"LOW WATER CROSSING\",\"Non-Functional\",G362=\"Natural\",\"Functional\",AA362=\"Functional\",\"Functional\",AC362=\"Functional\",\"Functional\",AA362=\"Non-Functional\",\"Non-Functional\",AC362=\"Non-Functional\",\"Non-Functional\",AA362=\"Unknown\",\"Unknown\",AC362=\"Unknown\",\"Unknown\",AA362=\"\",\"None\")","v":"None"},{"$f":"_xlfn.IFS(X362=\"Functionality\",\"Low\",W362=\"No\",\"Low\",Y362>=2015,\"High\",Y362>=1920,\"Low\",W362=\"\",\"None\",W362=\"Unknown\",\"None\")","v":"None"},{"$f":"_xlfn.IFS(H362=\"LOW WATER CROSSING\",\"Unknown\",G362=\"Natural\",\"None\",AM362<AN362,\"High\",AC362=\"Functional\",\"Low\",AC362=\"Non-Functional\",\"Low\",W362=\"No\",\"Low\",W362=\"Unknown\",\"None\",X362=\"Deficiency\",\"None\",W362=\"Yes\",\"High\",W362=\"\",\"None\")","v":"None"},0,0,0,0,{"$f":"_xlfn.CONCAT(LEFT(H362,3),\"-\")&IF(H362=\"-\",0,COUNTIF($H$4:H362,H362))","v":"-0"},{"$f":"_xlfn.IFS($H362<=0,\"-\",AS362=1,_xlfn.CONCAT(\"FUN_NONDEF\",\"-DCON_\",LEFT(AQ362,1),\"-FCON_\",LEFT(AR362,1)),AT362=1,_xlfn.CONCAT(\"FUN_DEF\",\"-DCON_\",LEFT(AQ362,1),\"-FCON_\",LEFT(AR362,1)),AU362=1,_xlfn.CONCAT(\"NONFUN_NONDEF\",\"-DCON_\",LEFT(AQ362,1),\"-FCON_\",LEFT(AR362,1)),AV362=1,_xlfn.CONCAT(\"NONFUN_DEF\",\"-DCON_\",LEFT(AQ362,1),\"-FCON_\",LEFT(AR362,1)),AS362+AT362+AU362+AV362<1,_xlfn.CONCAT(\"-\"))","v":"-"}]
[null,null,null,null,null,null,null,null,null,null,null,null,null,null,null,null,null,null,null,null,null,0,null,null,null,null,null,null,null,null,null,0,0,0,0,"Unknown",{"$f":"_xlfn.IFS(G363=\"Natural\",0,H363=\"\",0,H363=\"COASTAL-CONSTRUCTED\",0,G363=\"Constructed\",_xlfn.XLOOKUP($H363,'Data Categories'!$U$4:$U$25,'Data Categories'!$V$4:V$25))","v":0},{"$f":"_xlfn.IFS(AK363=\"\",0,AJ363=\"Unknown\",0,AK363>1,AK363-AJ363,AK363=0,0)","v":0},{"$f":"_xlfn.IFS(Y363=\"\",0,Y363>1920,_xlfn.XLOOKUP($H363,'Data Categories'!$AE$20:$AE$42,'Data Categories'!$AG$20:$AG$42,0))","v":0},{"$f":"_xlfn.IFS(Y363=\"\",0,Y363>0,(2025-Y363))","v":0},{"$f":"_xlfn.IFS(Z363=\"Non-Deficient\",\"Non-Deficient\",Z363=\"Deficient\",\"Deficient\",AB363=\"Deficient\",\"Deficient\",Z363=\"Non-Deficient\",\"Non-Deficient\",AB363=\"Non-Deficient\",\"Non-Deficient\",P363=\"\",\"None\",AL363<0,\"Deficient\",AL363>10,\"Non-Deficient\")","v":"None"},{"$f":"_xlfn.IFS(H363=\"LOW WATER CROSSING\",\"Non-Functional\",G363=\"Natural\",\"Functional\",AA363=\"Functional\",\"Functional\",AC363=\"Functional\",\"Functional\",AA363=\"Non-Functional\",\"Non-Functional\",AC363=\"Non-Functional\",\"Non-Functional\",AA363=\"Unknown\",\"Unknown\",AC363=\"Unknown\",\"Unknown\",AA363=\"\",\"None\")","v":"None"},{"$f":"_xlfn.IFS(X363=\"Functionality\",\"Low\",W363=\"No\",\"Low\",Y363>=2015,\"High\",Y363>=1920,\"Low\",W363=\"\",\"None\",W363=\"Unknown\",\"None\")","v":"None"},{"$f":"_xlfn.IFS(H363=\"LOW WATER CROSSING\",\"Unknown\",G363=\"Natural\",\"None\",AM363<AN363,\"High\",AC363=\"Functional\",\"Low\",AC363=\"Non-Functional\",\"Low\",W363=\"No\",\"Low\",W363=\"Unknown\",\"None\",X363=\"Deficiency\",\"None\",W363=\"Yes\",\"High\",W363=\"\",\"None\")","v":"None"},0,0,0,0,{"$f":"_xlfn.CONCAT(LEFT(H363,3),\"-\")&IF(H363=\"-\",0,COUNTIF($H$4:H363,H363))","v":"-0"},{"$f":"_xlfn.IFS($H363<=0,\"-\",AS363=1,_xlfn.CONCAT(\"FUN_NONDEF\",\"-DCON_\",LEFT(AQ363,1),\"-FCON_\",LEFT(AR363,1)),AT363=1,_xlfn.CONCAT(\"FUN_DEF\",\"-DCON_\",LEFT(AQ363,1),\"-FCON_\",LEFT(AR363,1)),AU363=1,_xlfn.CONCAT(\"NONFUN_NONDEF\",\"-DCON_\",LEFT(AQ363,1),\"-FCON_\",LEFT(AR363,1)),AV363=1,_xlfn.CONCAT(\"NONFUN_DEF\",\"-DCON_\",LEFT(AQ363,1),\"-FCON_\",LEFT(AR363,1)),AS363+AT363+AU363+AV363<1,_xlfn.CONCAT(\"-\"))","v":"-"}]
[null,null,null,null,null,null,null,null,null,null,null,null,null,null,null,null,null,null,null,null,null,0,null,null,null,null,null,null,null,null,null,0,0,0,0,"Unknown",{"$f":"_xlfn.IFS(G364=\"Natural\",0,H364=\"\",0,H364=\"COASTAL-CONSTRUCTED\",0,G364=\"Constructed\",_xlfn.XLOOKUP($H364,'Data Categories'!$U$4:$U$25,'Data Categories'!$V$4:V$25))","v":0},{"$f":"_xlfn.IFS(AK364=\"\",0,AJ364=\"Unknown\",0,AK364>1,AK364-AJ364,AK364=0,0)","v":0},{"$f":"_xlfn.IFS(Y364=\"\",0,Y364>1920,_xlfn.XLOOKUP($H364,'Data Categories'!$AE$20:$AE$42,'Data Categories'!$AG$20:$AG$42,0))","v":0},{"$f":"_xlfn.IFS(Y364=\"\",0,Y364>0,(2025-Y364))","v":0},{"$f":"_xlfn.IFS(Z364=\"Non-Deficient\",\"Non-Deficient\",Z364=\"Deficient\",\"Deficient\",AB364=\"Deficient\",\"Deficient\",Z364=\"Non-Deficient\",\"Non-Deficient\",AB364=\"Non-Deficient\",\"Non-Deficient\",P364=\"\",\"None\",AL364<0,\"Deficient\",AL364>10,\"Non-Deficient\")","v":"None"},{"$f":"_xlfn.IFS(H364=\"LOW WATER CROSSING\",\"Non-Functional\",G364=\"Natural\",\"Functional\",AA364=\"Functional\",\"Functional\",AC364=\"Functional\",\"Functional\",AA364=\"Non-Functional\",\"Non-Functional\",AC364=\"Non-Functional\",\"Non-Functional\",AA364=\"Unknown\",\"Unknown\",AC364=\"Unknown\",\"Unknown\",AA364=\"\",\"None\")","v":"None"},{"$f":"_xlfn.IFS(X364=\"Functionality\",\"Low\",W364=\"No\",\"Low\",Y364>=2015,\"High\",Y364>=1920,\"Low\",W364=\"\",\"None\",W364=\"Unknown\",\"None\")","v":"None"},{"$f":"_xlfn.IFS(H364=\"LOW WATER CROSSING\",\"Unknown\",G364=\"Natural\",\"None\",AM364<AN364,\"High\",AC364=\"Functional\",\"Low\",AC364=\"Non-Functional\",\"Low\",W364=\"No\",\"Low\",W364=\"Unknown\",\"None\",X364=\"Deficiency\",\"None\",W364=\"Yes\",\"High\",W364=\"\",\"None\")","v":"None"},0,0,0,0,{"$f":"_xlfn.CONCAT(LEFT(H364,3),\"-\")&IF(H364=\"-\",0,COUNTIF($H$4:H364,H364))","v":"-0"},{"$f":"_xlfn.IFS($H364<=0,\"-\",AS364=1,_xlfn.CONCAT(\"FUN_NONDEF\",\"-DCON_\",LEFT(AQ364,1),\"-FCON_\",LEFT(AR364,1)),AT364=1,_xlfn.CONCAT(\"FUN_DEF\",\"-DCON_\",LEFT(AQ364,1),\"-FCON_\",LEFT(AR364,1)),AU364=1,_xlfn.CONCAT(\"NONFUN_NONDEF\",\"-DCON_\",LEFT(AQ364,1),\"-FCON_\",LEFT(AR364,1)),AV364=1,_xlfn.CONCAT(\"NONFUN_DEF\",\"-DCON_\",LEFT(AQ364,1),\"-FCON_\",LEFT(AR364,1)),AS364+AT364+AU364+AV364<1,_xlfn.CONCAT(\"-\"))","v":"-"}]
[null,null,null,null,null,null,null,null,null,null,null,null,null,null,null,null,null,null,null,null,null,0,null,null,null,null,null,null,null,null,null,0,0,0,0,"Unknown",{"$f":"_xlfn.IFS(G365=\"Natural\",0,H365=\"\",0,H365=\"COASTAL-CONSTRUCTED\",0,G365=\"Constructed\",_xlfn.XLOOKUP($H365,'Data Categories'!$U$4:$U$25,'Data Categories'!$V$4:V$25))","v":0},{"$f":"_xlfn.IFS(AK365=\"\",0,AJ365=\"Unknown\",0,AK365>1,AK365-AJ365,AK365=0,0)","v":0},{"$f":"_xlfn.IFS(Y365=\"\",0,Y365>1920,_xlfn.XLOOKUP($H365,'Data Categories'!$AE$20:$AE$42,'Data Categories'!$AG$20:$AG$42,0))","v":0},{"$f":"_xlfn.IFS(Y365=\"\",0,Y365>0,(2025-Y365))","v":0},{"$f":"_xlfn.IFS(Z365=\"Non-Deficient\",\"Non-Deficient\",Z365=\"Deficient\",\"Deficient\",AB365=\"Deficient\",\"Deficient\",Z365=\"Non-Deficient\",\"Non-Deficient\",AB365=\"Non-Deficient\",\"Non-Deficient\",P365=\"\",\"None\",AL365<0,\"Deficient\",AL365>10,\"Non-Deficient\")","v":"None"},{"$f":"_xlfn.IFS(H365=\"LOW WATER CROSSING\",\"Non-Functional\",G365=\"Natural\",\"Functional\",AA365=\"Functional\",\"Functional\",AC365=\"Functional\",\"Functional\",AA365=\"Non-Functional\",\"Non-Functional\",AC365=\"Non-Functional\",\"Non-Functional\",AA365=\"Unknown\",\"Unknown\",AC365=\"Unknown\",\"Unknown\",AA365=\"\",\"None\")","v":"None"},{"$f":"_xlfn.IFS(X365=\"Functionality\",\"Low\",W365=\"No\",\"Low\",Y365>=2015,\"High\",Y365>=1920,\"Low\",W365=\"\",\"None\",W365=\"Unknown\",\"None\")","v":"None"},{"$f":"_xlfn.IFS(H365=\"LOW WATER CROSSING\",\"Unknown\",G365=\"Natural\",\"None\",AM365<AN365,\"High\",AC365=\"Functional\",\"Low\",AC365=\"Non-Functional\",\"Low\",W365=\"No\",\"Low\",W365=\"Unknown\",\"None\",X365=\"Deficiency\",\"None\",W365=\"Yes\",\"High\",W365=\"\",\"None\")","v":"None"},0,0,0,0,{"$f":"_xlfn.CONCAT(LEFT(H365,3),\"-\")&IF(H365=\"-\",0,COUNTIF($H$4:H365,H365))","v":"-0"},{"$f":"_xlfn.IFS($H365<=0,\"-\",AS365=1,_xlfn.CONCAT(\"FUN_NONDEF\",\"-DCON_\",LEFT(AQ365,1),\"-FCON_\",LEFT(AR365,1)),AT365=1,_xlfn.CONCAT(\"FUN_DEF\",\"-DCON_\",LEFT(AQ365,1),\"-FCON_\",LEFT(AR365,1)),AU365=1,_xlfn.CONCAT(\"NONFUN_NONDEF\",\"-DCON_\",LEFT(AQ365,1),\"-FCON_\",LEFT(AR365,1)),AV365=1,_xlfn.CONCAT(\"NONFUN_DEF\",\"-DCON_\",LEFT(AQ365,1),\"-FCON_\",LEFT(AR365,1)),AS365+AT365+AU365+AV365<1,_xlfn.CONCAT(\"-\"))","v":"-"}]
[null,null,null,null,null,null,null,null,null,null,null,null,null,null,null,null,null,null,null,null,null,0,null,null,null,null,null,null,null,null,null,0,0,0,0,"Unknown",{"$f":"_xlfn.IFS(G366=\"Natural\",0,H366=\"\",0,H366=\"COASTAL-CONSTRUCTED\",0,G366=\"Constructed\",_xlfn.XLOOKUP($H366,'Data Categories'!$U$4:$U$25,'Data Categories'!$V$4:V$25))","v":0},{"$f":"_xlfn.IFS(AK366=\"\",0,AJ366=\"Unknown\",0,AK366>1,AK366-AJ366,AK366=0,0)","v":0},{"$f":"_xlfn.IFS(Y366=\"\",0,Y366>1920,_xlfn.XLOOKUP($H366,'Data Categories'!$AE$20:$AE$42,'Data Categories'!$AG$20:$AG$42,0))","v":0},{"$f":"_xlfn.IFS(Y366=\"\",0,Y366>0,(2025-Y366))","v":0},{"$f":"_xlfn.IFS(Z366=\"Non-Deficient\",\"Non-Deficient\",Z366=\"Deficient\",\"Deficient\",AB366=\"Deficient\",\"Deficient\",Z366=\"Non-Deficient\",\"Non-Deficient\",AB366=\"Non-Deficient\",\"Non-Deficient\",P366=\"\",\"None\",AL366<0,\"Deficient\",AL366>10,\"Non-Deficient\")","v":"None"},{"$f":"_xlfn.IFS(H366=\"LOW WATER CROSSING\",\"Non-Functional\",G366=\"Natural\",\"Functional\",AA366=\"Functional\",\"Functional\",AC366=\"Functional\",\"Functional\",AA366=\"Non-Functional\",\"Non-Functional\",AC366=\"Non-Functional\",\"Non-Functional\",AA366=\"Unknown\",\"Unknown\",AC366=\"Unknown\",\"Unknown\",AA366=\"\",\"None\")","v":"None"},{"$f":"_xlfn.IFS(X366=\"Functionality\",\"Low\",W366=\"No\",\"Low\",Y366>=2015,\"High\",Y366>=1920,\"Low\",W366=\"\",\"None\",W366=\"Unknown\",\"None\")","v":"None"},{"$f":"_xlfn.IFS(H366=\"LOW WATER CROSSING\",\"Unknown\",G366=\"Natural\",\"None\",AM366<AN366,\"High\",AC366=\"Functional\",\"Low\",AC366=\"Non-Functional\",\"Low\",W366=\"No\",\"Low\",W366=\"Unknown\",\"None\",X366=\"Deficiency\",\"None\",W366=\"Yes\",\"High\",W366=\"\",\"None\")","v":"None"},0,0,0,0,{"$f":"_xlfn.CONCAT(LEFT(H366,3),\"-\")&IF(H366=\"-\",0,COUNTIF($H$4:H366,H366))","v":"-0"},{"$f":"_xlfn.IFS($H366<=0,\"-\",AS366=1,_xlfn.CONCAT(\"FUN_NONDEF\",\"-DCON_\",LEFT(AQ366,1),\"-FCON_\",LEFT(AR366,1)),AT366=1,_xlfn.CONCAT(\"FUN_DEF\",\"-DCON_\",LEFT(AQ366,1),\"-FCON_\",LEFT(AR366,1)),AU366=1,_xlfn.CONCAT(\"NONFUN_NONDEF\",\"-DCON_\",LEFT(AQ366,1),\"-FCON_\",LEFT(AR366,1)),AV366=1,_xlfn.CONCAT(\"NONFUN_DEF\",\"-DCON_\",LEFT(AQ366,1),\"-FCON_\",LEFT(AR366,1)),AS366+AT366+AU366+AV366<1,_xlfn.CONCAT(\"-\"))","v":"-"}]
[null,null,null,null,null,null,null,null,null,null,null,null,null,null,null,null,null,null,null,null,null,0,null,null,null,null,null,null,null,null,null,0,0,0,0,"Unknown",{"$f":"_xlfn.IFS(G367=\"Natural\",0,H367=\"\",0,H367=\"COASTAL-CONSTRUCTED\",0,G367=\"Constructed\",_xlfn.XLOOKUP($H367,'Data Categories'!$U$4:$U$25,'Data Categories'!$V$4:V$25))","v":0},{"$f":"_xlfn.IFS(AK367=\"\",0,AJ367=\"Unknown\",0,AK367>1,AK367-AJ367,AK367=0,0)","v":0},{"$f":"_xlfn.IFS(Y367=\"\",0,Y367>1920,_xlfn.XLOOKUP($H367,'Data Categories'!$AE$20:$AE$42,'Data Categories'!$AG$20:$AG$42,0))","v":0},{"$f":"_xlfn.IFS(Y367=\"\",0,Y367>0,(2025-Y367))","v":0},{"$f":"_xlfn.IFS(Z367=\"Non-Deficient\",\"Non-Deficient\",Z367=\"Deficient\",\"Deficient\",AB367=\"Deficient\",\"Deficient\",Z367=\"Non-Deficient\",\"Non-Deficient\",AB367=\"Non-Deficient\",\"Non-Deficient\",P367=\"\",\"None\",AL367<0,\"Deficient\",AL367>10,\"Non-Deficient\")","v":"None"},{"$f":"_xlfn.IFS(H367=\"LOW WATER CROSSING\",\"Non-Functional\",G367=\"Natural\",\"Functional\",AA367=\"Functional\",\"Functional\",AC367=\"Functional\",\"Functional\",AA367=\"Non-Functional\",\"Non-Functional\",AC367=\"Non-Functional\",\"Non-Functional\",AA367=\"Unknown\",\"Unknown\",AC367=\"Unknown\",\"Unknown\",AA367=\"\",\"None\")","v":"None"},{"$f":"_xlfn.IFS(X367=\"Functionality\",\"Low\",W367=\"No\",\"Low\",Y367>=2015,\"High\",Y367>=1920,\"Low\",W367=\"\",\"None\",W367=\"Unknown\",\"None\")","v":"None"},{"$f":"_xlfn.IFS(H367=\"LOW WATER CROSSING\",\"Unknown\",G367=\"Natural\",\"None\",AM367<AN367,\"High\",AC367=\"Functional\",\"Low\",AC367=\"Non-Functional\",\"Low\",W367=\"No\",\"Low\",W367=\"Unknown\",\"None\",X367=\"Deficiency\",\"None\",W367=\"Yes\",\"High\",W367=\"\",\"None\")","v":"None"},0,0,0,0,{"$f":"_xlfn.CONCAT(LEFT(H367,3),\"-\")&IF(H367=\"-\",0,COUNTIF($H$4:H367,H367))","v":"-0"},{"$f":"_xlfn.IFS($H367<=0,\"-\",AS367=1,_xlfn.CONCAT(\"FUN_NONDEF\",\"-DCON_\",LEFT(AQ367,1),\"-FCON_\",LEFT(AR367,1)),AT367=1,_xlfn.CONCAT(\"FUN_DEF\",\"-DCON_\",LEFT(AQ367,1),\"-FCON_\",LEFT(AR367,1)),AU367=1,_xlfn.CONCAT(\"NONFUN_NONDEF\",\"-DCON_\",LEFT(AQ367,1),\"-FCON_\",LEFT(AR367,1)),AV367=1,_xlfn.CONCAT(\"NONFUN_DEF\",\"-DCON_\",LEFT(AQ367,1),\"-FCON_\",LEFT(AR367,1)),AS367+AT367+AU367+AV367<1,_xlfn.CONCAT(\"-\"))","v":"-"}]
[null,null,null,null,null,null,null,null,null,null,null,null,null,null,null,null,null,null,null,null,null,0,null,null,null,null,null,null,null,null,null,0,0,0,0,"Unknown",{"$f":"_xlfn.IFS(G368=\"Natural\",0,H368=\"\",0,H368=\"COASTAL-CONSTRUCTED\",0,G368=\"Constructed\",_xlfn.XLOOKUP($H368,'Data Categories'!$U$4:$U$25,'Data Categories'!$V$4:V$25))","v":0},{"$f":"_xlfn.IFS(AK368=\"\",0,AJ368=\"Unknown\",0,AK368>1,AK368-AJ368,AK368=0,0)","v":0},{"$f":"_xlfn.IFS(Y368=\"\",0,Y368>1920,_xlfn.XLOOKUP($H368,'Data Categories'!$AE$20:$AE$42,'Data Categories'!$AG$20:$AG$42,0))","v":0},{"$f":"_xlfn.IFS(Y368=\"\",0,Y368>0,(2025-Y368))","v":0},{"$f":"_xlfn.IFS(Z368=\"Non-Deficient\",\"Non-Deficient\",Z368=\"Deficient\",\"Deficient\",AB368=\"Deficient\",\"Deficient\",Z368=\"Non-Deficient\",\"Non-Deficient\",AB368=\"Non-Deficient\",\"Non-Deficient\",P368=\"\",\"None\",AL368<0,\"Deficient\",AL368>10,\"Non-Deficient\")","v":"None"},{"$f":"_xlfn.IFS(H368=\"LOW WATER CROSSING\",\"Non-Functional\",G368=\"Natural\",\"Functional\",AA368=\"Functional\",\"Functional\",AC368=\"Functional\",\"Functional\",AA368=\"Non-Functional\",\"Non-Functional\",AC368=\"Non-Functional\",\"Non-Functional\",AA368=\"Unknown\",\"Unknown\",AC368=\"Unknown\",\"Unknown\",AA368=\"\",\"None\")","v":"None"},{"$f":"_xlfn.IFS(X368=\"Functionality\",\"Low\",W368=\"No\",\"Low\",Y368>=2015,\"High\",Y368>=1920,\"Low\",W368=\"\",\"None\",W368=\"Unknown\",\"None\")","v":"None"},{"$f":"_xlfn.IFS(H368=\"LOW WATER CROSSING\",\"Unknown\",G368=\"Natural\",\"None\",AM368<AN368,\"High\",AC368=\"Functional\",\"Low\",AC368=\"Non-Functional\",\"Low\",W368=\"No\",\"Low\",W368=\"Unknown\",\"None\",X368=\"Deficiency\",\"None\",W368=\"Yes\",\"High\",W368=\"\",\"None\")","v":"None"},0,0,0,0,{"$f":"_xlfn.CONCAT(LEFT(H368,3),\"-\")&IF(H368=\"-\",0,COUNTIF($H$4:H368,H368))","v":"-0"},{"$f":"_xlfn.IFS($H368<=0,\"-\",AS368=1,_xlfn.CONCAT(\"FUN_NONDEF\",\"-DCON_\",LEFT(AQ368,1),\"-FCON_\",LEFT(AR368,1)),AT368=1,_xlfn.CONCAT(\"FUN_DEF\",\"-DCON_\",LEFT(AQ368,1),\"-FCON_\",LEFT(AR368,1)),AU368=1,_xlfn.CONCAT(\"NONFUN_NONDEF\",\"-DCON_\",LEFT(AQ368,1),\"-FCON_\",LEFT(AR368,1)),AV368=1,_xlfn.CONCAT(\"NONFUN_DEF\",\"-DCON_\",LEFT(AQ368,1),\"-FCON_\",LEFT(AR368,1)),AS368+AT368+AU368+AV368<1,_xlfn.CONCAT(\"-\"))","v":"-"}]
[null,null,null,null,null,null,null,null,null,null,null,null,null,null,null,null,null,null,null,null,null,0,null,null,null,null,null,null,null,null,null,0,0,0,0,"Unknown",{"$f":"_xlfn.IFS(G369=\"Natural\",0,H369=\"\",0,H369=\"COASTAL-CONSTRUCTED\",0,G369=\"Constructed\",_xlfn.XLOOKUP($H369,'Data Categories'!$U$4:$U$25,'Data Categories'!$V$4:V$25))","v":0},{"$f":"_xlfn.IFS(AK369=\"\",0,AJ369=\"Unknown\",0,AK369>1,AK369-AJ369,AK369=0,0)","v":0},{"$f":"_xlfn.IFS(Y369=\"\",0,Y369>1920,_xlfn.XLOOKUP($H369,'Data Categories'!$AE$20:$AE$42,'Data Categories'!$AG$20:$AG$42,0))","v":0},{"$f":"_xlfn.IFS(Y369=\"\",0,Y369>0,(2025-Y369))","v":0},{"$f":"_xlfn.IFS(Z369=\"Non-Deficient\",\"Non-Deficient\",Z369=\"Deficient\",\"Deficient\",AB369=\"Deficient\",\"Deficient\",Z369=\"Non-Deficient\",\"Non-Deficient\",AB369=\"Non-Deficient\",\"Non-Deficient\",P369=\"\",\"None\",AL369<0,\"Deficient\",AL369>10,\"Non-Deficient\")","v":"None"},{"$f":"_xlfn.IFS(H369=\"LOW WATER CROSSING\",\"Non-Functional\",G369=\"Natural\",\"Functional\",AA369=\"Functional\",\"Functional\",AC369=\"Functional\",\"Functional\",AA369=\"Non-Functional\",\"Non-Functional\",AC369=\"Non-Functional\",\"Non-Functional\",AA369=\"Unknown\",\"Unknown\",AC369=\"Unknown\",\"Unknown\",AA369=\"\",\"None\")","v":"None"},{"$f":"_xlfn.IFS(X369=\"Functionality\",\"Low\",W369=\"No\",\"Low\",Y369>=2015,\"High\",Y369>=1920,\"Low\",W369=\"\",\"None\",W369=\"Unknown\",\"None\")","v":"None"},{"$f":"_xlfn.IFS(H369=\"LOW WATER CROSSING\",\"Unknown\",G369=\"Natural\",\"None\",AM369<AN369,\"High\",AC369=\"Functional\",\"Low\",AC369=\"Non-Functional\",\"Low\",W369=\"No\",\"Low\",W369=\"Unknown\",\"None\",X369=\"Deficiency\",\"None\",W369=\"Yes\",\"High\",W369=\"\",\"None\")","v":"None"},0,0,0,0,{"$f":"_xlfn.CONCAT(LEFT(H369,3),\"-\")&IF(H369=\"-\",0,COUNTIF($H$4:H369,H369))","v":"-0"},{"$f":"_xlfn.IFS($H369<=0,\"-\",AS369=1,_xlfn.CONCAT(\"FUN_NONDEF\",\"-DCON_\",LEFT(AQ369,1),\"-FCON_\",LEFT(AR369,1)),AT369=1,_xlfn.CONCAT(\"FUN_DEF\",\"-DCON_\",LEFT(AQ369,1),\"-FCON_\",LEFT(AR369,1)),AU369=1,_xlfn.CONCAT(\"NONFUN_NONDEF\",\"-DCON_\",LEFT(AQ369,1),\"-FCON_\",LEFT(AR369,1)),AV369=1,_xlfn.CONCAT(\"NONFUN_DEF\",\"-DCON_\",LEFT(AQ369,1),\"-FCON_\",LEFT(AR369,1)),AS369+AT369+AU369+AV369<1,_xlfn.CONCAT(\"-\"))","v":"-"}]
[null,null,null,null,null,null,null,null,null,null,null,null,null,null,null,null,null,null,null,null,null,0,null,null,null,null,null,null,null,null,null,0,0,0,0,"Unknown",{"$f":"_xlfn.IFS(G370=\"Natural\",0,H370=\"\",0,H370=\"COASTAL-CONSTRUCTED\",0,G370=\"Constructed\",_xlfn.XLOOKUP($H370,'Data Categories'!$U$4:$U$25,'Data Categories'!$V$4:V$25))","v":0},{"$f":"_xlfn.IFS(AK370=\"\",0,AJ370=\"Unknown\",0,AK370>1,AK370-AJ370,AK370=0,0)","v":0},{"$f":"_xlfn.IFS(Y370=\"\",0,Y370>1920,_xlfn.XLOOKUP($H370,'Data Categories'!$AE$20:$AE$42,'Data Categories'!$AG$20:$AG$42,0))","v":0},{"$f":"_xlfn.IFS(Y370=\"\",0,Y370>0,(2025-Y370))","v":0},{"$f":"_xlfn.IFS(Z370=\"Non-Deficient\",\"Non-Deficient\",Z370=\"Deficient\",\"Deficient\",AB370=\"Deficient\",\"Deficient\",Z370=\"Non-Deficient\",\"Non-Deficient\",AB370=\"Non-Deficient\",\"Non-Deficient\",P370=\"\",\"None\",AL370<0,\"Deficient\",AL370>10,\"Non-Deficient\")","v":"None"},{"$f":"_xlfn.IFS(H370=\"LOW WATER CROSSING\",\"Non-Functional\",G370=\"Natural\",\"Functional\",AA370=\"Functional\",\"Functional\",AC370=\"Functional\",\"Functional\",AA370=\"Non-Functional\",\"Non-Functional\",AC370=\"Non-Functional\",\"Non-Functional\",AA370=\"Unknown\",\"Unknown\",AC370=\"Unknown\",\"Unknown\",AA370=\"\",\"None\")","v":"None"},{"$f":"_xlfn.IFS(X370=\"Functionality\",\"Low\",W370=\"No\",\"Low\",Y370>=2015,\"High\",Y370>=1920,\"Low\",W370=\"\",\"None\",W370=\"Unknown\",\"None\")","v":"None"},{"$f":"_xlfn.IFS(H370=\"LOW WATER CROSSING\",\"Unknown\",G370=\"Natural\",\"None\",AM370<AN370,\"High\",AC370=\"Functional\",\"Low\",AC370=\"Non-Functional\",\"Low\",W370=\"No\",\"Low\",W370=\"Unknown\",\"None\",X370=\"Deficiency\",\"None\",W370=\"Yes\",\"High\",W370=\"\",\"None\")","v":"None"},0,0,0,0,{"$f":"_xlfn.CONCAT(LEFT(H370,3),\"-\")&IF(H370=\"-\",0,COUNTIF($H$4:H370,H370))","v":"-0"},{"$f":"_xlfn.IFS($H370<=0,\"-\",AS370=1,_xlfn.CONCAT(\"FUN_NONDEF\",\"-DCON_\",LEFT(AQ370,1),\"-FCON_\",LEFT(AR370,1)),AT370=1,_xlfn.CONCAT(\"FUN_DEF\",\"-DCON_\",LEFT(AQ370,1),\"-FCON_\",LEFT(AR370,1)),AU370=1,_xlfn.CONCAT(\"NONFUN_NONDEF\",\"-DCON_\",LEFT(AQ370,1),\"-FCON_\",LEFT(AR370,1)),AV370=1,_xlfn.CONCAT(\"NONFUN_DEF\",\"-DCON_\",LEFT(AQ370,1),\"-FCON_\",LEFT(AR370,1)),AS370+AT370+AU370+AV370<1,_xlfn.CONCAT(\"-\"))","v":"-"}]
[null,null,null,null,null,null,null,null,null,null,null,null,null,null,null,null,null,null,null,null,null,0,null,null,null,null,null,null,null,null,null,0,0,0,0,"Unknown",{"$f":"_xlfn.IFS(G371=\"Natural\",0,H371=\"\",0,H371=\"COASTAL-CONSTRUCTED\",0,G371=\"Constructed\",_xlfn.XLOOKUP($H371,'Data Categories'!$U$4:$U$25,'Data Categories'!$V$4:V$25))","v":0},{"$f":"_xlfn.IFS(AK371=\"\",0,AJ371=\"Unknown\",0,AK371>1,AK371-AJ371,AK371=0,0)","v":0},{"$f":"_xlfn.IFS(Y371=\"\",0,Y371>1920,_xlfn.XLOOKUP($H371,'Data Categories'!$AE$20:$AE$42,'Data Categories'!$AG$20:$AG$42,0))","v":0},{"$f":"_xlfn.IFS(Y371=\"\",0,Y371>0,(2025-Y371))","v":0},{"$f":"_xlfn.IFS(Z371=\"Non-Deficient\",\"Non-Deficient\",Z371=\"Deficient\",\"Deficient\",AB371=\"Deficient\",\"Deficient\",Z371=\"Non-Deficient\",\"Non-Deficient\",AB371=\"Non-Deficient\",\"Non-Deficient\",P371=\"\",\"None\",AL371<0,\"Deficient\",AL371>10,\"Non-Deficient\")","v":"None"},{"$f":"_xlfn.IFS(H371=\"LOW WATER CROSSING\",\"Non-Functional\",G371=\"Natural\",\"Functional\",AA371=\"Functional\",\"Functional\",AC371=\"Functional\",\"Functional\",AA371=\"Non-Functional\",\"Non-Functional\",AC371=\"Non-Functional\",\"Non-Functional\",AA371=\"Unknown\",\"Unknown\",AC371=\"Unknown\",\"Unknown\",AA371=\"\",\"None\")","v":"None"},{"$f":"_xlfn.IFS(X371=\"Functionality\",\"Low\",W371=\"No\",\"Low\",Y371>=2015,\"High\",Y371>=1920,\"Low\",W371=\"\",\"None\",W371=\"Unknown\",\"None\")","v":"None"},{"$f":"_xlfn.IFS(H371=\"LOW WATER CROSSING\",\"Unknown\",G371=\"Natural\",\"None\",AM371<AN371,\"High\",AC371=\"Functional\",\"Low\",AC371=\"Non-Functional\",\"Low\",W371=\"No\",\"Low\",W371=\"Unknown\",\"None\",X371=\"Deficiency\",\"None\",W371=\"Yes\",\"High\",W371=\"\",\"None\")","v":"None"},0,0,0,0,{"$f":"_xlfn.CONCAT(LEFT(H371,3),\"-\")&IF(H371=\"-\",0,COUNTIF($H$4:H371,H371))","v":"-0"},{"$f":"_xlfn.IFS($H371<=0,\"-\",AS371=1,_xlfn.CONCAT(\"FUN_NONDEF\",\"-DCON_\",LEFT(AQ371,1),\"-FCON_\",LEFT(AR371,1)),AT371=1,_xlfn.CONCAT(\"FUN_DEF\",\"-DCON_\",LEFT(AQ371,1),\"-FCON_\",LEFT(AR371,1)),AU371=1,_xlfn.CONCAT(\"NONFUN_NONDEF\",\"-DCON_\",LEFT(AQ371,1),\"-FCON_\",LEFT(AR371,1)),AV371=1,_xlfn.CONCAT(\"NONFUN_DEF\",\"-DCON_\",LEFT(AQ371,1),\"-FCON_\",LEFT(AR371,1)),AS371+AT371+AU371+AV371<1,_xlfn.CONCAT(\"-\"))","v":"-"}]
[null,null,null,null,null,null,null,null,null,null,null,null,null,null,null,null,null,null,null,null,null,0,null,null,null,null,null,null,null,null,null,0,0,0,0,"Unknown",{"$f":"_xlfn.IFS(G372=\"Natural\",0,H372=\"\",0,H372=\"COASTAL-CONSTRUCTED\",0,G372=\"Constructed\",_xlfn.XLOOKUP($H372,'Data Categories'!$U$4:$U$25,'Data Categories'!$V$4:V$25))","v":0},{"$f":"_xlfn.IFS(AK372=\"\",0,AJ372=\"Unknown\",0,AK372>1,AK372-AJ372,AK372=0,0)","v":0},{"$f":"_xlfn.IFS(Y372=\"\",0,Y372>1920,_xlfn.XLOOKUP($H372,'Data Categories'!$AE$20:$AE$42,'Data Categories'!$AG$20:$AG$42,0))","v":0},{"$f":"_xlfn.IFS(Y372=\"\",0,Y372>0,(2025-Y372))","v":0},{"$f":"_xlfn.IFS(Z372=\"Non-Deficient\",\"Non-Deficient\",Z372=\"Deficient\",\"Deficient\",AB372=\"Deficient\",\"Deficient\",Z372=\"Non-Deficient\",\"Non-Deficient\",AB372=\"Non-Deficient\",\"Non-Deficient\",P372=\"\",\"None\",AL372<0,\"Deficient\",AL372>10,\"Non-Deficient\")","v":"None"},{"$f":"_xlfn.IFS(H372=\"LOW WATER CROSSING\",\"Non-Functional\",G372=\"Natural\",\"Functional\",AA372=\"Functional\",\"Functional\",AC372=\"Functional\",\"Functional\",AA372=\"Non-Functional\",\"Non-Functional\",AC372=\"Non-Functional\",\"Non-Functional\",AA372=\"Unknown\",\"Unknown\",AC372=\"Unknown\",\"Unknown\",AA372=\"\",\"None\")","v":"None"},{"$f":"_xlfn.IFS(X372=\"Functionality\",\"Low\",W372=\"No\",\"Low\",Y372>=2015,\"High\",Y372>=1920,\"Low\",W372=\"\",\"None\",W372=\"Unknown\",\"None\")","v":"None"},{"$f":"_xlfn.IFS(H372=\"LOW WATER CROSSING\",\"Unknown\",G372=\"Natural\",\"None\",AM372<AN372,\"High\",AC372=\"Functional\",\"Low\",AC372=\"Non-Functional\",\"Low\",W372=\"No\",\"Low\",W372=\"Unknown\",\"None\",X372=\"Deficiency\",\"None\",W372=\"Yes\",\"High\",W372=\"\",\"None\")","v":"None"},0,0,0,0,{"$f":"_xlfn.CONCAT(LEFT(H372,3),\"-\")&IF(H372=\"-\",0,COUNTIF($H$4:H372,H372))","v":"-0"},{"$f":"_xlfn.IFS($H372<=0,\"-\",AS372=1,_xlfn.CONCAT(\"FUN_NONDEF\",\"-DCON_\",LEFT(AQ372,1),\"-FCON_\",LEFT(AR372,1)),AT372=1,_xlfn.CONCAT(\"FUN_DEF\",\"-DCON_\",LEFT(AQ372,1),\"-FCON_\",LEFT(AR372,1)),AU372=1,_xlfn.CONCAT(\"NONFUN_NONDEF\",\"-DCON_\",LEFT(AQ372,1),\"-FCON_\",LEFT(AR372,1)),AV372=1,_xlfn.CONCAT(\"NONFUN_DEF\",\"-DCON_\",LEFT(AQ372,1),\"-FCON_\",LEFT(AR372,1)),AS372+AT372+AU372+AV372<1,_xlfn.CONCAT(\"-\"))","v":"-"}]
[null,null,null,null,null,null,null,null,null,null,null,null,null,null,null,null,null,null,null,null,null,0,null,null,null,null,null,null,null,null,null,0,0,0,0,"Unknown",{"$f":"_xlfn.IFS(G373=\"Natural\",0,H373=\"\",0,H373=\"COASTAL-CONSTRUCTED\",0,G373=\"Constructed\",_xlfn.XLOOKUP($H373,'Data Categories'!$U$4:$U$25,'Data Categories'!$V$4:V$25))","v":0},{"$f":"_xlfn.IFS(AK373=\"\",0,AJ373=\"Unknown\",0,AK373>1,AK373-AJ373,AK373=0,0)","v":0},{"$f":"_xlfn.IFS(Y373=\"\",0,Y373>1920,_xlfn.XLOOKUP($H373,'Data Categories'!$AE$20:$AE$42,'Data Categories'!$AG$20:$AG$42,0))","v":0},{"$f":"_xlfn.IFS(Y373=\"\",0,Y373>0,(2025-Y373))","v":0},{"$f":"_xlfn.IFS(Z373=\"Non-Deficient\",\"Non-Deficient\",Z373=\"Deficient\",\"Deficient\",AB373=\"Deficient\",\"Deficient\",Z373=\"Non-Deficient\",\"Non-Deficient\",AB373=\"Non-Deficient\",\"Non-Deficient\",P373=\"\",\"None\",AL373<0,\"Deficient\",AL373>10,\"Non-Deficient\")","v":"None"},{"$f":"_xlfn.IFS(H373=\"LOW WATER CROSSING\",\"Non-Functional\",G373=\"Natural\",\"Functional\",AA373=\"Functional\",\"Functional\",AC373=\"Functional\",\"Functional\",AA373=\"Non-Functional\",\"Non-Functional\",AC373=\"Non-Functional\",\"Non-Functional\",AA373=\"Unknown\",\"Unknown\",AC373=\"Unknown\",\"Unknown\",AA373=\"\",\"None\")","v":"None"},{"$f":"_xlfn.IFS(X373=\"Functionality\",\"Low\",W373=\"No\",\"Low\",Y373>=2015,\"High\",Y373>=1920,\"Low\",W373=\"\",\"None\",W373=\"Unknown\",\"None\")","v":"None"},{"$f":"_xlfn.IFS(H373=\"LOW WATER CROSSING\",\"Unknown\",G373=\"Natural\",\"None\",AM373<AN373,\"High\",AC373=\"Functional\",\"Low\",AC373=\"Non-Functional\",\"Low\",W373=\"No\",\"Low\",W373=\"Unknown\",\"None\",X373=\"Deficiency\",\"None\",W373=\"Yes\",\"High\",W373=\"\",\"None\")","v":"None"},0,0,0,0,{"$f":"_xlfn.CONCAT(LEFT(H373,3),\"-\")&IF(H373=\"-\",0,COUNTIF($H$4:H373,H373))","v":"-0"},{"$f":"_xlfn.IFS($H373<=0,\"-\",AS373=1,_xlfn.CONCAT(\"FUN_NONDEF\",\"-DCON_\",LEFT(AQ373,1),\"-FCON_\",LEFT(AR373,1)),AT373=1,_xlfn.CONCAT(\"FUN_DEF\",\"-DCON_\",LEFT(AQ373,1),\"-FCON_\",LEFT(AR373,1)),AU373=1,_xlfn.CONCAT(\"NONFUN_NONDEF\",\"-DCON_\",LEFT(AQ373,1),\"-FCON_\",LEFT(AR373,1)),AV373=1,_xlfn.CONCAT(\"NONFUN_DEF\",\"-DCON_\",LEFT(AQ373,1),\"-FCON_\",LEFT(AR373,1)),AS373+AT373+AU373+AV373<1,_xlfn.CONCAT(\"-\"))","v":"-"}]
[null,null,null,null,null,null,null,null,null,null,null,null,null,null,null,null,null,null,null,null,null,0,null,null,null,null,null,null,null,null,null,0,0,0,0,"Unknown",{"$f":"_xlfn.IFS(G374=\"Natural\",0,H374=\"\",0,H374=\"COASTAL-CONSTRUCTED\",0,G374=\"Constructed\",_xlfn.XLOOKUP($H374,'Data Categories'!$U$4:$U$25,'Data Categories'!$V$4:V$25))","v":0},{"$f":"_xlfn.IFS(AK374=\"\",0,AJ374=\"Unknown\",0,AK374>1,AK374-AJ374,AK374=0,0)","v":0},{"$f":"_xlfn.IFS(Y374=\"\",0,Y374>1920,_xlfn.XLOOKUP($H374,'Data Categories'!$AE$20:$AE$42,'Data Categories'!$AG$20:$AG$42,0))","v":0},{"$f":"_xlfn.IFS(Y374=\"\",0,Y374>0,(2025-Y374))","v":0},{"$f":"_xlfn.IFS(Z374=\"Non-Deficient\",\"Non-Deficient\",Z374=\"Deficient\",\"Deficient\",AB374=\"Deficient\",\"Deficient\",Z374=\"Non-Deficient\",\"Non-Deficient\",AB374=\"Non-Deficient\",\"Non-Deficient\",P374=\"\",\"None\",AL374<0,\"Deficient\",AL374>10,\"Non-Deficient\")","v":"None"},{"$f":"_xlfn.IFS(H374=\"LOW WATER CROSSING\",\"Non-Functional\",G374=\"Natural\",\"Functional\",AA374=\"Functional\",\"Functional\",AC374=\"Functional\",\"Functional\",AA374=\"Non-Functional\",\"Non-Functional\",AC374=\"Non-Functional\",\"Non-Functional\",AA374=\"Unknown\",\"Unknown\",AC374=\"Unknown\",\"Unknown\",AA374=\"\",\"None\")","v":"None"},{"$f":"_xlfn.IFS(X374=\"Functionality\",\"Low\",W374=\"No\",\"Low\",Y374>=2015,\"High\",Y374>=1920,\"Low\",W374=\"\",\"None\",W374=\"Unknown\",\"None\")","v":"None"},{"$f":"_xlfn.IFS(H374=\"LOW WATER CROSSING\",\"Unknown\",G374=\"Natural\",\"None\",AM374<AN374,\"High\",AC374=\"Functional\",\"Low\",AC374=\"Non-Functional\",\"Low\",W374=\"No\",\"Low\",W374=\"Unknown\",\"None\",X374=\"Deficiency\",\"None\",W374=\"Yes\",\"High\",W374=\"\",\"None\")","v":"None"},0,0,0,0,{"$f":"_xlfn.CONCAT(LEFT(H374,3),\"-\")&IF(H374=\"-\",0,COUNTIF($H$4:H374,H374))","v":"-0"},{"$f":"_xlfn.IFS($H374<=0,\"-\",AS374=1,_xlfn.CONCAT(\"FUN_NONDEF\",\"-DCON_\",LEFT(AQ374,1),\"-FCON_\",LEFT(AR374,1)),AT374=1,_xlfn.CONCAT(\"FUN_DEF\",\"-DCON_\",LEFT(AQ374,1),\"-FCON_\",LEFT(AR374,1)),AU374=1,_xlfn.CONCAT(\"NONFUN_NONDEF\",\"-DCON_\",LEFT(AQ374,1),\"-FCON_\",LEFT(AR374,1)),AV374=1,_xlfn.CONCAT(\"NONFUN_DEF\",\"-DCON_\",LEFT(AQ374,1),\"-FCON_\",LEFT(AR374,1)),AS374+AT374+AU374+AV374<1,_xlfn.CONCAT(\"-\"))","v":"-"}]
[null,null,null,null,null,null,null,null,null,null,null,null,null,null,null,null,null,null,null,null,null,0,null,null,null,null,null,null,null,null,null,0,0,0,0,"Unknown",{"$f":"_xlfn.IFS(G375=\"Natural\",0,H375=\"\",0,H375=\"COASTAL-CONSTRUCTED\",0,G375=\"Constructed\",_xlfn.XLOOKUP($H375,'Data Categories'!$U$4:$U$25,'Data Categories'!$V$4:V$25))","v":0},{"$f":"_xlfn.IFS(AK375=\"\",0,AJ375=\"Unknown\",0,AK375>1,AK375-AJ375,AK375=0,0)","v":0},{"$f":"_xlfn.IFS(Y375=\"\",0,Y375>1920,_xlfn.XLOOKUP($H375,'Data Categories'!$AE$20:$AE$42,'Data Categories'!$AG$20:$AG$42,0))","v":0},{"$f":"_xlfn.IFS(Y375=\"\",0,Y375>0,(2025-Y375))","v":0},{"$f":"_xlfn.IFS(Z375=\"Non-Deficient\",\"Non-Deficient\",Z375=\"Deficient\",\"Deficient\",AB375=\"Deficient\",\"Deficient\",Z375=\"Non-Deficient\",\"Non-Deficient\",AB375=\"Non-Deficient\",\"Non-Deficient\",P375=\"\",\"None\",AL375<0,\"Deficient\",AL375>10,\"Non-Deficient\")","v":"None"},{"$f":"_xlfn.IFS(H375=\"LOW WATER CROSSING\",\"Non-Functional\",G375=\"Natural\",\"Functional\",AA375=\"Functional\",\"Functional\",AC375=\"Functional\",\"Functional\",AA375=\"Non-Functional\",\"Non-Functional\",AC375=\"Non-Functional\",\"Non-Functional\",AA375=\"Unknown\",\"Unknown\",AC375=\"Unknown\",\"Unknown\",AA375=\"\",\"None\")","v":"None"},{"$f":"_xlfn.IFS(X375=\"Functionality\",\"Low\",W375=\"No\",\"Low\",Y375>=2015,\"High\",Y375>=1920,\"Low\",W375=\"\",\"None\",W375=\"Unknown\",\"None\")","v":"None"},{"$f":"_xlfn.IFS(H375=\"LOW WATER CROSSING\",\"Unknown\",G375=\"Natural\",\"None\",AM375<AN375,\"High\",AC375=\"Functional\",\"Low\",AC375=\"Non-Functional\",\"Low\",W375=\"No\",\"Low\",W375=\"Unknown\",\"None\",X375=\"Deficiency\",\"None\",W375=\"Yes\",\"High\",W375=\"\",\"None\")","v":"None"},0,0,0,0,{"$f":"_xlfn.CONCAT(LEFT(H375,3),\"-\")&IF(H375=\"-\",0,COUNTIF($H$4:H375,H375))","v":"-0"},{"$f":"_xlfn.IFS($H375<=0,\"-\",AS375=1,_xlfn.CONCAT(\"FUN_NONDEF\",\"-DCON_\",LEFT(AQ375,1),\"-FCON_\",LEFT(AR375,1)),AT375=1,_xlfn.CONCAT(\"FUN_DEF\",\"-DCON_\",LEFT(AQ375,1),\"-FCON_\",LEFT(AR375,1)),AU375=1,_xlfn.CONCAT(\"NONFUN_NONDEF\",\"-DCON_\",LEFT(AQ375,1),\"-FCON_\",LEFT(AR375,1)),AV375=1,_xlfn.CONCAT(\"NONFUN_DEF\",\"-DCON_\",LEFT(AQ375,1),\"-FCON_\",LEFT(AR375,1)),AS375+AT375+AU375+AV375<1,_xlfn.CONCAT(\"-\"))","v":"-"}]
[null,null,null,null,null,null,null,null,null,null,null,null,null,null,null,null,null,null,null,null,null,0,null,null,null,null,null,null,null,null,null,0,0,0,0,"Unknown",{"$f":"_xlfn.IFS(G376=\"Natural\",0,H376=\"\",0,H376=\"COASTAL-CONSTRUCTED\",0,G376=\"Constructed\",_xlfn.XLOOKUP($H376,'Data Categories'!$U$4:$U$25,'Data Categories'!$V$4:V$25))","v":0},{"$f":"_xlfn.IFS(AK376=\"\",0,AJ376=\"Unknown\",0,AK376>1,AK376-AJ376,AK376=0,0)","v":0},{"$f":"_xlfn.IFS(Y376=\"\",0,Y376>1920,_xlfn.XLOOKUP($H376,'Data Categories'!$AE$20:$AE$42,'Data Categories'!$AG$20:$AG$42,0))","v":0},{"$f":"_xlfn.IFS(Y376=\"\",0,Y376>0,(2025-Y376))","v":0},{"$f":"_xlfn.IFS(Z376=\"Non-Deficient\",\"Non-Deficient\",Z376=\"Deficient\",\"Deficient\",AB376=\"Deficient\",\"Deficient\",Z376=\"Non-Deficient\",\"Non-Deficient\",AB376=\"Non-Deficient\",\"Non-Deficient\",P376=\"\",\"None\",AL376<0,\"Deficient\",AL376>10,\"Non-Deficient\")","v":"None"},{"$f":"_xlfn.IFS(H376=\"LOW WATER CROSSING\",\"Non-Functional\",G376=\"Natural\",\"Functional\",AA376=\"Functional\",\"Functional\",AC376=\"Functional\",\"Functional\",AA376=\"Non-Functional\",\"Non-Functional\",AC376=\"Non-Functional\",\"Non-Functional\",AA376=\"Unknown\",\"Unknown\",AC376=\"Unknown\",\"Unknown\",AA376=\"\",\"None\")","v":"None"},{"$f":"_xlfn.IFS(X376=\"Functionality\",\"Low\",W376=\"No\",\"Low\",Y376>=2015,\"High\",Y376>=1920,\"Low\",W376=\"\",\"None\",W376=\"Unknown\",\"None\")","v":"None"},{"$f":"_xlfn.IFS(H376=\"LOW WATER CROSSING\",\"Unknown\",G376=\"Natural\",\"None\",AM376<AN376,\"High\",AC376=\"Functional\",\"Low\",AC376=\"Non-Functional\",\"Low\",W376=\"No\",\"Low\",W376=\"Unknown\",\"None\",X376=\"Deficiency\",\"None\",W376=\"Yes\",\"High\",W376=\"\",\"None\")","v":"None"},0,0,0,0,{"$f":"_xlfn.CONCAT(LEFT(H376,3),\"-\")&IF(H376=\"-\",0,COUNTIF($H$4:H376,H376))","v":"-0"},{"$f":"_xlfn.IFS($H376<=0,\"-\",AS376=1,_xlfn.CONCAT(\"FUN_NONDEF\",\"-DCON_\",LEFT(AQ376,1),\"-FCON_\",LEFT(AR376,1)),AT376=1,_xlfn.CONCAT(\"FUN_DEF\",\"-DCON_\",LEFT(AQ376,1),\"-FCON_\",LEFT(AR376,1)),AU376=1,_xlfn.CONCAT(\"NONFUN_NONDEF\",\"-DCON_\",LEFT(AQ376,1),\"-FCON_\",LEFT(AR376,1)),AV376=1,_xlfn.CONCAT(\"NONFUN_DEF\",\"-DCON_\",LEFT(AQ376,1),\"-FCON_\",LEFT(AR376,1)),AS376+AT376+AU376+AV376<1,_xlfn.CONCAT(\"-\"))","v":"-"}]
[null,null,null,null,null,null,null,null,null,null,null,null,null,null,null,null,null,null,null,null,null,0,null,null,null,null,null,null,null,null,null,0,0,0,0,"Unknown",{"$f":"_xlfn.IFS(G377=\"Natural\",0,H377=\"\",0,H377=\"COASTAL-CONSTRUCTED\",0,G377=\"Constructed\",_xlfn.XLOOKUP($H377,'Data Categories'!$U$4:$U$25,'Data Categories'!$V$4:V$25))","v":0},{"$f":"_xlfn.IFS(AK377=\"\",0,AJ377=\"Unknown\",0,AK377>1,AK377-AJ377,AK377=0,0)","v":0},{"$f":"_xlfn.IFS(Y377=\"\",0,Y377>1920,_xlfn.XLOOKUP($H377,'Data Categories'!$AE$20:$AE$42,'Data Categories'!$AG$20:$AG$42,0))","v":0},{"$f":"_xlfn.IFS(Y377=\"\",0,Y377>0,(2025-Y377))","v":0},{"$f":"_xlfn.IFS(Z377=\"Non-Deficient\",\"Non-Deficient\",Z377=\"Deficient\",\"Deficient\",AB377=\"Deficient\",\"Deficient\",Z377=\"Non-Deficient\",\"Non-Deficient\",AB377=\"Non-Deficient\",\"Non-Deficient\",P377=\"\",\"None\",AL377<0,\"Deficient\",AL377>10,\"Non-Deficient\")","v":"None"},{"$f":"_xlfn.IFS(H377=\"LOW WATER CROSSING\",\"Non-Functional\",G377=\"Natural\",\"Functional\",AA377=\"Functional\",\"Functional\",AC377=\"Functional\",\"Functional\",AA377=\"Non-Functional\",\"Non-Functional\",AC377=\"Non-Functional\",\"Non-Functional\",AA377=\"Unknown\",\"Unknown\",AC377=\"Unknown\",\"Unknown\",AA377=\"\",\"None\")","v":"None"},{"$f":"_xlfn.IFS(X377=\"Functionality\",\"Low\",W377=\"No\",\"Low\",Y377>=2015,\"High\",Y377>=1920,\"Low\",W377=\"\",\"None\",W377=\"Unknown\",\"None\")","v":"None"},{"$f":"_xlfn.IFS(H377=\"LOW WATER CROSSING\",\"Unknown\",G377=\"Natural\",\"None\",AM377<AN377,\"High\",AC377=\"Functional\",\"Low\",AC377=\"Non-Functional\",\"Low\",W377=\"No\",\"Low\",W377=\"Unknown\",\"None\",X377=\"Deficiency\",\"None\",W377=\"Yes\",\"High\",W377=\"\",\"None\")","v":"None"},0,0,0,0,{"$f":"_xlfn.CONCAT(LEFT(H377,3),\"-\")&IF(H377=\"-\",0,COUNTIF($H$4:H377,H377))","v":"-0"},{"$f":"_xlfn.IFS($H377<=0,\"-\",AS377=1,_xlfn.CONCAT(\"FUN_NONDEF\",\"-DCON_\",LEFT(AQ377,1),\"-FCON_\",LEFT(AR377,1)),AT377=1,_xlfn.CONCAT(\"FUN_DEF\",\"-DCON_\",LEFT(AQ377,1),\"-FCON_\",LEFT(AR377,1)),AU377=1,_xlfn.CONCAT(\"NONFUN_NONDEF\",\"-DCON_\",LEFT(AQ377,1),\"-FCON_\",LEFT(AR377,1)),AV377=1,_xlfn.CONCAT(\"NONFUN_DEF\",\"-DCON_\",LEFT(AQ377,1),\"-FCON_\",LEFT(AR377,1)),AS377+AT377+AU377+AV377<1,_xlfn.CONCAT(\"-\"))","v":"-"}]
[null,null,null,null,null,null,null,null,null,null,null,null,null,null,null,null,null,null,null,null,null,0,null,null,null,null,null,null,null,null,null,0,0,0,0,"Unknown",{"$f":"_xlfn.IFS(G378=\"Natural\",0,H378=\"\",0,H378=\"COASTAL-CONSTRUCTED\",0,G378=\"Constructed\",_xlfn.XLOOKUP($H378,'Data Categories'!$U$4:$U$25,'Data Categories'!$V$4:V$25))","v":0},{"$f":"_xlfn.IFS(AK378=\"\",0,AJ378=\"Unknown\",0,AK378>1,AK378-AJ378,AK378=0,0)","v":0},{"$f":"_xlfn.IFS(Y378=\"\",0,Y378>1920,_xlfn.XLOOKUP($H378,'Data Categories'!$AE$20:$AE$42,'Data Categories'!$AG$20:$AG$42,0))","v":0},{"$f":"_xlfn.IFS(Y378=\"\",0,Y378>0,(2025-Y378))","v":0},{"$f":"_xlfn.IFS(Z378=\"Non-Deficient\",\"Non-Deficient\",Z378=\"Deficient\",\"Deficient\",AB378=\"Deficient\",\"Deficient\",Z378=\"Non-Deficient\",\"Non-Deficient\",AB378=\"Non-Deficient\",\"Non-Deficient\",P378=\"\",\"None\",AL378<0,\"Deficient\",AL378>10,\"Non-Deficient\")","v":"None"},{"$f":"_xlfn.IFS(H378=\"LOW WATER CROSSING\",\"Non-Functional\",G378=\"Natural\",\"Functional\",AA378=\"Functional\",\"Functional\",AC378=\"Functional\",\"Functional\",AA378=\"Non-Functional\",\"Non-Functional\",AC378=\"Non-Functional\",\"Non-Functional\",AA378=\"Unknown\",\"Unknown\",AC378=\"Unknown\",\"Unknown\",AA378=\"\",\"None\")","v":"None"},{"$f":"_xlfn.IFS(X378=\"Functionality\",\"Low\",W378=\"No\",\"Low\",Y378>=2015,\"High\",Y378>=1920,\"Low\",W378=\"\",\"None\",W378=\"Unknown\",\"None\")","v":"None"},{"$f":"_xlfn.IFS(H378=\"LOW WATER CROSSING\",\"Unknown\",G378=\"Natural\",\"None\",AM378<AN378,\"High\",AC378=\"Functional\",\"Low\",AC378=\"Non-Functional\",\"Low\",W378=\"No\",\"Low\",W378=\"Unknown\",\"None\",X378=\"Deficiency\",\"None\",W378=\"Yes\",\"High\",W378=\"\",\"None\")","v":"None"},0,0,0,0,{"$f":"_xlfn.CONCAT(LEFT(H378,3),\"-\")&IF(H378=\"-\",0,COUNTIF($H$4:H378,H378))","v":"-0"},{"$f":"_xlfn.IFS($H378<=0,\"-\",AS378=1,_xlfn.CONCAT(\"FUN_NONDEF\",\"-DCON_\",LEFT(AQ378,1),\"-FCON_\",LEFT(AR378,1)),AT378=1,_xlfn.CONCAT(\"FUN_DEF\",\"-DCON_\",LEFT(AQ378,1),\"-FCON_\",LEFT(AR378,1)),AU378=1,_xlfn.CONCAT(\"NONFUN_NONDEF\",\"-DCON_\",LEFT(AQ378,1),\"-FCON_\",LEFT(AR378,1)),AV378=1,_xlfn.CONCAT(\"NONFUN_DEF\",\"-DCON_\",LEFT(AQ378,1),\"-FCON_\",LEFT(AR378,1)),AS378+AT378+AU378+AV378<1,_xlfn.CONCAT(\"-\"))","v":"-"}]
[null,null,null,null,null,null,null,null,null,null,null,null,null,null,null,null,null,null,null,null,null,0,null,null,null,null,null,null,null,null,null,0,0,0,0,"Unknown",{"$f":"_xlfn.IFS(G379=\"Natural\",0,H379=\"\",0,H379=\"COASTAL-CONSTRUCTED\",0,G379=\"Constructed\",_xlfn.XLOOKUP($H379,'Data Categories'!$U$4:$U$25,'Data Categories'!$V$4:V$25))","v":0},{"$f":"_xlfn.IFS(AK379=\"\",0,AJ379=\"Unknown\",0,AK379>1,AK379-AJ379,AK379=0,0)","v":0},{"$f":"_xlfn.IFS(Y379=\"\",0,Y379>1920,_xlfn.XLOOKUP($H379,'Data Categories'!$AE$20:$AE$42,'Data Categories'!$AG$20:$AG$42,0))","v":0},{"$f":"_xlfn.IFS(Y379=\"\",0,Y379>0,(2025-Y379))","v":0},{"$f":"_xlfn.IFS(Z379=\"Non-Deficient\",\"Non-Deficient\",Z379=\"Deficient\",\"Deficient\",AB379=\"Deficient\",\"Deficient\",Z379=\"Non-Deficient\",\"Non-Deficient\",AB379=\"Non-Deficient\",\"Non-Deficient\",P379=\"\",\"None\",AL379<0,\"Deficient\",AL379>10,\"Non-Deficient\")","v":"None"},{"$f":"_xlfn.IFS(H379=\"LOW WATER CROSSING\",\"Non-Functional\",G379=\"Natural\",\"Functional\",AA379=\"Functional\",\"Functional\",AC379=\"Functional\",\"Functional\",AA379=\"Non-Functional\",\"Non-Functional\",AC379=\"Non-Functional\",\"Non-Functional\",AA379=\"Unknown\",\"Unknown\",AC379=\"Unknown\",\"Unknown\",AA379=\"\",\"None\")","v":"None"},{"$f":"_xlfn.IFS(X379=\"Functionality\",\"Low\",W379=\"No\",\"Low\",Y379>=2015,\"High\",Y379>=1920,\"Low\",W379=\"\",\"None\",W379=\"Unknown\",\"None\")","v":"None"},{"$f":"_xlfn.IFS(H379=\"LOW WATER CROSSING\",\"Unknown\",G379=\"Natural\",\"None\",AM379<AN379,\"High\",AC379=\"Functional\",\"Low\",AC379=\"Non-Functional\",\"Low\",W379=\"No\",\"Low\",W379=\"Unknown\",\"None\",X379=\"Deficiency\",\"None\",W379=\"Yes\",\"High\",W379=\"\",\"None\")","v":"None"},0,0,0,0,{"$f":"_xlfn.CONCAT(LEFT(H379,3),\"-\")&IF(H379=\"-\",0,COUNTIF($H$4:H379,H379))","v":"-0"},{"$f":"_xlfn.IFS($H379<=0,\"-\",AS379=1,_xlfn.CONCAT(\"FUN_NONDEF\",\"-DCON_\",LEFT(AQ379,1),\"-FCON_\",LEFT(AR379,1)),AT379=1,_xlfn.CONCAT(\"FUN_DEF\",\"-DCON_\",LEFT(AQ379,1),\"-FCON_\",LEFT(AR379,1)),AU379=1,_xlfn.CONCAT(\"NONFUN_NONDEF\",\"-DCON_\",LEFT(AQ379,1),\"-FCON_\",LEFT(AR379,1)),AV379=1,_xlfn.CONCAT(\"NONFUN_DEF\",\"-DCON_\",LEFT(AQ379,1),\"-FCON_\",LEFT(AR379,1)),AS379+AT379+AU379+AV379<1,_xlfn.CONCAT(\"-\"))","v":"-"}]
[null,null,null,null,null,null,null,null,null,null,null,null,null,null,null,null,null,null,null,null,null,0,null,null,null,null,null,null,null,null,null,0,0,0,0,"Unknown",{"$f":"_xlfn.IFS(G380=\"Natural\",0,H380=\"\",0,H380=\"COASTAL-CONSTRUCTED\",0,G380=\"Constructed\",_xlfn.XLOOKUP($H380,'Data Categories'!$U$4:$U$25,'Data Categories'!$V$4:V$25))","v":0},{"$f":"_xlfn.IFS(AK380=\"\",0,AJ380=\"Unknown\",0,AK380>1,AK380-AJ380,AK380=0,0)","v":0},{"$f":"_xlfn.IFS(Y380=\"\",0,Y380>1920,_xlfn.XLOOKUP($H380,'Data Categories'!$AE$20:$AE$42,'Data Categories'!$AG$20:$AG$42,0))","v":0},{"$f":"_xlfn.IFS(Y380=\"\",0,Y380>0,(2025-Y380))","v":0},{"$f":"_xlfn.IFS(Z380=\"Non-Deficient\",\"Non-Deficient\",Z380=\"Deficient\",\"Deficient\",AB380=\"Deficient\",\"Deficient\",Z380=\"Non-Deficient\",\"Non-Deficient\",AB380=\"Non-Deficient\",\"Non-Deficient\",P380=\"\",\"None\",AL380<0,\"Deficient\",AL380>10,\"Non-Deficient\")","v":"None"},{"$f":"_xlfn.IFS(H380=\"LOW WATER CROSSING\",\"Non-Functional\",G380=\"Natural\",\"Functional\",AA380=\"Functional\",\"Functional\",AC380=\"Functional\",\"Functional\",AA380=\"Non-Functional\",\"Non-Functional\",AC380=\"Non-Functional\",\"Non-Functional\",AA380=\"Unknown\",\"Unknown\",AC380=\"Unknown\",\"Unknown\",AA380=\"\",\"None\")","v":"None"},{"$f":"_xlfn.IFS(X380=\"Functionality\",\"Low\",W380=\"No\",\"Low\",Y380>=2015,\"High\",Y380>=1920,\"Low\",W380=\"\",\"None\",W380=\"Unknown\",\"None\")","v":"None"},{"$f":"_xlfn.IFS(H380=\"LOW WATER CROSSING\",\"Unknown\",G380=\"Natural\",\"None\",AM380<AN380,\"High\",AC380=\"Functional\",\"Low\",AC380=\"Non-Functional\",\"Low\",W380=\"No\",\"Low\",W380=\"Unknown\",\"None\",X380=\"Deficiency\",\"None\",W380=\"Yes\",\"High\",W380=\"\",\"None\")","v":"None"},0,0,0,0,{"$f":"_xlfn.CONCAT(LEFT(H380,3),\"-\")&IF(H380=\"-\",0,COUNTIF($H$4:H380,H380))","v":"-0"},{"$f":"_xlfn.IFS($H380<=0,\"-\",AS380=1,_xlfn.CONCAT(\"FUN_NONDEF\",\"-DCON_\",LEFT(AQ380,1),\"-FCON_\",LEFT(AR380,1)),AT380=1,_xlfn.CONCAT(\"FUN_DEF\",\"-DCON_\",LEFT(AQ380,1),\"-FCON_\",LEFT(AR380,1)),AU380=1,_xlfn.CONCAT(\"NONFUN_NONDEF\",\"-DCON_\",LEFT(AQ380,1),\"-FCON_\",LEFT(AR380,1)),AV380=1,_xlfn.CONCAT(\"NONFUN_DEF\",\"-DCON_\",LEFT(AQ380,1),\"-FCON_\",LEFT(AR380,1)),AS380+AT380+AU380+AV380<1,_xlfn.CONCAT(\"-\"))","v":"-"}]
[null,null,null,null,null,null,null,null,null,null,null,null,null,null,null,null,null,null,null,null,null,0,null,null,null,null,null,null,null,null,null,0,0,0,0,"Unknown",{"$f":"_xlfn.IFS(G381=\"Natural\",0,H381=\"\",0,H381=\"COASTAL-CONSTRUCTED\",0,G381=\"Constructed\",_xlfn.XLOOKUP($H381,'Data Categories'!$U$4:$U$25,'Data Categories'!$V$4:V$25))","v":0},{"$f":"_xlfn.IFS(AK381=\"\",0,AJ381=\"Unknown\",0,AK381>1,AK381-AJ381,AK381=0,0)","v":0},{"$f":"_xlfn.IFS(Y381=\"\",0,Y381>1920,_xlfn.XLOOKUP($H381,'Data Categories'!$AE$20:$AE$42,'Data Categories'!$AG$20:$AG$42,0))","v":0},{"$f":"_xlfn.IFS(Y381=\"\",0,Y381>0,(2025-Y381))","v":0},{"$f":"_xlfn.IFS(Z381=\"Non-Deficient\",\"Non-Deficient\",Z381=\"Deficient\",\"Deficient\",AB381=\"Deficient\",\"Deficient\",Z381=\"Non-Deficient\",\"Non-Deficient\",AB381=\"Non-Deficient\",\"Non-Deficient\",P381=\"\",\"None\",AL381<0,\"Deficient\",AL381>10,\"Non-Deficient\")","v":"None"},{"$f":"_xlfn.IFS(H381=\"LOW WATER CROSSING\",\"Non-Functional\",G381=\"Natural\",\"Functional\",AA381=\"Functional\",\"Functional\",AC381=\"Functional\",\"Functional\",AA381=\"Non-Functional\",\"Non-Functional\",AC381=\"Non-Functional\",\"Non-Functional\",AA381=\"Unknown\",\"Unknown\",AC381=\"Unknown\",\"Unknown\",AA381=\"\",\"None\")","v":"None"},{"$f":"_xlfn.IFS(X381=\"Functionality\",\"Low\",W381=\"No\",\"Low\",Y381>=2015,\"High\",Y381>=1920,\"Low\",W381=\"\",\"None\",W381=\"Unknown\",\"None\")","v":"None"},{"$f":"_xlfn.IFS(H381=\"LOW WATER CROSSING\",\"Unknown\",G381=\"Natural\",\"None\",AM381<AN381,\"High\",AC381=\"Functional\",\"Low\",AC381=\"Non-Functional\",\"Low\",W381=\"No\",\"Low\",W381=\"Unknown\",\"None\",X381=\"Deficiency\",\"None\",W381=\"Yes\",\"High\",W381=\"\",\"None\")","v":"None"},0,0,0,0,{"$f":"_xlfn.CONCAT(LEFT(H381,3),\"-\")&IF(H381=\"-\",0,COUNTIF($H$4:H381,H381))","v":"-0"},{"$f":"_xlfn.IFS($H381<=0,\"-\",AS381=1,_xlfn.CONCAT(\"FUN_NONDEF\",\"-DCON_\",LEFT(AQ381,1),\"-FCON_\",LEFT(AR381,1)),AT381=1,_xlfn.CONCAT(\"FUN_DEF\",\"-DCON_\",LEFT(AQ381,1),\"-FCON_\",LEFT(AR381,1)),AU381=1,_xlfn.CONCAT(\"NONFUN_NONDEF\",\"-DCON_\",LEFT(AQ381,1),\"-FCON_\",LEFT(AR381,1)),AV381=1,_xlfn.CONCAT(\"NONFUN_DEF\",\"-DCON_\",LEFT(AQ381,1),\"-FCON_\",LEFT(AR381,1)),AS381+AT381+AU381+AV381<1,_xlfn.CONCAT(\"-\"))","v":"-"}]
[null,null,null,null,null,null,null,null,null,null,null,null,null,null,null,null,null,null,null,null,null,0,null,null,null,null,null,null,null,null,null,0,0,0,0,"Unknown",{"$f":"_xlfn.IFS(G382=\"Natural\",0,H382=\"\",0,H382=\"COASTAL-CONSTRUCTED\",0,G382=\"Constructed\",_xlfn.XLOOKUP($H382,'Data Categories'!$U$4:$U$25,'Data Categories'!$V$4:V$25))","v":0},{"$f":"_xlfn.IFS(AK382=\"\",0,AJ382=\"Unknown\",0,AK382>1,AK382-AJ382,AK382=0,0)","v":0},{"$f":"_xlfn.IFS(Y382=\"\",0,Y382>1920,_xlfn.XLOOKUP($H382,'Data Categories'!$AE$20:$AE$42,'Data Categories'!$AG$20:$AG$42,0))","v":0},{"$f":"_xlfn.IFS(Y382=\"\",0,Y382>0,(2025-Y382))","v":0},{"$f":"_xlfn.IFS(Z382=\"Non-Deficient\",\"Non-Deficient\",Z382=\"Deficient\",\"Deficient\",AB382=\"Deficient\",\"Deficient\",Z382=\"Non-Deficient\",\"Non-Deficient\",AB382=\"Non-Deficient\",\"Non-Deficient\",P382=\"\",\"None\",AL382<0,\"Deficient\",AL382>10,\"Non-Deficient\")","v":"None"},{"$f":"_xlfn.IFS(H382=\"LOW WATER CROSSING\",\"Non-Functional\",G382=\"Natural\",\"Functional\",AA382=\"Functional\",\"Functional\",AC382=\"Functional\",\"Functional\",AA382=\"Non-Functional\",\"Non-Functional\",AC382=\"Non-Functional\",\"Non-Functional\",AA382=\"Unknown\",\"Unknown\",AC382=\"Unknown\",\"Unknown\",AA382=\"\",\"None\")","v":"None"},{"$f":"_xlfn.IFS(X382=\"Functionality\",\"Low\",W382=\"No\",\"Low\",Y382>=2015,\"High\",Y382>=1920,\"Low\",W382=\"\",\"None\",W382=\"Unknown\",\"None\")","v":"None"},{"$f":"_xlfn.IFS(H382=\"LOW WATER CROSSING\",\"Unknown\",G382=\"Natural\",\"None\",AM382<AN382,\"High\",AC382=\"Functional\",\"Low\",AC382=\"Non-Functional\",\"Low\",W382=\"No\",\"Low\",W382=\"Unknown\",\"None\",X382=\"Deficiency\",\"None\",W382=\"Yes\",\"High\",W382=\"\",\"None\")","v":"None"},0,0,0,0,{"$f":"_xlfn.CONCAT(LEFT(H382,3),\"-\")&IF(H382=\"-\",0,COUNTIF($H$4:H382,H382))","v":"-0"},{"$f":"_xlfn.IFS($H382<=0,\"-\",AS382=1,_xlfn.CONCAT(\"FUN_NONDEF\",\"-DCON_\",LEFT(AQ382,1),\"-FCON_\",LEFT(AR382,1)),AT382=1,_xlfn.CONCAT(\"FUN_DEF\",\"-DCON_\",LEFT(AQ382,1),\"-FCON_\",LEFT(AR382,1)),AU382=1,_xlfn.CONCAT(\"NONFUN_NONDEF\",\"-DCON_\",LEFT(AQ382,1),\"-FCON_\",LEFT(AR382,1)),AV382=1,_xlfn.CONCAT(\"NONFUN_DEF\",\"-DCON_\",LEFT(AQ382,1),\"-FCON_\",LEFT(AR382,1)),AS382+AT382+AU382+AV382<1,_xlfn.CONCAT(\"-\"))","v":"-"}]
[null,null,null,null,null,null,null,null,null,null,null,null,null,null,null,null,null,null,null,null,null,0,null,null,null,null,null,null,null,null,null,0,0,0,0,"Unknown",{"$f":"_xlfn.IFS(G383=\"Natural\",0,H383=\"\",0,H383=\"COASTAL-CONSTRUCTED\",0,G383=\"Constructed\",_xlfn.XLOOKUP($H383,'Data Categories'!$U$4:$U$25,'Data Categories'!$V$4:V$25))","v":0},{"$f":"_xlfn.IFS(AK383=\"\",0,AJ383=\"Unknown\",0,AK383>1,AK383-AJ383,AK383=0,0)","v":0},{"$f":"_xlfn.IFS(Y383=\"\",0,Y383>1920,_xlfn.XLOOKUP($H383,'Data Categories'!$AE$20:$AE$42,'Data Categories'!$AG$20:$AG$42,0))","v":0},{"$f":"_xlfn.IFS(Y383=\"\",0,Y383>0,(2025-Y383))","v":0},{"$f":"_xlfn.IFS(Z383=\"Non-Deficient\",\"Non-Deficient\",Z383=\"Deficient\",\"Deficient\",AB383=\"Deficient\",\"Deficient\",Z383=\"Non-Deficient\",\"Non-Deficient\",AB383=\"Non-Deficient\",\"Non-Deficient\",P383=\"\",\"None\",AL383<0,\"Deficient\",AL383>10,\"Non-Deficient\")","v":"None"},{"$f":"_xlfn.IFS(H383=\"LOW WATER CROSSING\",\"Non-Functional\",G383=\"Natural\",\"Functional\",AA383=\"Functional\",\"Functional\",AC383=\"Functional\",\"Functional\",AA383=\"Non-Functional\",\"Non-Functional\",AC383=\"Non-Functional\",\"Non-Functional\",AA383=\"Unknown\",\"Unknown\",AC383=\"Unknown\",\"Unknown\",AA383=\"\",\"None\")","v":"None"},{"$f":"_xlfn.IFS(X383=\"Functionality\",\"Low\",W383=\"No\",\"Low\",Y383>=2015,\"High\",Y383>=1920,\"Low\",W383=\"\",\"None\",W383=\"Unknown\",\"None\")","v":"None"},{"$f":"_xlfn.IFS(H383=\"LOW WATER CROSSING\",\"Unknown\",G383=\"Natural\",\"None\",AM383<AN383,\"High\",AC383=\"Functional\",\"Low\",AC383=\"Non-Functional\",\"Low\",W383=\"No\",\"Low\",W383=\"Unknown\",\"None\",X383=\"Deficiency\",\"None\",W383=\"Yes\",\"High\",W383=\"\",\"None\")","v":"None"},0,0,0,0,{"$f":"_xlfn.CONCAT(LEFT(H383,3),\"-\")&IF(H383=\"-\",0,COUNTIF($H$4:H383,H383))","v":"-0"},{"$f":"_xlfn.IFS($H383<=0,\"-\",AS383=1,_xlfn.CONCAT(\"FUN_NONDEF\",\"-DCON_\",LEFT(AQ383,1),\"-FCON_\",LEFT(AR383,1)),AT383=1,_xlfn.CONCAT(\"FUN_DEF\",\"-DCON_\",LEFT(AQ383,1),\"-FCON_\",LEFT(AR383,1)),AU383=1,_xlfn.CONCAT(\"NONFUN_NONDEF\",\"-DCON_\",LEFT(AQ383,1),\"-FCON_\",LEFT(AR383,1)),AV383=1,_xlfn.CONCAT(\"NONFUN_DEF\",\"-DCON_\",LEFT(AQ383,1),\"-FCON_\",LEFT(AR383,1)),AS383+AT383+AU383+AV383<1,_xlfn.CONCAT(\"-\"))","v":"-"}]
[null,null,null,null,null,null,null,null,null,null,null,null,null,null,null,null,null,null,null,null,null,0,null,null,null,null,null,null,null,null,null,0,0,0,0,"Unknown",{"$f":"_xlfn.IFS(G384=\"Natural\",0,H384=\"\",0,H384=\"COASTAL-CONSTRUCTED\",0,G384=\"Constructed\",_xlfn.XLOOKUP($H384,'Data Categories'!$U$4:$U$25,'Data Categories'!$V$4:V$25))","v":0},{"$f":"_xlfn.IFS(AK384=\"\",0,AJ384=\"Unknown\",0,AK384>1,AK384-AJ384,AK384=0,0)","v":0},{"$f":"_xlfn.IFS(Y384=\"\",0,Y384>1920,_xlfn.XLOOKUP($H384,'Data Categories'!$AE$20:$AE$42,'Data Categories'!$AG$20:$AG$42,0))","v":0},{"$f":"_xlfn.IFS(Y384=\"\",0,Y384>0,(2025-Y384))","v":0},{"$f":"_xlfn.IFS(Z384=\"Non-Deficient\",\"Non-Deficient\",Z384=\"Deficient\",\"Deficient\",AB384=\"Deficient\",\"Deficient\",Z384=\"Non-Deficient\",\"Non-Deficient\",AB384=\"Non-Deficient\",\"Non-Deficient\",P384=\"\",\"None\",AL384<0,\"Deficient\",AL384>10,\"Non-Deficient\")","v":"None"},{"$f":"_xlfn.IFS(H384=\"LOW WATER CROSSING\",\"Non-Functional\",G384=\"Natural\",\"Functional\",AA384=\"Functional\",\"Functional\",AC384=\"Functional\",\"Functional\",AA384=\"Non-Functional\",\"Non-Functional\",AC384=\"Non-Functional\",\"Non-Functional\",AA384=\"Unknown\",\"Unknown\",AC384=\"Unknown\",\"Unknown\",AA384=\"\",\"None\")","v":"None"},{"$f":"_xlfn.IFS(X384=\"Functionality\",\"Low\",W384=\"No\",\"Low\",Y384>=2015,\"High\",Y384>=1920,\"Low\",W384=\"\",\"None\",W384=\"Unknown\",\"None\")","v":"None"},{"$f":"_xlfn.IFS(H384=\"LOW WATER CROSSING\",\"Unknown\",G384=\"Natural\",\"None\",AM384<AN384,\"High\",AC384=\"Functional\",\"Low\",AC384=\"Non-Functional\",\"Low\",W384=\"No\",\"Low\",W384=\"Unknown\",\"None\",X384=\"Deficiency\",\"None\",W384=\"Yes\",\"High\",W384=\"\",\"None\")","v":"None"},0,0,0,0,{"$f":"_xlfn.CONCAT(LEFT(H384,3),\"-\")&IF(H384=\"-\",0,COUNTIF($H$4:H384,H384))","v":"-0"},{"$f":"_xlfn.IFS($H384<=0,\"-\",AS384=1,_xlfn.CONCAT(\"FUN_NONDEF\",\"-DCON_\",LEFT(AQ384,1),\"-FCON_\",LEFT(AR384,1)),AT384=1,_xlfn.CONCAT(\"FUN_DEF\",\"-DCON_\",LEFT(AQ384,1),\"-FCON_\",LEFT(AR384,1)),AU384=1,_xlfn.CONCAT(\"NONFUN_NONDEF\",\"-DCON_\",LEFT(AQ384,1),\"-FCON_\",LEFT(AR384,1)),AV384=1,_xlfn.CONCAT(\"NONFUN_DEF\",\"-DCON_\",LEFT(AQ384,1),\"-FCON_\",LEFT(AR384,1)),AS384+AT384+AU384+AV384<1,_xlfn.CONCAT(\"-\"))","v":"-"}]
[null,null,null,null,null,null,null,null,null,null,null,null,null,null,null,null,null,null,null,null,null,0,null,null,null,null,null,null,null,null,null,0,0,0,0,"Unknown",{"$f":"_xlfn.IFS(G385=\"Natural\",0,H385=\"\",0,H385=\"COASTAL-CONSTRUCTED\",0,G385=\"Constructed\",_xlfn.XLOOKUP($H385,'Data Categories'!$U$4:$U$25,'Data Categories'!$V$4:V$25))","v":0},{"$f":"_xlfn.IFS(AK385=\"\",0,AJ385=\"Unknown\",0,AK385>1,AK385-AJ385,AK385=0,0)","v":0},{"$f":"_xlfn.IFS(Y385=\"\",0,Y385>1920,_xlfn.XLOOKUP($H385,'Data Categories'!$AE$20:$AE$42,'Data Categories'!$AG$20:$AG$42,0))","v":0},{"$f":"_xlfn.IFS(Y385=\"\",0,Y385>0,(2025-Y385))","v":0},{"$f":"_xlfn.IFS(Z385=\"Non-Deficient\",\"Non-Deficient\",Z385=\"Deficient\",\"Deficient\",AB385=\"Deficient\",\"Deficient\",Z385=\"Non-Deficient\",\"Non-Deficient\",AB385=\"Non-Deficient\",\"Non-Deficient\",P385=\"\",\"None\",AL385<0,\"Deficient\",AL385>10,\"Non-Deficient\")","v":"None"},{"$f":"_xlfn.IFS(H385=\"LOW WATER CROSSING\",\"Non-Functional\",G385=\"Natural\",\"Functional\",AA385=\"Functional\",\"Functional\",AC385=\"Functional\",\"Functional\",AA385=\"Non-Functional\",\"Non-Functional\",AC385=\"Non-Functional\",\"Non-Functional\",AA385=\"Unknown\",\"Unknown\",AC385=\"Unknown\",\"Unknown\",AA385=\"\",\"None\")","v":"None"},{"$f":"_xlfn.IFS(X385=\"Functionality\",\"Low\",W385=\"No\",\"Low\",Y385>=2015,\"High\",Y385>=1920,\"Low\",W385=\"\",\"None\",W385=\"Unknown\",\"None\")","v":"None"},{"$f":"_xlfn.IFS(H385=\"LOW WATER CROSSING\",\"Unknown\",G385=\"Natural\",\"None\",AM385<AN385,\"High\",AC385=\"Functional\",\"Low\",AC385=\"Non-Functional\",\"Low\",W385=\"No\",\"Low\",W385=\"Unknown\",\"None\",X385=\"Deficiency\",\"None\",W385=\"Yes\",\"High\",W385=\"\",\"None\")","v":"None"},0,0,0,0,{"$f":"_xlfn.CONCAT(LEFT(H385,3),\"-\")&IF(H385=\"-\",0,COUNTIF($H$4:H385,H385))","v":"-0"},{"$f":"_xlfn.IFS($H385<=0,\"-\",AS385=1,_xlfn.CONCAT(\"FUN_NONDEF\",\"-DCON_\",LEFT(AQ385,1),\"-FCON_\",LEFT(AR385,1)),AT385=1,_xlfn.CONCAT(\"FUN_DEF\",\"-DCON_\",LEFT(AQ385,1),\"-FCON_\",LEFT(AR385,1)),AU385=1,_xlfn.CONCAT(\"NONFUN_NONDEF\",\"-DCON_\",LEFT(AQ385,1),\"-FCON_\",LEFT(AR385,1)),AV385=1,_xlfn.CONCAT(\"NONFUN_DEF\",\"-DCON_\",LEFT(AQ385,1),\"-FCON_\",LEFT(AR385,1)),AS385+AT385+AU385+AV385<1,_xlfn.CONCAT(\"-\"))","v":"-"}]
[null,null,null,null,null,null,null,null,null,null,null,null,null,null,null,null,null,null,null,null,null,0,null,null,null,null,null,null,null,null,null,0,0,0,0,"Unknown",{"$f":"_xlfn.IFS(G386=\"Natural\",0,H386=\"\",0,H386=\"COASTAL-CONSTRUCTED\",0,G386=\"Constructed\",_xlfn.XLOOKUP($H386,'Data Categories'!$U$4:$U$25,'Data Categories'!$V$4:V$25))","v":0},{"$f":"_xlfn.IFS(AK386=\"\",0,AJ386=\"Unknown\",0,AK386>1,AK386-AJ386,AK386=0,0)","v":0},{"$f":"_xlfn.IFS(Y386=\"\",0,Y386>1920,_xlfn.XLOOKUP($H386,'Data Categories'!$AE$20:$AE$42,'Data Categories'!$AG$20:$AG$42,0))","v":0},{"$f":"_xlfn.IFS(Y386=\"\",0,Y386>0,(2025-Y386))","v":0},{"$f":"_xlfn.IFS(Z386=\"Non-Deficient\",\"Non-Deficient\",Z386=\"Deficient\",\"Deficient\",AB386=\"Deficient\",\"Deficient\",Z386=\"Non-Deficient\",\"Non-Deficient\",AB386=\"Non-Deficient\",\"Non-Deficient\",P386=\"\",\"None\",AL386<0,\"Deficient\",AL386>10,\"Non-Deficient\")","v":"None"},{"$f":"_xlfn.IFS(H386=\"LOW WATER CROSSING\",\"Non-Functional\",G386=\"Natural\",\"Functional\",AA386=\"Functional\",\"Functional\",AC386=\"Functional\",\"Functional\",AA386=\"Non-Functional\",\"Non-Functional\",AC386=\"Non-Functional\",\"Non-Functional\",AA386=\"Unknown\",\"Unknown\",AC386=\"Unknown\",\"Unknown\",AA386=\"\",\"None\")","v":"None"},{"$f":"_xlfn.IFS(X386=\"Functionality\",\"Low\",W386=\"No\",\"Low\",Y386>=2015,\"High\",Y386>=1920,\"Low\",W386=\"\",\"None\",W386=\"Unknown\",\"None\")","v":"None"},{"$f":"_xlfn.IFS(H386=\"LOW WATER CROSSING\",\"Unknown\",G386=\"Natural\",\"None\",AM386<AN386,\"High\",AC386=\"Functional\",\"Low\",AC386=\"Non-Functional\",\"Low\",W386=\"No\",\"Low\",W386=\"Unknown\",\"None\",X386=\"Deficiency\",\"None\",W386=\"Yes\",\"High\",W386=\"\",\"None\")","v":"None"},0,0,0,0,{"$f":"_xlfn.CONCAT(LEFT(H386,3),\"-\")&IF(H386=\"-\",0,COUNTIF($H$4:H386,H386))","v":"-0"},{"$f":"_xlfn.IFS($H386<=0,\"-\",AS386=1,_xlfn.CONCAT(\"FUN_NONDEF\",\"-DCON_\",LEFT(AQ386,1),\"-FCON_\",LEFT(AR386,1)),AT386=1,_xlfn.CONCAT(\"FUN_DEF\",\"-DCON_\",LEFT(AQ386,1),\"-FCON_\",LEFT(AR386,1)),AU386=1,_xlfn.CONCAT(\"NONFUN_NONDEF\",\"-DCON_\",LEFT(AQ386,1),\"-FCON_\",LEFT(AR386,1)),AV386=1,_xlfn.CONCAT(\"NONFUN_DEF\",\"-DCON_\",LEFT(AQ386,1),\"-FCON_\",LEFT(AR386,1)),AS386+AT386+AU386+AV386<1,_xlfn.CONCAT(\"-\"))","v":"-"}]
[null,null,null,null,null,null,null,null,null,null,null,null,null,null,null,null,null,null,null,null,null,0,null,null,null,null,null,null,null,null,null,0,0,0,0,"Unknown",{"$f":"_xlfn.IFS(G387=\"Natural\",0,H387=\"\",0,H387=\"COASTAL-CONSTRUCTED\",0,G387=\"Constructed\",_xlfn.XLOOKUP($H387,'Data Categories'!$U$4:$U$25,'Data Categories'!$V$4:V$25))","v":0},{"$f":"_xlfn.IFS(AK387=\"\",0,AJ387=\"Unknown\",0,AK387>1,AK387-AJ387,AK387=0,0)","v":0},{"$f":"_xlfn.IFS(Y387=\"\",0,Y387>1920,_xlfn.XLOOKUP($H387,'Data Categories'!$AE$20:$AE$42,'Data Categories'!$AG$20:$AG$42,0))","v":0},{"$f":"_xlfn.IFS(Y387=\"\",0,Y387>0,(2025-Y387))","v":0},{"$f":"_xlfn.IFS(Z387=\"Non-Deficient\",\"Non-Deficient\",Z387=\"Deficient\",\"Deficient\",AB387=\"Deficient\",\"Deficient\",Z387=\"Non-Deficient\",\"Non-Deficient\",AB387=\"Non-Deficient\",\"Non-Deficient\",P387=\"\",\"None\",AL387<0,\"Deficient\",AL387>10,\"Non-Deficient\")","v":"None"},{"$f":"_xlfn.IFS(H387=\"LOW WATER CROSSING\",\"Non-Functional\",G387=\"Natural\",\"Functional\",AA387=\"Functional\",\"Functional\",AC387=\"Functional\",\"Functional\",AA387=\"Non-Functional\",\"Non-Functional\",AC387=\"Non-Functional\",\"Non-Functional\",AA387=\"Unknown\",\"Unknown\",AC387=\"Unknown\",\"Unknown\",AA387=\"\",\"None\")","v":"None"},{"$f":"_xlfn.IFS(X387=\"Functionality\",\"Low\",W387=\"No\",\"Low\",Y387>=2015,\"High\",Y387>=1920,\"Low\",W387=\"\",\"None\",W387=\"Unknown\",\"None\")","v":"None"},{"$f":"_xlfn.IFS(H387=\"LOW WATER CROSSING\",\"Unknown\",G387=\"Natural\",\"None\",AM387<AN387,\"High\",AC387=\"Functional\",\"Low\",AC387=\"Non-Functional\",\"Low\",W387=\"No\",\"Low\",W387=\"Unknown\",\"None\",X387=\"Deficiency\",\"None\",W387=\"Yes\",\"High\",W387=\"\",\"None\")","v":"None"},0,0,0,0,{"$f":"_xlfn.CONCAT(LEFT(H387,3),\"-\")&IF(H387=\"-\",0,COUNTIF($H$4:H387,H387))","v":"-0"},{"$f":"_xlfn.IFS($H387<=0,\"-\",AS387=1,_xlfn.CONCAT(\"FUN_NONDEF\",\"-DCON_\",LEFT(AQ387,1),\"-FCON_\",LEFT(AR387,1)),AT387=1,_xlfn.CONCAT(\"FUN_DEF\",\"-DCON_\",LEFT(AQ387,1),\"-FCON_\",LEFT(AR387,1)),AU387=1,_xlfn.CONCAT(\"NONFUN_NONDEF\",\"-DCON_\",LEFT(AQ387,1),\"-FCON_\",LEFT(AR387,1)),AV387=1,_xlfn.CONCAT(\"NONFUN_DEF\",\"-DCON_\",LEFT(AQ387,1),\"-FCON_\",LEFT(AR387,1)),AS387+AT387+AU387+AV387<1,_xlfn.CONCAT(\"-\"))","v":"-"}]
[null,null,null,null,null,null,null,null,null,null,null,null,null,null,null,null,null,null,null,null,null,0,null,null,null,null,null,null,null,null,null,0,{"$f":"IF(S388+T388+U388>0,(S388*T388*U388/43560),0)","v":0},0,0,"Unknown",{"$f":"_xlfn.IFS(G388=\"Natural\",0,H388=\"\",0,H388=\"COASTAL-CONSTRUCTED\",0,G388=\"Constructed\",_xlfn.XLOOKUP($H388,'Data Categories'!$U$4:$U$25,'Data Categories'!$V$4:V$25))","v":0},{"$f":"_xlfn.IFS(AK388=\"\",0,AJ388=\"Unknown\",0,AK388>1,AK388-AJ388,AK388=0,0)","v":0},{"$f":"_xlfn.IFS(Y388=\"\",0,Y388>1920,_xlfn.XLOOKUP($H388,'Data Categories'!$AE$20:$AE$42,'Data Categories'!$AG$20:$AG$42,0))","v":0},{"$f":"_xlfn.IFS(Y388=\"\",0,Y388>0,(2025-Y388))","v":0},{"$f":"_xlfn.IFS(Z388=\"Non-Deficient\",\"Non-Deficient\",Z388=\"Deficient\",\"Deficient\",AB388=\"Deficient\",\"Deficient\",Z388=\"Non-Deficient\",\"Non-Deficient\",AB388=\"Non-Deficient\",\"Non-Deficient\",P388=\"\",\"None\",AL388<0,\"Deficient\",AL388>10,\"Non-Deficient\")","v":"None"},{"$f":"_xlfn.IFS(H388=\"LOW WATER CROSSING\",\"Non-Functional\",G388=\"Natural\",\"Functional\",AA388=\"Functional\",\"Functional\",AC388=\"Functional\",\"Functional\",AA388=\"Non-Functional\",\"Non-Functional\",AC388=\"Non-Functional\",\"Non-Functional\",AA388=\"Unknown\",\"Unknown\",AC388=\"Unknown\",\"Unknown\",AA388=\"\",\"None\")","v":"None"},{"$f":"_xlfn.IFS(X388=\"Functionality\",\"Low\",W388=\"No\",\"Low\",Y388>=2015,\"High\",Y388>=1920,\"Low\",W388=\"\",\"None\",W388=\"Unknown\",\"None\")","v":"None"},{"$f":"_xlfn.IFS(H388=\"LOW WATER CROSSING\",\"Unknown\",G388=\"Natural\",\"None\",AM388<AN388,\"High\",AC388=\"Functional\",\"Low\",AC388=\"Non-Functional\",\"Low\",W388=\"No\",\"Low\",W388=\"Unknown\",\"None\",X388=\"Deficiency\",\"None\",W388=\"Yes\",\"High\",W388=\"\",\"None\")","v":"None"},{"$f":"IF(AND(AO388=\"Non-Deficient\",AP388=\"Functional\"),1,0)","v":0},{"$f":"IF(AND(AO388=\"Deficient\",AP388=\"Functional\"),1,0)","v":0},{"$f":"IF(AND(AO388=\"Non-Deficient\",AP388=\"Non-Functional\"),1,0)","v":0},{"$f":"IF(AND(AO388=\"Deficient\",AP388=\"Non-Functional\"),1,0)","v":0},{"$f":"_xlfn.CONCAT(LEFT(H388,3),\"-\")&IF(H388=\"-\",0,COUNTIF($H$4:H388,H388))","v":"-0"},{"$f":"_xlfn.IFS($H388<=0,\"-\",AS388=1,_xlfn.CONCAT(\"FUN_NONDEF\",\"-DCON_\",LEFT(AQ388,1),\"-FCON_\",LEFT(AR388,1)),AT388=1,_xlfn.CONCAT(\"FUN_DEF\",\"-DCON_\",LEFT(AQ388,1),\"-FCON_\",LEFT(AR388,1)),AU388=1,_xlfn.CONCAT(\"NONFUN_NONDEF\",\"-DCON_\",LEFT(AQ388,1),\"-FCON_\",LEFT(AR388,1)),AV388=1,_xlfn.CONCAT(\"NONFUN_DEF\",\"-DCON_\",LEFT(AQ388,1),\"-FCON_\",LEFT(AR388,1)),AS388+AT388+AU388+AV388<1,_xlfn.CONCAT(\"-\"))","v":"-"}]
[null,null,null,null,null,null,null,null,null,null,null,null,null,null,null,null,null,null,null,null,null,0,null,null,null,null,null,null,null,null,null,0,0,{"$f":"S389","v":0},{"$f":"H389","v":0},"Unknown",{"$f":"_xlfn.IFS(G389=\"Natural\",0,H389=\"\",0,H389=\"COASTAL-CONSTRUCTED\",0,G389=\"Constructed\",_xlfn.XLOOKUP($H389,'Data Categories'!$U$4:$U$25,'Data Categories'!$V$4:V$25))","v":0},{"$f":"_xlfn.IFS(AK389=\"\",0,AJ389=\"Unknown\",0,AK389>1,AK389-AJ389,AK389=0,0)","v":0},{"$f":"_xlfn.IFS(Y389=\"\",0,Y389>1920,_xlfn.XLOOKUP($H389,'Data Categories'!$AE$20:$AE$42,'Data Categories'!$AG$20:$AG$42,0))","v":0},{"$f":"_xlfn.IFS(Y389=\"\",0,Y389>0,(2025-Y389))","v":0},{"$f":"_xlfn.IFS(Z389=\"Non-Deficient\",\"Non-Deficient\",Z389=\"Deficient\",\"Deficient\",AB389=\"Deficient\",\"Deficient\",Z389=\"Non-Deficient\",\"Non-Deficient\",AB389=\"Non-Deficient\",\"Non-Deficient\",P389=\"\",\"None\",AL389<0,\"Deficient\",AL389>10,\"Non-Deficient\")","v":"None"},{"$f":"_xlfn.IFS(H389=\"LOW WATER CROSSING\",\"Non-Functional\",G389=\"Natural\",\"Functional\",AA389=\"Functional\",\"Functional\",AC389=\"Functional\",\"Functional\",AA389=\"Non-Functional\",\"Non-Functional\",AC389=\"Non-Functional\",\"Non-Functional\",AA389=\"Unknown\",\"Unknown\",AC389=\"Unknown\",\"Unknown\",AA389=\"\",\"None\")","v":"None"},{"$f":"_xlfn.IFS(X389=\"Functionality\",\"Low\",W389=\"No\",\"Low\",Y389>=2015,\"High\",Y389>=1920,\"Low\",W389=\"\",\"None\",W389=\"Unknown\",\"None\")","v":"None"},{"$f":"_xlfn.IFS(H389=\"LOW WATER CROSSING\",\"Unknown\",G389=\"Natural\",\"None\",AM389<AN389,\"High\",AC389=\"Functional\",\"Low\",AC389=\"Non-Functional\",\"Low\",W389=\"No\",\"Low\",W389=\"Unknown\",\"None\",X389=\"Deficiency\",\"None\",W389=\"Yes\",\"High\",W389=\"\",\"None\")","v":"None"},0,0,0,0,{"$f":"_xlfn.CONCAT(LEFT(H389,3),\"-\")&IF(H389=\"-\",0,COUNTIF($H$4:H389,H389))","v":"-0"},{"$f":"_xlfn.IFS($H389<=0,\"-\",AS389=1,_xlfn.CONCAT(\"FUN_NONDEF\",\"-DCON_\",LEFT(AQ389,1),\"-FCON_\",LEFT(AR389,1)),AT389=1,_xlfn.CONCAT(\"FUN_DEF\",\"-DCON_\",LEFT(AQ389,1),\"-FCON_\",LEFT(AR389,1)),AU389=1,_xlfn.CONCAT(\"NONFUN_NONDEF\",\"-DCON_\",LEFT(AQ389,1),\"-FCON_\",LEFT(AR389,1)),AV389=1,_xlfn.CONCAT(\"NONFUN_DEF\",\"-DCON_\",LEFT(AQ389,1),\"-FCON_\",LEFT(AR389,1)),AS389+AT389+AU389+AV389<1,_xlfn.CONCAT(\"-\"))","v":"-"}]
[null,null,null,null,null,null,null,null,null,null,null,null,null,null,null,null,null,null,null,null,null,0,null,null,null,null,null,null,null,null,null,0,0,0,0,{"$f":"IF(P390>=1900,2025-P390,\"Unknown\")","v":"Unknown"},{"$f":"_xlfn.IFS(G390=\"Natural\",0,H390=\"\",0,H390=\"COASTAL-CONSTRUCTED\",0,G390=\"Constructed\",_xlfn.XLOOKUP($H390,'Data Categories'!$U$4:$U$25,'Data Categories'!$V$4:V$25))","v":0},{"$f":"_xlfn.IFS(AK390=\"\",0,AJ390=\"Unknown\",0,AK390>1,AK390-AJ390,AK390=0,0)","v":0},{"$f":"_xlfn.IFS(Y390=\"\",0,Y390>1920,_xlfn.XLOOKUP($H390,'Data Categories'!$AE$20:$AE$42,'Data Categories'!$AG$20:$AG$42,0))","v":0},{"$f":"_xlfn.IFS(Y390=\"\",0,Y390>0,(2025-Y390))","v":0},{"$f":"_xlfn.IFS(Z390=\"Non-Deficient\",\"Non-Deficient\",Z390=\"Deficient\",\"Deficient\",AB390=\"Deficient\",\"Deficient\",Z390=\"Non-Deficient\",\"Non-Deficient\",AB390=\"Non-Deficient\",\"Non-Deficient\",P390=\"\",\"None\",AL390<0,\"Deficient\",AL390>10,\"Non-Deficient\")","v":"None"},{"$f":"_xlfn.IFS(H390=\"LOW WATER CROSSING\",\"Non-Functional\",G390=\"Natural\",\"Functional\",AA390=\"Functional\",\"Functional\",AC390=\"Functional\",\"Functional\",AA390=\"Non-Functional\",\"Non-Functional\",AC390=\"Non-Functional\",\"Non-Functional\",AA390=\"Unknown\",\"Unknown\",AC390=\"Unknown\",\"Unknown\",AA390=\"\",\"None\")","v":"None"},{"$f":"_xlfn.IFS(X390=\"Functionality\",\"Low\",W390=\"No\",\"Low\",Y390>=2015,\"High\",Y390>=1920,\"Low\",W390=\"\",\"None\",W390=\"Unknown\",\"None\")","v":"None"},{"$f":"_xlfn.IFS(H390=\"LOW WATER CROSSING\",\"Unknown\",G390=\"Natural\",\"None\",AM390<AN390,\"High\",AC390=\"Functional\",\"Low\",AC390=\"Non-Functional\",\"Low\",W390=\"No\",\"Low\",W390=\"Unknown\",\"None\",X390=\"Deficiency\",\"None\",W390=\"Yes\",\"High\",W390=\"\",\"None\")","v":"None"},0,0,0,0,{"$f":"_xlfn.CONCAT(LEFT(H390,3),\"-\")&IF(H390=\"-\",0,COUNTIF($H$4:H390,H390))","v":"-0"},{"$f":"_xlfn.IFS($H390<=0,\"-\",AS390=1,_xlfn.CONCAT(\"FUN_NONDEF\",\"-DCON_\",LEFT(AQ390,1),\"-FCON_\",LEFT(AR390,1)),AT390=1,_xlfn.CONCAT(\"FUN_DEF\",\"-DCON_\",LEFT(AQ390,1),\"-FCON_\",LEFT(AR390,1)),AU390=1,_xlfn.CONCAT(\"NONFUN_NONDEF\",\"-DCON_\",LEFT(AQ390,1),\"-FCON_\",LEFT(AR390,1)),AV390=1,_xlfn.CONCAT(\"NONFUN_DEF\",\"-DCON_\",LEFT(AQ390,1),\"-FCON_\",LEFT(AR390,1)),AS390+AT390+AU390+AV390<1,_xlfn.CONCAT(\"-\"))","v":"-"}]
[null,null,null,null,null,null,null,null,null,null,null,null,null,null,null,null,null,null,null,null,null,0,null,null,null,null,null,null,null,null,null,0,0,0,0,"Unknown",{"$f":"_xlfn.IFS(G391=\"Natural\",0,H391=\"\",0,H391=\"COASTAL-CONSTRUCTED\",0,G391=\"Constructed\",_xlfn.XLOOKUP($H391,'Data Categories'!$U$4:$U$25,'Data Categories'!$V$4:V$25))","v":0},{"$f":"_xlfn.IFS(AK391=\"\",0,AJ391=\"Unknown\",0,AK391>1,AK391-AJ391,AK391=0,0)","v":0},{"$f":"_xlfn.IFS(Y391=\"\",0,Y391>1920,_xlfn.XLOOKUP($H391,'Data Categories'!$AE$20:$AE$42,'Data Categories'!$AG$20:$AG$42,0))","v":0},{"$f":"_xlfn.IFS(Y391=\"\",0,Y391>0,(2025-Y391))","v":0},{"$f":"_xlfn.IFS(Z391=\"Non-Deficient\",\"Non-Deficient\",Z391=\"Deficient\",\"Deficient\",AB391=\"Deficient\",\"Deficient\",Z391=\"Non-Deficient\",\"Non-Deficient\",AB391=\"Non-Deficient\",\"Non-Deficient\",P391=\"\",\"None\",AL391<0,\"Deficient\",AL391>10,\"Non-Deficient\")","v":"None"},{"$f":"_xlfn.IFS(H391=\"LOW WATER CROSSING\",\"Non-Functional\",G391=\"Natural\",\"Functional\",AA391=\"Functional\",\"Functional\",AC391=\"Functional\",\"Functional\",AA391=\"Non-Functional\",\"Non-Functional\",AC391=\"Non-Functional\",\"Non-Functional\",AA391=\"Unknown\",\"Unknown\",AC391=\"Unknown\",\"Unknown\",AA391=\"\",\"None\")","v":"None"},{"$f":"_xlfn.IFS(X391=\"Functionality\",\"Low\",W391=\"No\",\"Low\",Y391>=2015,\"High\",Y391>=1920,\"Low\",W391=\"\",\"None\",W391=\"Unknown\",\"None\")","v":"None"},{"$f":"_xlfn.IFS(H391=\"LOW WATER CROSSING\",\"Unknown\",G391=\"Natural\",\"None\",AM391<AN391,\"High\",AC391=\"Functional\",\"Low\",AC391=\"Non-Functional\",\"Low\",W391=\"No\",\"Low\",W391=\"Unknown\",\"None\",X391=\"Deficiency\",\"None\",W391=\"Yes\",\"High\",W391=\"\",\"None\")","v":"None"},0,0,0,0,{"$f":"_xlfn.CONCAT(LEFT(H391,3),\"-\")&IF(H391=\"-\",0,COUNTIF($H$4:H391,H391))","v":"-0"},{"$f":"_xlfn.IFS($H391<=0,\"-\",AS391=1,_xlfn.CONCAT(\"FUN_NONDEF\",\"-DCON_\",LEFT(AQ391,1),\"-FCON_\",LEFT(AR391,1)),AT391=1,_xlfn.CONCAT(\"FUN_DEF\",\"-DCON_\",LEFT(AQ391,1),\"-FCON_\",LEFT(AR391,1)),AU391=1,_xlfn.CONCAT(\"NONFUN_NONDEF\",\"-DCON_\",LEFT(AQ391,1),\"-FCON_\",LEFT(AR391,1)),AV391=1,_xlfn.CONCAT(\"NONFUN_DEF\",\"-DCON_\",LEFT(AQ391,1),\"-FCON_\",LEFT(AR391,1)),AS391+AT391+AU391+AV391<1,_xlfn.CONCAT(\"-\"))","v":"-"}]
[null,null,null,null,null,null,null,null,null,null,null,null,null,null,null,null,null,null,null,null,null,0,null,null,null,null,null,null,null,null,null,0,0,0,0,"Unknown",{"$f":"_xlfn.IFS(G392=\"Natural\",0,H392=\"\",0,H392=\"COASTAL-CONSTRUCTED\",0,G392=\"Constructed\",_xlfn.XLOOKUP($H392,'Data Categories'!$U$4:$U$25,'Data Categories'!$V$4:V$25))","v":0},{"$f":"_xlfn.IFS(AK392=\"\",0,AJ392=\"Unknown\",0,AK392>1,AK392-AJ392,AK392=0,0)","v":0},{"$f":"_xlfn.IFS(Y392=\"\",0,Y392>1920,_xlfn.XLOOKUP($H392,'Data Categories'!$AE$20:$AE$42,'Data Categories'!$AG$20:$AG$42,0))","v":0},{"$f":"_xlfn.IFS(Y392=\"\",0,Y392>0,(2025-Y392))","v":0},{"$f":"_xlfn.IFS(Z392=\"Non-Deficient\",\"Non-Deficient\",Z392=\"Deficient\",\"Deficient\",AB392=\"Deficient\",\"Deficient\",Z392=\"Non-Deficient\",\"Non-Deficient\",AB392=\"Non-Deficient\",\"Non-Deficient\",P392=\"\",\"None\",AL392<0,\"Deficient\",AL392>10,\"Non-Deficient\")","v":"None"},{"$f":"_xlfn.IFS(H392=\"LOW WATER CROSSING\",\"Non-Functional\",G392=\"Natural\",\"Functional\",AA392=\"Functional\",\"Functional\",AC392=\"Functional\",\"Functional\",AA392=\"Non-Functional\",\"Non-Functional\",AC392=\"Non-Functional\",\"Non-Functional\",AA392=\"Unknown\",\"Unknown\",AC392=\"Unknown\",\"Unknown\",AA392=\"\",\"None\")","v":"None"},{"$f":"_xlfn.IFS(X392=\"Functionality\",\"Low\",W392=\"No\",\"Low\",Y392>=2015,\"High\",Y392>=1920,\"Low\",W392=\"\",\"None\",W392=\"Unknown\",\"None\")","v":"None"},{"$f":"_xlfn.IFS(H392=\"LOW WATER CROSSING\",\"Unknown\",G392=\"Natural\",\"None\",AM392<AN392,\"High\",AC392=\"Functional\",\"Low\",AC392=\"Non-Functional\",\"Low\",W392=\"No\",\"Low\",W392=\"Unknown\",\"None\",X392=\"Deficiency\",\"None\",W392=\"Yes\",\"High\",W392=\"\",\"None\")","v":"None"},0,0,0,0,{"$f":"_xlfn.CONCAT(LEFT(H392,3),\"-\")&IF(H392=\"-\",0,COUNTIF($H$4:H392,H392))","v":"-0"},{"$f":"_xlfn.IFS($H392<=0,\"-\",AS392=1,_xlfn.CONCAT(\"FUN_NONDEF\",\"-DCON_\",LEFT(AQ392,1),\"-FCON_\",LEFT(AR392,1)),AT392=1,_xlfn.CONCAT(\"FUN_DEF\",\"-DCON_\",LEFT(AQ392,1),\"-FCON_\",LEFT(AR392,1)),AU392=1,_xlfn.CONCAT(\"NONFUN_NONDEF\",\"-DCON_\",LEFT(AQ392,1),\"-FCON_\",LEFT(AR392,1)),AV392=1,_xlfn.CONCAT(\"NONFUN_DEF\",\"-DCON_\",LEFT(AQ392,1),\"-FCON_\",LEFT(AR392,1)),AS392+AT392+AU392+AV392<1,_xlfn.CONCAT(\"-\"))","v":"-"}]
[null,null,null,null,null,null,null,null,null,null,null,null,null,null,null,null,null,null,null,null,null,0,null,null,null,null,null,null,null,null,null,0,0,0,0,"Unknown",{"$f":"_xlfn.IFS(G393=\"Natural\",0,H393=\"\",0,H393=\"COASTAL-CONSTRUCTED\",0,G393=\"Constructed\",_xlfn.XLOOKUP($H393,'Data Categories'!$U$4:$U$25,'Data Categories'!$V$4:V$25))","v":0},{"$f":"_xlfn.IFS(AK393=\"\",0,AJ393=\"Unknown\",0,AK393>1,AK393-AJ393,AK393=0,0)","v":0},{"$f":"_xlfn.IFS(Y393=\"\",0,Y393>1920,_xlfn.XLOOKUP($H393,'Data Categories'!$AE$20:$AE$42,'Data Categories'!$AG$20:$AG$42,0))","v":0},{"$f":"_xlfn.IFS(Y393=\"\",0,Y393>0,(2025-Y393))","v":0},{"$f":"_xlfn.IFS(Z393=\"Non-Deficient\",\"Non-Deficient\",Z393=\"Deficient\",\"Deficient\",AB393=\"Deficient\",\"Deficient\",Z393=\"Non-Deficient\",\"Non-Deficient\",AB393=\"Non-Deficient\",\"Non-Deficient\",P393=\"\",\"None\",AL393<0,\"Deficient\",AL393>10,\"Non-Deficient\")","v":"None"},{"$f":"_xlfn.IFS(H393=\"LOW WATER CROSSING\",\"Non-Functional\",G393=\"Natural\",\"Functional\",AA393=\"Functional\",\"Functional\",AC393=\"Functional\",\"Functional\",AA393=\"Non-Functional\",\"Non-Functional\",AC393=\"Non-Functional\",\"Non-Functional\",AA393=\"Unknown\",\"Unknown\",AC393=\"Unknown\",\"Unknown\",AA393=\"\",\"None\")","v":"None"},{"$f":"_xlfn.IFS(X393=\"Functionality\",\"Low\",W393=\"No\",\"Low\",Y393>=2015,\"High\",Y393>=1920,\"Low\",W393=\"\",\"None\",W393=\"Unknown\",\"None\")","v":"None"},{"$f":"_xlfn.IFS(H393=\"LOW WATER CROSSING\",\"Unknown\",G393=\"Natural\",\"None\",AM393<AN393,\"High\",AC393=\"Functional\",\"Low\",AC393=\"Non-Functional\",\"Low\",W393=\"No\",\"Low\",W393=\"Unknown\",\"None\",X393=\"Deficiency\",\"None\",W393=\"Yes\",\"High\",W393=\"\",\"None\")","v":"None"},0,0,0,0,{"$f":"_xlfn.CONCAT(LEFT(H393,3),\"-\")&IF(H393=\"-\",0,COUNTIF($H$4:H393,H393))","v":"-0"},{"$f":"_xlfn.IFS($H393<=0,\"-\",AS393=1,_xlfn.CONCAT(\"FUN_NONDEF\",\"-DCON_\",LEFT(AQ393,1),\"-FCON_\",LEFT(AR393,1)),AT393=1,_xlfn.CONCAT(\"FUN_DEF\",\"-DCON_\",LEFT(AQ393,1),\"-FCON_\",LEFT(AR393,1)),AU393=1,_xlfn.CONCAT(\"NONFUN_NONDEF\",\"-DCON_\",LEFT(AQ393,1),\"-FCON_\",LEFT(AR393,1)),AV393=1,_xlfn.CONCAT(\"NONFUN_DEF\",\"-DCON_\",LEFT(AQ393,1),\"-FCON_\",LEFT(AR393,1)),AS393+AT393+AU393+AV393<1,_xlfn.CONCAT(\"-\"))","v":"-"}]
[null,null,null,null,null,null,null,null,null,null,null,null,null,null,null,null,null,null,null,null,null,0,null,null,null,null,null,null,null,null,null,0,0,0,0,"Unknown",{"$f":"_xlfn.IFS(G394=\"Natural\",0,H394=\"\",0,H394=\"COASTAL-CONSTRUCTED\",0,G394=\"Constructed\",_xlfn.XLOOKUP($H394,'Data Categories'!$U$4:$U$25,'Data Categories'!$V$4:V$25))","v":0},{"$f":"_xlfn.IFS(AK394=\"\",0,AJ394=\"Unknown\",0,AK394>1,AK394-AJ394,AK394=0,0)","v":0},{"$f":"_xlfn.IFS(Y394=\"\",0,Y394>1920,_xlfn.XLOOKUP($H394,'Data Categories'!$AE$20:$AE$42,'Data Categories'!$AG$20:$AG$42,0))","v":0},{"$f":"_xlfn.IFS(Y394=\"\",0,Y394>0,(2025-Y394))","v":0},{"$f":"_xlfn.IFS(Z394=\"Non-Deficient\",\"Non-Deficient\",Z394=\"Deficient\",\"Deficient\",AB394=\"Deficient\",\"Deficient\",Z394=\"Non-Deficient\",\"Non-Deficient\",AB394=\"Non-Deficient\",\"Non-Deficient\",P394=\"\",\"None\",AL394<0,\"Deficient\",AL394>10,\"Non-Deficient\")","v":"None"},{"$f":"_xlfn.IFS(H394=\"LOW WATER CROSSING\",\"Non-Functional\",G394=\"Natural\",\"Functional\",AA394=\"Functional\",\"Functional\",AC394=\"Functional\",\"Functional\",AA394=\"Non-Functional\",\"Non-Functional\",AC394=\"Non-Functional\",\"Non-Functional\",AA394=\"Unknown\",\"Unknown\",AC394=\"Unknown\",\"Unknown\",AA394=\"\",\"None\")","v":"None"},{"$f":"_xlfn.IFS(X394=\"Functionality\",\"Low\",W394=\"No\",\"Low\",Y394>=2015,\"High\",Y394>=1920,\"Low\",W394=\"\",\"None\",W394=\"Unknown\",\"None\")","v":"None"},{"$f":"_xlfn.IFS(H394=\"LOW WATER CROSSING\",\"Unknown\",G394=\"Natural\",\"None\",AM394<AN394,\"High\",AC394=\"Functional\",\"Low\",AC394=\"Non-Functional\",\"Low\",W394=\"No\",\"Low\",W394=\"Unknown\",\"None\",X394=\"Deficiency\",\"None\",W394=\"Yes\",\"High\",W394=\"\",\"None\")","v":"None"},0,0,0,0,{"$f":"_xlfn.CONCAT(LEFT(H394,3),\"-\")&IF(H394=\"-\",0,COUNTIF($H$4:H394,H394))","v":"-0"},{"$f":"_xlfn.IFS($H394<=0,\"-\",AS394=1,_xlfn.CONCAT(\"FUN_NONDEF\",\"-DCON_\",LEFT(AQ394,1),\"-FCON_\",LEFT(AR394,1)),AT394=1,_xlfn.CONCAT(\"FUN_DEF\",\"-DCON_\",LEFT(AQ394,1),\"-FCON_\",LEFT(AR394,1)),AU394=1,_xlfn.CONCAT(\"NONFUN_NONDEF\",\"-DCON_\",LEFT(AQ394,1),\"-FCON_\",LEFT(AR394,1)),AV394=1,_xlfn.CONCAT(\"NONFUN_DEF\",\"-DCON_\",LEFT(AQ394,1),\"-FCON_\",LEFT(AR394,1)),AS394+AT394+AU394+AV394<1,_xlfn.CONCAT(\"-\"))","v":"-"}]
[null,null,null,null,null,null,null,null,null,null,null,null,null,null,null,null,null,null,null,null,null,0,null,null,null,null,null,null,null,null,null,0,0,0,0,"Unknown",{"$f":"_xlfn.IFS(G395=\"Natural\",0,H395=\"\",0,H395=\"COASTAL-CONSTRUCTED\",0,G395=\"Constructed\",_xlfn.XLOOKUP($H395,'Data Categories'!$U$4:$U$25,'Data Categories'!$V$4:V$25))","v":0},{"$f":"_xlfn.IFS(AK395=\"\",0,AJ395=\"Unknown\",0,AK395>1,AK395-AJ395,AK395=0,0)","v":0},{"$f":"_xlfn.IFS(Y395=\"\",0,Y395>1920,_xlfn.XLOOKUP($H395,'Data Categories'!$AE$20:$AE$42,'Data Categories'!$AG$20:$AG$42,0))","v":0},{"$f":"_xlfn.IFS(Y395=\"\",0,Y395>0,(2025-Y395))","v":0},{"$f":"_xlfn.IFS(Z395=\"Non-Deficient\",\"Non-Deficient\",Z395=\"Deficient\",\"Deficient\",AB395=\"Deficient\",\"Deficient\",Z395=\"Non-Deficient\",\"Non-Deficient\",AB395=\"Non-Deficient\",\"Non-Deficient\",P395=\"\",\"None\",AL395<0,\"Deficient\",AL395>10,\"Non-Deficient\")","v":"None"},{"$f":"_xlfn.IFS(H395=\"LOW WATER CROSSING\",\"Non-Functional\",G395=\"Natural\",\"Functional\",AA395=\"Functional\",\"Functional\",AC395=\"Functional\",\"Functional\",AA395=\"Non-Functional\",\"Non-Functional\",AC395=\"Non-Functional\",\"Non-Functional\",AA395=\"Unknown\",\"Unknown\",AC395=\"Unknown\",\"Unknown\",AA395=\"\",\"None\")","v":"None"},{"$f":"_xlfn.IFS(X395=\"Functionality\",\"Low\",W395=\"No\",\"Low\",Y395>=2015,\"High\",Y395>=1920,\"Low\",W395=\"\",\"None\",W395=\"Unknown\",\"None\")","v":"None"},{"$f":"_xlfn.IFS(H395=\"LOW WATER CROSSING\",\"Unknown\",G395=\"Natural\",\"None\",AM395<AN395,\"High\",AC395=\"Functional\",\"Low\",AC395=\"Non-Functional\",\"Low\",W395=\"No\",\"Low\",W395=\"Unknown\",\"None\",X395=\"Deficiency\",\"None\",W395=\"Yes\",\"High\",W395=\"\",\"None\")","v":"None"},0,0,0,0,{"$f":"_xlfn.CONCAT(LEFT(H395,3),\"-\")&IF(H395=\"-\",0,COUNTIF($H$4:H395,H395))","v":"-0"},{"$f":"_xlfn.IFS($H395<=0,\"-\",AS395=1,_xlfn.CONCAT(\"FUN_NONDEF\",\"-DCON_\",LEFT(AQ395,1),\"-FCON_\",LEFT(AR395,1)),AT395=1,_xlfn.CONCAT(\"FUN_DEF\",\"-DCON_\",LEFT(AQ395,1),\"-FCON_\",LEFT(AR395,1)),AU395=1,_xlfn.CONCAT(\"NONFUN_NONDEF\",\"-DCON_\",LEFT(AQ395,1),\"-FCON_\",LEFT(AR395,1)),AV395=1,_xlfn.CONCAT(\"NONFUN_DEF\",\"-DCON_\",LEFT(AQ395,1),\"-FCON_\",LEFT(AR395,1)),AS395+AT395+AU395+AV395<1,_xlfn.CONCAT(\"-\"))","v":"-"}]
[null,null,null,null,null,null,null,null,null,null,null,null,null,null,null,null,null,null,null,null,null,0,null,null,null,null,null,null,null,null,null,0,0,0,0,"Unknown",{"$f":"_xlfn.IFS(G396=\"Natural\",0,H396=\"\",0,H396=\"COASTAL-CONSTRUCTED\",0,G396=\"Constructed\",_xlfn.XLOOKUP($H396,'Data Categories'!$U$4:$U$25,'Data Categories'!$V$4:V$25))","v":0},{"$f":"_xlfn.IFS(AK396=\"\",0,AJ396=\"Unknown\",0,AK396>1,AK396-AJ396,AK396=0,0)","v":0},{"$f":"_xlfn.IFS(Y396=\"\",0,Y396>1920,_xlfn.XLOOKUP($H396,'Data Categories'!$AE$20:$AE$42,'Data Categories'!$AG$20:$AG$42,0))","v":0},{"$f":"_xlfn.IFS(Y396=\"\",0,Y396>0,(2025-Y396))","v":0},{"$f":"_xlfn.IFS(Z396=\"Non-Deficient\",\"Non-Deficient\",Z396=\"Deficient\",\"Deficient\",AB396=\"Deficient\",\"Deficient\",Z396=\"Non-Deficient\",\"Non-Deficient\",AB396=\"Non-Deficient\",\"Non-Deficient\",P396=\"\",\"None\",AL396<0,\"Deficient\",AL396>10,\"Non-Deficient\")","v":"None"},{"$f":"_xlfn.IFS(H396=\"LOW WATER CROSSING\",\"Non-Functional\",G396=\"Natural\",\"Functional\",AA396=\"Functional\",\"Functional\",AC396=\"Functional\",\"Functional\",AA396=\"Non-Functional\",\"Non-Functional\",AC396=\"Non-Functional\",\"Non-Functional\",AA396=\"Unknown\",\"Unknown\",AC396=\"Unknown\",\"Unknown\",AA396=\"\",\"None\")","v":"None"},{"$f":"_xlfn.IFS(X396=\"Functionality\",\"Low\",W396=\"No\",\"Low\",Y396>=2015,\"High\",Y396>=1920,\"Low\",W396=\"\",\"None\",W396=\"Unknown\",\"None\")","v":"None"},{"$f":"_xlfn.IFS(H396=\"LOW WATER CROSSING\",\"Unknown\",G396=\"Natural\",\"None\",AM396<AN396,\"High\",AC396=\"Functional\",\"Low\",AC396=\"Non-Functional\",\"Low\",W396=\"No\",\"Low\",W396=\"Unknown\",\"None\",X396=\"Deficiency\",\"None\",W396=\"Yes\",\"High\",W396=\"\",\"None\")","v":"None"},0,0,0,0,{"$f":"_xlfn.CONCAT(LEFT(H396,3),\"-\")&IF(H396=\"-\",0,COUNTIF($H$4:H396,H396))","v":"-0"},{"$f":"_xlfn.IFS($H396<=0,\"-\",AS396=1,_xlfn.CONCAT(\"FUN_NONDEF\",\"-DCON_\",LEFT(AQ396,1),\"-FCON_\",LEFT(AR396,1)),AT396=1,_xlfn.CONCAT(\"FUN_DEF\",\"-DCON_\",LEFT(AQ396,1),\"-FCON_\",LEFT(AR396,1)),AU396=1,_xlfn.CONCAT(\"NONFUN_NONDEF\",\"-DCON_\",LEFT(AQ396,1),\"-FCON_\",LEFT(AR396,1)),AV396=1,_xlfn.CONCAT(\"NONFUN_DEF\",\"-DCON_\",LEFT(AQ396,1),\"-FCON_\",LEFT(AR396,1)),AS396+AT396+AU396+AV396<1,_xlfn.CONCAT(\"-\"))","v":"-"}]
[null,null,null,null,null,null,null,null,null,null,null,null,null,null,null,null,null,null,null,null,null,0,null,null,null,null,null,null,null,null,null,0,0,0,0,"Unknown",{"$f":"_xlfn.IFS(G397=\"Natural\",0,H397=\"\",0,H397=\"COASTAL-CONSTRUCTED\",0,G397=\"Constructed\",_xlfn.XLOOKUP($H397,'Data Categories'!$U$4:$U$25,'Data Categories'!$V$4:V$25))","v":0},{"$f":"_xlfn.IFS(AK397=\"\",0,AJ397=\"Unknown\",0,AK397>1,AK397-AJ397,AK397=0,0)","v":0},{"$f":"_xlfn.IFS(Y397=\"\",0,Y397>1920,_xlfn.XLOOKUP($H397,'Data Categories'!$AE$20:$AE$42,'Data Categories'!$AG$20:$AG$42,0))","v":0},{"$f":"_xlfn.IFS(Y397=\"\",0,Y397>0,(2025-Y397))","v":0},{"$f":"_xlfn.IFS(Z397=\"Non-Deficient\",\"Non-Deficient\",Z397=\"Deficient\",\"Deficient\",AB397=\"Deficient\",\"Deficient\",Z397=\"Non-Deficient\",\"Non-Deficient\",AB397=\"Non-Deficient\",\"Non-Deficient\",P397=\"\",\"None\",AL397<0,\"Deficient\",AL397>10,\"Non-Deficient\")","v":"None"},{"$f":"_xlfn.IFS(H397=\"LOW WATER CROSSING\",\"Non-Functional\",G397=\"Natural\",\"Functional\",AA397=\"Functional\",\"Functional\",AC397=\"Functional\",\"Functional\",AA397=\"Non-Functional\",\"Non-Functional\",AC397=\"Non-Functional\",\"Non-Functional\",AA397=\"Unknown\",\"Unknown\",AC397=\"Unknown\",\"Unknown\",AA397=\"\",\"None\")","v":"None"},{"$f":"_xlfn.IFS(X397=\"Functionality\",\"Low\",W397=\"No\",\"Low\",Y397>=2015,\"High\",Y397>=1920,\"Low\",W397=\"\",\"None\",W397=\"Unknown\",\"None\")","v":"None"},{"$f":"_xlfn.IFS(H397=\"LOW WATER CROSSING\",\"Unknown\",G397=\"Natural\",\"None\",AM397<AN397,\"High\",AC397=\"Functional\",\"Low\",AC397=\"Non-Functional\",\"Low\",W397=\"No\",\"Low\",W397=\"Unknown\",\"None\",X397=\"Deficiency\",\"None\",W397=\"Yes\",\"High\",W397=\"\",\"None\")","v":"None"},0,0,0,0,{"$f":"_xlfn.CONCAT(LEFT(H397,3),\"-\")&IF(H397=\"-\",0,COUNTIF($H$4:H397,H397))","v":"-0"},{"$f":"_xlfn.IFS($H397<=0,\"-\",AS397=1,_xlfn.CONCAT(\"FUN_NONDEF\",\"-DCON_\",LEFT(AQ397,1),\"-FCON_\",LEFT(AR397,1)),AT397=1,_xlfn.CONCAT(\"FUN_DEF\",\"-DCON_\",LEFT(AQ397,1),\"-FCON_\",LEFT(AR397,1)),AU397=1,_xlfn.CONCAT(\"NONFUN_NONDEF\",\"-DCON_\",LEFT(AQ397,1),\"-FCON_\",LEFT(AR397,1)),AV397=1,_xlfn.CONCAT(\"NONFUN_DEF\",\"-DCON_\",LEFT(AQ397,1),\"-FCON_\",LEFT(AR397,1)),AS397+AT397+AU397+AV397<1,_xlfn.CONCAT(\"-\"))","v":"-"}]
[null,null,null,null,null,null,null,null,null,null,null,null,null,null,null,null,null,null,null,null,null,0,null,null,null,null,null,null,null,null,null,0,0,0,0,"Unknown",{"$f":"_xlfn.IFS(G398=\"Natural\",0,H398=\"\",0,H398=\"COASTAL-CONSTRUCTED\",0,G398=\"Constructed\",_xlfn.XLOOKUP($H398,'Data Categories'!$U$4:$U$25,'Data Categories'!$V$4:V$25))","v":0},{"$f":"_xlfn.IFS(AK398=\"\",0,AJ398=\"Unknown\",0,AK398>1,AK398-AJ398,AK398=0,0)","v":0},{"$f":"_xlfn.IFS(Y398=\"\",0,Y398>1920,_xlfn.XLOOKUP($H398,'Data Categories'!$AE$20:$AE$42,'Data Categories'!$AG$20:$AG$42,0))","v":0},{"$f":"_xlfn.IFS(Y398=\"\",0,Y398>0,(2025-Y398))","v":0},{"$f":"_xlfn.IFS(Z398=\"Non-Deficient\",\"Non-Deficient\",Z398=\"Deficient\",\"Deficient\",AB398=\"Deficient\",\"Deficient\",Z398=\"Non-Deficient\",\"Non-Deficient\",AB398=\"Non-Deficient\",\"Non-Deficient\",P398=\"\",\"None\",AL398<0,\"Deficient\",AL398>10,\"Non-Deficient\")","v":"None"},{"$f":"_xlfn.IFS(H398=\"LOW WATER CROSSING\",\"Non-Functional\",G398=\"Natural\",\"Functional\",AA398=\"Functional\",\"Functional\",AC398=\"Functional\",\"Functional\",AA398=\"Non-Functional\",\"Non-Functional\",AC398=\"Non-Functional\",\"Non-Functional\",AA398=\"Unknown\",\"Unknown\",AC398=\"Unknown\",\"Unknown\",AA398=\"\",\"None\")","v":"None"},{"$f":"_xlfn.IFS(X398=\"Functionality\",\"Low\",W398=\"No\",\"Low\",Y398>=2015,\"High\",Y398>=1920,\"Low\",W398=\"\",\"None\",W398=\"Unknown\",\"None\")","v":"None"},{"$f":"_xlfn.IFS(H398=\"LOW WATER CROSSING\",\"Unknown\",G398=\"Natural\",\"None\",AM398<AN398,\"High\",AC398=\"Functional\",\"Low\",AC398=\"Non-Functional\",\"Low\",W398=\"No\",\"Low\",W398=\"Unknown\",\"None\",X398=\"Deficiency\",\"None\",W398=\"Yes\",\"High\",W398=\"\",\"None\")","v":"None"},0,0,0,0,{"$f":"_xlfn.CONCAT(LEFT(H398,3),\"-\")&IF(H398=\"-\",0,COUNTIF($H$4:H398,H398))","v":"-0"},{"$f":"_xlfn.IFS($H398<=0,\"-\",AS398=1,_xlfn.CONCAT(\"FUN_NONDEF\",\"-DCON_\",LEFT(AQ398,1),\"-FCON_\",LEFT(AR398,1)),AT398=1,_xlfn.CONCAT(\"FUN_DEF\",\"-DCON_\",LEFT(AQ398,1),\"-FCON_\",LEFT(AR398,1)),AU398=1,_xlfn.CONCAT(\"NONFUN_NONDEF\",\"-DCON_\",LEFT(AQ398,1),\"-FCON_\",LEFT(AR398,1)),AV398=1,_xlfn.CONCAT(\"NONFUN_DEF\",\"-DCON_\",LEFT(AQ398,1),\"-FCON_\",LEFT(AR398,1)),AS398+AT398+AU398+AV398<1,_xlfn.CONCAT(\"-\"))","v":"-"}]
[null,null,null,null,null,null,null,null,null,null,null,null,null,null,null,null,null,null,null,null,null,0,null,null,null,null,null,null,null,null,null,0,0,0,0,"Unknown",{"$f":"_xlfn.IFS(G399=\"Natural\",0,H399=\"\",0,H399=\"COASTAL-CONSTRUCTED\",0,G399=\"Constructed\",_xlfn.XLOOKUP($H399,'Data Categories'!$U$4:$U$25,'Data Categories'!$V$4:V$25))","v":0},{"$f":"_xlfn.IFS(AK399=\"\",0,AJ399=\"Unknown\",0,AK399>1,AK399-AJ399,AK399=0,0)","v":0},{"$f":"_xlfn.IFS(Y399=\"\",0,Y399>1920,_xlfn.XLOOKUP($H399,'Data Categories'!$AE$20:$AE$42,'Data Categories'!$AG$20:$AG$42,0))","v":0},{"$f":"_xlfn.IFS(Y399=\"\",0,Y399>0,(2025-Y399))","v":0},{"$f":"_xlfn.IFS(Z399=\"Non-Deficient\",\"Non-Deficient\",Z399=\"Deficient\",\"Deficient\",AB399=\"Deficient\",\"Deficient\",Z399=\"Non-Deficient\",\"Non-Deficient\",AB399=\"Non-Deficient\",\"Non-Deficient\",P399=\"\",\"None\",AL399<0,\"Deficient\",AL399>10,\"Non-Deficient\")","v":"None"},{"$f":"_xlfn.IFS(H399=\"LOW WATER CROSSING\",\"Non-Functional\",G399=\"Natural\",\"Functional\",AA399=\"Functional\",\"Functional\",AC399=\"Functional\",\"Functional\",AA399=\"Non-Functional\",\"Non-Functional\",AC399=\"Non-Functional\",\"Non-Functional\",AA399=\"Unknown\",\"Unknown\",AC399=\"Unknown\",\"Unknown\",AA399=\"\",\"None\")","v":"None"},{"$f":"_xlfn.IFS(X399=\"Functionality\",\"Low\",W399=\"No\",\"Low\",Y399>=2015,\"High\",Y399>=1920,\"Low\",W399=\"\",\"None\",W399=\"Unknown\",\"None\")","v":"None"},{"$f":"_xlfn.IFS(H399=\"LOW WATER CROSSING\",\"Unknown\",G399=\"Natural\",\"None\",AM399<AN399,\"High\",AC399=\"Functional\",\"Low\",AC399=\"Non-Functional\",\"Low\",W399=\"No\",\"Low\",W399=\"Unknown\",\"None\",X399=\"Deficiency\",\"None\",W399=\"Yes\",\"High\",W399=\"\",\"None\")","v":"None"},0,0,0,0,{"$f":"_xlfn.CONCAT(LEFT(H399,3),\"-\")&IF(H399=\"-\",0,COUNTIF($H$4:H399,H399))","v":"-0"},{"$f":"_xlfn.IFS($H399<=0,\"-\",AS399=1,_xlfn.CONCAT(\"FUN_NONDEF\",\"-DCON_\",LEFT(AQ399,1),\"-FCON_\",LEFT(AR399,1)),AT399=1,_xlfn.CONCAT(\"FUN_DEF\",\"-DCON_\",LEFT(AQ399,1),\"-FCON_\",LEFT(AR399,1)),AU399=1,_xlfn.CONCAT(\"NONFUN_NONDEF\",\"-DCON_\",LEFT(AQ399,1),\"-FCON_\",LEFT(AR399,1)),AV399=1,_xlfn.CONCAT(\"NONFUN_DEF\",\"-DCON_\",LEFT(AQ399,1),\"-FCON_\",LEFT(AR399,1)),AS399+AT399+AU399+AV399<1,_xlfn.CONCAT(\"-\"))","v":"-"}]
[null,null,null,null,null,null,null,null,null,null,null,null,null,null,null,null,null,null,null,null,null,0,null,null,null,null,null,null,null,null,null,0,0,0,0,"Unknown",{"$f":"_xlfn.IFS(G400=\"Natural\",0,H400=\"\",0,H400=\"COASTAL-CONSTRUCTED\",0,G400=\"Constructed\",_xlfn.XLOOKUP($H400,'Data Categories'!$U$4:$U$25,'Data Categories'!$V$4:V$25))","v":0},{"$f":"_xlfn.IFS(AK400=\"\",0,AJ400=\"Unknown\",0,AK400>1,AK400-AJ400,AK400=0,0)","v":0},{"$f":"_xlfn.IFS(Y400=\"\",0,Y400>1920,_xlfn.XLOOKUP($H400,'Data Categories'!$AE$20:$AE$42,'Data Categories'!$AG$20:$AG$42,0))","v":0},{"$f":"_xlfn.IFS(Y400=\"\",0,Y400>0,(2025-Y400))","v":0},{"$f":"_xlfn.IFS(Z400=\"Non-Deficient\",\"Non-Deficient\",Z400=\"Deficient\",\"Deficient\",AB400=\"Deficient\",\"Deficient\",Z400=\"Non-Deficient\",\"Non-Deficient\",AB400=\"Non-Deficient\",\"Non-Deficient\",P400=\"\",\"None\",AL400<0,\"Deficient\",AL400>10,\"Non-Deficient\")","v":"None"},{"$f":"_xlfn.IFS(H400=\"LOW WATER CROSSING\",\"Non-Functional\",G400=\"Natural\",\"Functional\",AA400=\"Functional\",\"Functional\",AC400=\"Functional\",\"Functional\",AA400=\"Non-Functional\",\"Non-Functional\",AC400=\"Non-Functional\",\"Non-Functional\",AA400=\"Unknown\",\"Unknown\",AC400=\"Unknown\",\"Unknown\",AA400=\"\",\"None\")","v":"None"},{"$f":"_xlfn.IFS(X400=\"Functionality\",\"Low\",W400=\"No\",\"Low\",Y400>=2015,\"High\",Y400>=1920,\"Low\",W400=\"\",\"None\",W400=\"Unknown\",\"None\")","v":"None"},{"$f":"_xlfn.IFS(H400=\"LOW WATER CROSSING\",\"Unknown\",G400=\"Natural\",\"None\",AM400<AN400,\"High\",AC400=\"Functional\",\"Low\",AC400=\"Non-Functional\",\"Low\",W400=\"No\",\"Low\",W400=\"Unknown\",\"None\",X400=\"Deficiency\",\"None\",W400=\"Yes\",\"High\",W400=\"\",\"None\")","v":"None"},0,0,0,0,{"$f":"_xlfn.CONCAT(LEFT(H400,3),\"-\")&IF(H400=\"-\",0,COUNTIF($H$4:H400,H400))","v":"-0"},{"$f":"_xlfn.IFS($H400<=0,\"-\",AS400=1,_xlfn.CONCAT(\"FUN_NONDEF\",\"-DCON_\",LEFT(AQ400,1),\"-FCON_\",LEFT(AR400,1)),AT400=1,_xlfn.CONCAT(\"FUN_DEF\",\"-DCON_\",LEFT(AQ400,1),\"-FCON_\",LEFT(AR400,1)),AU400=1,_xlfn.CONCAT(\"NONFUN_NONDEF\",\"-DCON_\",LEFT(AQ400,1),\"-FCON_\",LEFT(AR400,1)),AV400=1,_xlfn.CONCAT(\"NONFUN_DEF\",\"-DCON_\",LEFT(AQ400,1),\"-FCON_\",LEFT(AR400,1)),AS400+AT400+AU400+AV400<1,_xlfn.CONCAT(\"-\"))","v":"-"}]
[null,null,null,null,null,null,null,null,null,null,null,null,null,null,null,null,null,null,null,null,null,0,null,null,null,null,null,null,null,null,null,0,0,0,0,"Unknown",{"$f":"_xlfn.IFS(G401=\"Natural\",0,H401=\"\",0,H401=\"COASTAL-CONSTRUCTED\",0,G401=\"Constructed\",_xlfn.XLOOKUP($H401,'Data Categories'!$U$4:$U$25,'Data Categories'!$V$4:V$25))","v":0},{"$f":"_xlfn.IFS(AK401=\"\",0,AJ401=\"Unknown\",0,AK401>1,AK401-AJ401,AK401=0,0)","v":0},{"$f":"_xlfn.IFS(Y401=\"\",0,Y401>1920,_xlfn.XLOOKUP($H401,'Data Categories'!$AE$20:$AE$42,'Data Categories'!$AG$20:$AG$42,0))","v":0},{"$f":"_xlfn.IFS(Y401=\"\",0,Y401>0,(2025-Y401))","v":0},{"$f":"_xlfn.IFS(Z401=\"Non-Deficient\",\"Non-Deficient\",Z401=\"Deficient\",\"Deficient\",AB401=\"Deficient\",\"Deficient\",Z401=\"Non-Deficient\",\"Non-Deficient\",AB401=\"Non-Deficient\",\"Non-Deficient\",P401=\"\",\"None\",AL401<0,\"Deficient\",AL401>10,\"Non-Deficient\")","v":"None"},{"$f":"_xlfn.IFS(H401=\"LOW WATER CROSSING\",\"Non-Functional\",G401=\"Natural\",\"Functional\",AA401=\"Functional\",\"Functional\",AC401=\"Functional\",\"Functional\",AA401=\"Non-Functional\",\"Non-Functional\",AC401=\"Non-Functional\",\"Non-Functional\",AA401=\"Unknown\",\"Unknown\",AC401=\"Unknown\",\"Unknown\",AA401=\"\",\"None\")","v":"None"},{"$f":"_xlfn.IFS(X401=\"Functionality\",\"Low\",W401=\"No\",\"Low\",Y401>=2015,\"High\",Y401>=1920,\"Low\",W401=\"\",\"None\",W401=\"Unknown\",\"None\")","v":"None"},{"$f":"_xlfn.IFS(H401=\"LOW WATER CROSSING\",\"Unknown\",G401=\"Natural\",\"None\",AM401<AN401,\"High\",AC401=\"Functional\",\"Low\",AC401=\"Non-Functional\",\"Low\",W401=\"No\",\"Low\",W401=\"Unknown\",\"None\",X401=\"Deficiency\",\"None\",W401=\"Yes\",\"High\",W401=\"\",\"None\")","v":"None"},0,0,0,0,{"$f":"_xlfn.CONCAT(LEFT(H401,3),\"-\")&IF(H401=\"-\",0,COUNTIF($H$4:H401,H401))","v":"-0"},{"$f":"_xlfn.IFS($H401<=0,\"-\",AS401=1,_xlfn.CONCAT(\"FUN_NONDEF\",\"-DCON_\",LEFT(AQ401,1),\"-FCON_\",LEFT(AR401,1)),AT401=1,_xlfn.CONCAT(\"FUN_DEF\",\"-DCON_\",LEFT(AQ401,1),\"-FCON_\",LEFT(AR401,1)),AU401=1,_xlfn.CONCAT(\"NONFUN_NONDEF\",\"-DCON_\",LEFT(AQ401,1),\"-FCON_\",LEFT(AR401,1)),AV401=1,_xlfn.CONCAT(\"NONFUN_DEF\",\"-DCON_\",LEFT(AQ401,1),\"-FCON_\",LEFT(AR401,1)),AS401+AT401+AU401+AV401<1,_xlfn.CONCAT(\"-\"))","v":"-"}]
[null,null,null,null,null,null,null,null,null,null,null,null,null,null,null,null,null,null,null,null,null,0,null,null,null,null,null,null,null,null,null,0,0,0,0,"Unknown",{"$f":"_xlfn.IFS(G402=\"Natural\",0,H402=\"\",0,H402=\"COASTAL-CONSTRUCTED\",0,G402=\"Constructed\",_xlfn.XLOOKUP($H402,'Data Categories'!$U$4:$U$25,'Data Categories'!$V$4:V$25))","v":0},{"$f":"_xlfn.IFS(AK402=\"\",0,AJ402=\"Unknown\",0,AK402>1,AK402-AJ402,AK402=0,0)","v":0},{"$f":"_xlfn.IFS(Y402=\"\",0,Y402>1920,_xlfn.XLOOKUP($H402,'Data Categories'!$AE$20:$AE$42,'Data Categories'!$AG$20:$AG$42,0))","v":0},{"$f":"_xlfn.IFS(Y402=\"\",0,Y402>0,(2025-Y402))","v":0},{"$f":"_xlfn.IFS(Z402=\"Non-Deficient\",\"Non-Deficient\",Z402=\"Deficient\",\"Deficient\",AB402=\"Deficient\",\"Deficient\",Z402=\"Non-Deficient\",\"Non-Deficient\",AB402=\"Non-Deficient\",\"Non-Deficient\",P402=\"\",\"None\",AL402<0,\"Deficient\",AL402>10,\"Non-Deficient\")","v":"None"},{"$f":"_xlfn.IFS(H402=\"LOW WATER CROSSING\",\"Non-Functional\",G402=\"Natural\",\"Functional\",AA402=\"Functional\",\"Functional\",AC402=\"Functional\",\"Functional\",AA402=\"Non-Functional\",\"Non-Functional\",AC402=\"Non-Functional\",\"Non-Functional\",AA402=\"Unknown\",\"Unknown\",AC402=\"Unknown\",\"Unknown\",AA402=\"\",\"None\")","v":"None"},{"$f":"_xlfn.IFS(X402=\"Functionality\",\"Low\",W402=\"No\",\"Low\",Y402>=2015,\"High\",Y402>=1920,\"Low\",W402=\"\",\"None\",W402=\"Unknown\",\"None\")","v":"None"},{"$f":"_xlfn.IFS(H402=\"LOW WATER CROSSING\",\"Unknown\",G402=\"Natural\",\"None\",AM402<AN402,\"High\",AC402=\"Functional\",\"Low\",AC402=\"Non-Functional\",\"Low\",W402=\"No\",\"Low\",W402=\"Unknown\",\"None\",X402=\"Deficiency\",\"None\",W402=\"Yes\",\"High\",W402=\"\",\"None\")","v":"None"},0,0,0,0,{"$f":"_xlfn.CONCAT(LEFT(H402,3),\"-\")&IF(H402=\"-\",0,COUNTIF($H$4:H402,H402))","v":"-0"},{"$f":"_xlfn.IFS($H402<=0,\"-\",AS402=1,_xlfn.CONCAT(\"FUN_NONDEF\",\"-DCON_\",LEFT(AQ402,1),\"-FCON_\",LEFT(AR402,1)),AT402=1,_xlfn.CONCAT(\"FUN_DEF\",\"-DCON_\",LEFT(AQ402,1),\"-FCON_\",LEFT(AR402,1)),AU402=1,_xlfn.CONCAT(\"NONFUN_NONDEF\",\"-DCON_\",LEFT(AQ402,1),\"-FCON_\",LEFT(AR402,1)),AV402=1,_xlfn.CONCAT(\"NONFUN_DEF\",\"-DCON_\",LEFT(AQ402,1),\"-FCON_\",LEFT(AR402,1)),AS402+AT402+AU402+AV402<1,_xlfn.CONCAT(\"-\"))","v":"-"}]
[null,null,null,null,null,null,null,null,null,null,null,null,null,null,null,null,null,null,null,null,null,0,null,null,null,null,null,null,null,null,null,0,0,0,0,"Unknown",{"$f":"_xlfn.IFS(G403=\"Natural\",0,H403=\"\",0,H403=\"COASTAL-CONSTRUCTED\",0,G403=\"Constructed\",_xlfn.XLOOKUP($H403,'Data Categories'!$U$4:$U$25,'Data Categories'!$V$4:V$25))","v":0},{"$f":"_xlfn.IFS(AK403=\"\",0,AJ403=\"Unknown\",0,AK403>1,AK403-AJ403,AK403=0,0)","v":0},{"$f":"_xlfn.IFS(Y403=\"\",0,Y403>1920,_xlfn.XLOOKUP($H403,'Data Categories'!$AE$20:$AE$42,'Data Categories'!$AG$20:$AG$42,0))","v":0},{"$f":"_xlfn.IFS(Y403=\"\",0,Y403>0,(2025-Y403))","v":0},{"$f":"_xlfn.IFS(Z403=\"Non-Deficient\",\"Non-Deficient\",Z403=\"Deficient\",\"Deficient\",AB403=\"Deficient\",\"Deficient\",Z403=\"Non-Deficient\",\"Non-Deficient\",AB403=\"Non-Deficient\",\"Non-Deficient\",P403=\"\",\"None\",AL403<0,\"Deficient\",AL403>10,\"Non-Deficient\")","v":"None"},{"$f":"_xlfn.IFS(H403=\"LOW WATER CROSSING\",\"Non-Functional\",G403=\"Natural\",\"Functional\",AA403=\"Functional\",\"Functional\",AC403=\"Functional\",\"Functional\",AA403=\"Non-Functional\",\"Non-Functional\",AC403=\"Non-Functional\",\"Non-Functional\",AA403=\"Unknown\",\"Unknown\",AC403=\"Unknown\",\"Unknown\",AA403=\"\",\"None\")","v":"None"},{"$f":"_xlfn.IFS(X403=\"Functionality\",\"Low\",W403=\"No\",\"Low\",Y403>=2015,\"High\",Y403>=1920,\"Low\",W403=\"\",\"None\",W403=\"Unknown\",\"None\")","v":"None"},{"$f":"_xlfn.IFS(H403=\"LOW WATER CROSSING\",\"Unknown\",G403=\"Natural\",\"None\",AM403<AN403,\"High\",AC403=\"Functional\",\"Low\",AC403=\"Non-Functional\",\"Low\",W403=\"No\",\"Low\",W403=\"Unknown\",\"None\",X403=\"Deficiency\",\"None\",W403=\"Yes\",\"High\",W403=\"\",\"None\")","v":"None"},0,0,0,0,{"$f":"_xlfn.CONCAT(LEFT(H403,3),\"-\")&IF(H403=\"-\",0,COUNTIF($H$4:H403,H403))","v":"-0"},{"$f":"_xlfn.IFS($H403<=0,\"-\",AS403=1,_xlfn.CONCAT(\"FUN_NONDEF\",\"-DCON_\",LEFT(AQ403,1),\"-FCON_\",LEFT(AR403,1)),AT403=1,_xlfn.CONCAT(\"FUN_DEF\",\"-DCON_\",LEFT(AQ403,1),\"-FCON_\",LEFT(AR403,1)),AU403=1,_xlfn.CONCAT(\"NONFUN_NONDEF\",\"-DCON_\",LEFT(AQ403,1),\"-FCON_\",LEFT(AR403,1)),AV403=1,_xlfn.CONCAT(\"NONFUN_DEF\",\"-DCON_\",LEFT(AQ403,1),\"-FCON_\",LEFT(AR403,1)),AS403+AT403+AU403+AV403<1,_xlfn.CONCAT(\"-\"))","v":"-"}]
[null,null,null,null,null,null,null,null,null,null,null,null,null,null,null,null,null,null,null,null,null,0,null,null,null,null,null,null,null,null,null,0,0,0,0,"Unknown",{"$f":"_xlfn.IFS(G404=\"Natural\",0,H404=\"\",0,H404=\"COASTAL-CONSTRUCTED\",0,G404=\"Constructed\",_xlfn.XLOOKUP($H404,'Data Categories'!$U$4:$U$25,'Data Categories'!$V$4:V$25))","v":0},{"$f":"_xlfn.IFS(AK404=\"\",0,AJ404=\"Unknown\",0,AK404>1,AK404-AJ404,AK404=0,0)","v":0},{"$f":"_xlfn.IFS(Y404=\"\",0,Y404>1920,_xlfn.XLOOKUP($H404,'Data Categories'!$AE$20:$AE$42,'Data Categories'!$AG$20:$AG$42,0))","v":0},{"$f":"_xlfn.IFS(Y404=\"\",0,Y404>0,(2025-Y404))","v":0},{"$f":"_xlfn.IFS(Z404=\"Non-Deficient\",\"Non-Deficient\",Z404=\"Deficient\",\"Deficient\",AB404=\"Deficient\",\"Deficient\",Z404=\"Non-Deficient\",\"Non-Deficient\",AB404=\"Non-Deficient\",\"Non-Deficient\",P404=\"\",\"None\",AL404<0,\"Deficient\",AL404>10,\"Non-Deficient\")","v":"None"},{"$f":"_xlfn.IFS(H404=\"LOW WATER CROSSING\",\"Non-Functional\",G404=\"Natural\",\"Functional\",AA404=\"Functional\",\"Functional\",AC404=\"Functional\",\"Functional\",AA404=\"Non-Functional\",\"Non-Functional\",AC404=\"Non-Functional\",\"Non-Functional\",AA404=\"Unknown\",\"Unknown\",AC404=\"Unknown\",\"Unknown\",AA404=\"\",\"None\")","v":"None"},{"$f":"_xlfn.IFS(X404=\"Functionality\",\"Low\",W404=\"No\",\"Low\",Y404>=2015,\"High\",Y404>=1920,\"Low\",W404=\"\",\"None\",W404=\"Unknown\",\"None\")","v":"None"},{"$f":"_xlfn.IFS(H404=\"LOW WATER CROSSING\",\"Unknown\",G404=\"Natural\",\"None\",AM404<AN404,\"High\",AC404=\"Functional\",\"Low\",AC404=\"Non-Functional\",\"Low\",W404=\"No\",\"Low\",W404=\"Unknown\",\"None\",X404=\"Deficiency\",\"None\",W404=\"Yes\",\"High\",W404=\"\",\"None\")","v":"None"},0,0,0,0,{"$f":"_xlfn.CONCAT(LEFT(H404,3),\"-\")&IF(H404=\"-\",0,COUNTIF($H$4:H404,H404))","v":"-0"},{"$f":"_xlfn.IFS($H404<=0,\"-\",AS404=1,_xlfn.CONCAT(\"FUN_NONDEF\",\"-DCON_\",LEFT(AQ404,1),\"-FCON_\",LEFT(AR404,1)),AT404=1,_xlfn.CONCAT(\"FUN_DEF\",\"-DCON_\",LEFT(AQ404,1),\"-FCON_\",LEFT(AR404,1)),AU404=1,_xlfn.CONCAT(\"NONFUN_NONDEF\",\"-DCON_\",LEFT(AQ404,1),\"-FCON_\",LEFT(AR404,1)),AV404=1,_xlfn.CONCAT(\"NONFUN_DEF\",\"-DCON_\",LEFT(AQ404,1),\"-FCON_\",LEFT(AR404,1)),AS404+AT404+AU404+AV404<1,_xlfn.CONCAT(\"-\"))","v":"-"}]
[null,null,null,null,null,null,null,null,null,null,null,null,null,null,null,null,null,null,null,null,null,0,null,null,null,null,null,null,null,null,null,0,0,0,0,"Unknown",{"$f":"_xlfn.IFS(G405=\"Natural\",0,H405=\"\",0,H405=\"COASTAL-CONSTRUCTED\",0,G405=\"Constructed\",_xlfn.XLOOKUP($H405,'Data Categories'!$U$4:$U$25,'Data Categories'!$V$4:V$25))","v":0},{"$f":"_xlfn.IFS(AK405=\"\",0,AJ405=\"Unknown\",0,AK405>1,AK405-AJ405,AK405=0,0)","v":0},{"$f":"_xlfn.IFS(Y405=\"\",0,Y405>1920,_xlfn.XLOOKUP($H405,'Data Categories'!$AE$20:$AE$42,'Data Categories'!$AG$20:$AG$42,0))","v":0},{"$f":"_xlfn.IFS(Y405=\"\",0,Y405>0,(2025-Y405))","v":0},{"$f":"_xlfn.IFS(Z405=\"Non-Deficient\",\"Non-Deficient\",Z405=\"Deficient\",\"Deficient\",AB405=\"Deficient\",\"Deficient\",Z405=\"Non-Deficient\",\"Non-Deficient\",AB405=\"Non-Deficient\",\"Non-Deficient\",P405=\"\",\"None\",AL405<0,\"Deficient\",AL405>10,\"Non-Deficient\")","v":"None"},{"$f":"_xlfn.IFS(H405=\"LOW WATER CROSSING\",\"Non-Functional\",G405=\"Natural\",\"Functional\",AA405=\"Functional\",\"Functional\",AC405=\"Functional\",\"Functional\",AA405=\"Non-Functional\",\"Non-Functional\",AC405=\"Non-Functional\",\"Non-Functional\",AA405=\"Unknown\",\"Unknown\",AC405=\"Unknown\",\"Unknown\",AA405=\"\",\"None\")","v":"None"},{"$f":"_xlfn.IFS(X405=\"Functionality\",\"Low\",W405=\"No\",\"Low\",Y405>=2015,\"High\",Y405>=1920,\"Low\",W405=\"\",\"None\",W405=\"Unknown\",\"None\")","v":"None"},{"$f":"_xlfn.IFS(H405=\"LOW WATER CROSSING\",\"Unknown\",G405=\"Natural\",\"None\",AM405<AN405,\"High\",AC405=\"Functional\",\"Low\",AC405=\"Non-Functional\",\"Low\",W405=\"No\",\"Low\",W405=\"Unknown\",\"None\",X405=\"Deficiency\",\"None\",W405=\"Yes\",\"High\",W405=\"\",\"None\")","v":"None"},0,0,0,0,{"$f":"_xlfn.CONCAT(LEFT(H405,3),\"-\")&IF(H405=\"-\",0,COUNTIF($H$4:H405,H405))","v":"-0"},{"$f":"_xlfn.IFS($H405<=0,\"-\",AS405=1,_xlfn.CONCAT(\"FUN_NONDEF\",\"-DCON_\",LEFT(AQ405,1),\"-FCON_\",LEFT(AR405,1)),AT405=1,_xlfn.CONCAT(\"FUN_DEF\",\"-DCON_\",LEFT(AQ405,1),\"-FCON_\",LEFT(AR405,1)),AU405=1,_xlfn.CONCAT(\"NONFUN_NONDEF\",\"-DCON_\",LEFT(AQ405,1),\"-FCON_\",LEFT(AR405,1)),AV405=1,_xlfn.CONCAT(\"NONFUN_DEF\",\"-DCON_\",LEFT(AQ405,1),\"-FCON_\",LEFT(AR405,1)),AS405+AT405+AU405+AV405<1,_xlfn.CONCAT(\"-\"))","v":"-"}]
[null,null,null,null,null,null,null,null,null,null,null,null,null,null,null,null,null,null,null,null,null,0,null,null,null,null,null,null,null,null,null,0,0,0,0,"Unknown",{"$f":"_xlfn.IFS(G406=\"Natural\",0,H406=\"\",0,H406=\"COASTAL-CONSTRUCTED\",0,G406=\"Constructed\",_xlfn.XLOOKUP($H406,'Data Categories'!$U$4:$U$25,'Data Categories'!$V$4:V$25))","v":0},{"$f":"_xlfn.IFS(AK406=\"\",0,AJ406=\"Unknown\",0,AK406>1,AK406-AJ406,AK406=0,0)","v":0},{"$f":"_xlfn.IFS(Y406=\"\",0,Y406>1920,_xlfn.XLOOKUP($H406,'Data Categories'!$AE$20:$AE$42,'Data Categories'!$AG$20:$AG$42,0))","v":0},{"$f":"_xlfn.IFS(Y406=\"\",0,Y406>0,(2025-Y406))","v":0},{"$f":"_xlfn.IFS(Z406=\"Non-Deficient\",\"Non-Deficient\",Z406=\"Deficient\",\"Deficient\",AB406=\"Deficient\",\"Deficient\",Z406=\"Non-Deficient\",\"Non-Deficient\",AB406=\"Non-Deficient\",\"Non-Deficient\",P406=\"\",\"None\",AL406<0,\"Deficient\",AL406>10,\"Non-Deficient\")","v":"None"},{"$f":"_xlfn.IFS(H406=\"LOW WATER CROSSING\",\"Non-Functional\",G406=\"Natural\",\"Functional\",AA406=\"Functional\",\"Functional\",AC406=\"Functional\",\"Functional\",AA406=\"Non-Functional\",\"Non-Functional\",AC406=\"Non-Functional\",\"Non-Functional\",AA406=\"Unknown\",\"Unknown\",AC406=\"Unknown\",\"Unknown\",AA406=\"\",\"None\")","v":"None"},{"$f":"_xlfn.IFS(X406=\"Functionality\",\"Low\",W406=\"No\",\"Low\",Y406>=2015,\"High\",Y406>=1920,\"Low\",W406=\"\",\"None\",W406=\"Unknown\",\"None\")","v":"None"},{"$f":"_xlfn.IFS(H406=\"LOW WATER CROSSING\",\"Unknown\",G406=\"Natural\",\"None\",AM406<AN406,\"High\",AC406=\"Functional\",\"Low\",AC406=\"Non-Functional\",\"Low\",W406=\"No\",\"Low\",W406=\"Unknown\",\"None\",X406=\"Deficiency\",\"None\",W406=\"Yes\",\"High\",W406=\"\",\"None\")","v":"None"},0,0,0,0,{"$f":"_xlfn.CONCAT(LEFT(H406,3),\"-\")&IF(H406=\"-\",0,COUNTIF($H$4:H406,H406))","v":"-0"},{"$f":"_xlfn.IFS($H406<=0,\"-\",AS406=1,_xlfn.CONCAT(\"FUN_NONDEF\",\"-DCON_\",LEFT(AQ406,1),\"-FCON_\",LEFT(AR406,1)),AT406=1,_xlfn.CONCAT(\"FUN_DEF\",\"-DCON_\",LEFT(AQ406,1),\"-FCON_\",LEFT(AR406,1)),AU406=1,_xlfn.CONCAT(\"NONFUN_NONDEF\",\"-DCON_\",LEFT(AQ406,1),\"-FCON_\",LEFT(AR406,1)),AV406=1,_xlfn.CONCAT(\"NONFUN_DEF\",\"-DCON_\",LEFT(AQ406,1),\"-FCON_\",LEFT(AR406,1)),AS406+AT406+AU406+AV406<1,_xlfn.CONCAT(\"-\"))","v":"-"}]
[null,null,null,null,null,null,null,null,null,null,null,null,null,null,null,null,null,null,null,null,null,0,null,null,null,null,null,null,null,null,null,0,0,0,0,"Unknown",{"$f":"_xlfn.IFS(G407=\"Natural\",0,H407=\"\",0,H407=\"COASTAL-CONSTRUCTED\",0,G407=\"Constructed\",_xlfn.XLOOKUP($H407,'Data Categories'!$U$4:$U$25,'Data Categories'!$V$4:V$25))","v":0},{"$f":"_xlfn.IFS(AK407=\"\",0,AJ407=\"Unknown\",0,AK407>1,AK407-AJ407,AK407=0,0)","v":0},{"$f":"_xlfn.IFS(Y407=\"\",0,Y407>1920,_xlfn.XLOOKUP($H407,'Data Categories'!$AE$20:$AE$42,'Data Categories'!$AG$20:$AG$42,0))","v":0},{"$f":"_xlfn.IFS(Y407=\"\",0,Y407>0,(2025-Y407))","v":0},{"$f":"_xlfn.IFS(Z407=\"Non-Deficient\",\"Non-Deficient\",Z407=\"Deficient\",\"Deficient\",AB407=\"Deficient\",\"Deficient\",Z407=\"Non-Deficient\",\"Non-Deficient\",AB407=\"Non-Deficient\",\"Non-Deficient\",P407=\"\",\"None\",AL407<0,\"Deficient\",AL407>10,\"Non-Deficient\")","v":"None"},{"$f":"_xlfn.IFS(H407=\"LOW WATER CROSSING\",\"Non-Functional\",G407=\"Natural\",\"Functional\",AA407=\"Functional\",\"Functional\",AC407=\"Functional\",\"Functional\",AA407=\"Non-Functional\",\"Non-Functional\",AC407=\"Non-Functional\",\"Non-Functional\",AA407=\"Unknown\",\"Unknown\",AC407=\"Unknown\",\"Unknown\",AA407=\"\",\"None\")","v":"None"},{"$f":"_xlfn.IFS(X407=\"Functionality\",\"Low\",W407=\"No\",\"Low\",Y407>=2015,\"High\",Y407>=1920,\"Low\",W407=\"\",\"None\",W407=\"Unknown\",\"None\")","v":"None"},{"$f":"_xlfn.IFS(H407=\"LOW WATER CROSSING\",\"Unknown\",G407=\"Natural\",\"None\",AM407<AN407,\"High\",AC407=\"Functional\",\"Low\",AC407=\"Non-Functional\",\"Low\",W407=\"No\",\"Low\",W407=\"Unknown\",\"None\",X407=\"Deficiency\",\"None\",W407=\"Yes\",\"High\",W407=\"\",\"None\")","v":"None"},0,0,0,0,{"$f":"_xlfn.CONCAT(LEFT(H407,3),\"-\")&IF(H407=\"-\",0,COUNTIF($H$4:H407,H407))","v":"-0"},{"$f":"_xlfn.IFS($H407<=0,\"-\",AS407=1,_xlfn.CONCAT(\"FUN_NONDEF\",\"-DCON_\",LEFT(AQ407,1),\"-FCON_\",LEFT(AR407,1)),AT407=1,_xlfn.CONCAT(\"FUN_DEF\",\"-DCON_\",LEFT(AQ407,1),\"-FCON_\",LEFT(AR407,1)),AU407=1,_xlfn.CONCAT(\"NONFUN_NONDEF\",\"-DCON_\",LEFT(AQ407,1),\"-FCON_\",LEFT(AR407,1)),AV407=1,_xlfn.CONCAT(\"NONFUN_DEF\",\"-DCON_\",LEFT(AQ407,1),\"-FCON_\",LEFT(AR407,1)),AS407+AT407+AU407+AV407<1,_xlfn.CONCAT(\"-\"))","v":"-"}]
[null,null,null,null,null,null,null,null,null,null,null,null,null,null,null,null,null,null,null,null,null,0,null,null,null,null,null,null,null,null,null,0,0,0,0,"Unknown",{"$f":"_xlfn.IFS(G408=\"Natural\",0,H408=\"\",0,H408=\"COASTAL-CONSTRUCTED\",0,G408=\"Constructed\",_xlfn.XLOOKUP($H408,'Data Categories'!$U$4:$U$25,'Data Categories'!$V$4:V$25))","v":0},{"$f":"_xlfn.IFS(AK408=\"\",0,AJ408=\"Unknown\",0,AK408>1,AK408-AJ408,AK408=0,0)","v":0},{"$f":"_xlfn.IFS(Y408=\"\",0,Y408>1920,_xlfn.XLOOKUP($H408,'Data Categories'!$AE$20:$AE$42,'Data Categories'!$AG$20:$AG$42,0))","v":0},{"$f":"_xlfn.IFS(Y408=\"\",0,Y408>0,(2025-Y408))","v":0},{"$f":"_xlfn.IFS(Z408=\"Non-Deficient\",\"Non-Deficient\",Z408=\"Deficient\",\"Deficient\",AB408=\"Deficient\",\"Deficient\",Z408=\"Non-Deficient\",\"Non-Deficient\",AB408=\"Non-Deficient\",\"Non-Deficient\",P408=\"\",\"None\",AL408<0,\"Deficient\",AL408>10,\"Non-Deficient\")","v":"None"},{"$f":"_xlfn.IFS(H408=\"LOW WATER CROSSING\",\"Non-Functional\",G408=\"Natural\",\"Functional\",AA408=\"Functional\",\"Functional\",AC408=\"Functional\",\"Functional\",AA408=\"Non-Functional\",\"Non-Functional\",AC408=\"Non-Functional\",\"Non-Functional\",AA408=\"Unknown\",\"Unknown\",AC408=\"Unknown\",\"Unknown\",AA408=\"\",\"None\")","v":"None"},{"$f":"_xlfn.IFS(X408=\"Functionality\",\"Low\",W408=\"No\",\"Low\",Y408>=2015,\"High\",Y408>=1920,\"Low\",W408=\"\",\"None\",W408=\"Unknown\",\"None\")","v":"None"},{"$f":"_xlfn.IFS(H408=\"LOW WATER CROSSING\",\"Unknown\",G408=\"Natural\",\"None\",AM408<AN408,\"High\",AC408=\"Functional\",\"Low\",AC408=\"Non-Functional\",\"Low\",W408=\"No\",\"Low\",W408=\"Unknown\",\"None\",X408=\"Deficiency\",\"None\",W408=\"Yes\",\"High\",W408=\"\",\"None\")","v":"None"},0,0,0,0,{"$f":"_xlfn.CONCAT(LEFT(H408,3),\"-\")&IF(H408=\"-\",0,COUNTIF($H$4:H408,H408))","v":"-0"},{"$f":"_xlfn.IFS($H408<=0,\"-\",AS408=1,_xlfn.CONCAT(\"FUN_NONDEF\",\"-DCON_\",LEFT(AQ408,1),\"-FCON_\",LEFT(AR408,1)),AT408=1,_xlfn.CONCAT(\"FUN_DEF\",\"-DCON_\",LEFT(AQ408,1),\"-FCON_\",LEFT(AR408,1)),AU408=1,_xlfn.CONCAT(\"NONFUN_NONDEF\",\"-DCON_\",LEFT(AQ408,1),\"-FCON_\",LEFT(AR408,1)),AV408=1,_xlfn.CONCAT(\"NONFUN_DEF\",\"-DCON_\",LEFT(AQ408,1),\"-FCON_\",LEFT(AR408,1)),AS408+AT408+AU408+AV408<1,_xlfn.CONCAT(\"-\"))","v":"-"}]
[null,null,null,null,null,null,null,null,null,null,null,null,null,null,null,null,null,null,null,null,null,0,null,null,null,null,null,null,null,null,null,0,0,0,0,"Unknown",{"$f":"_xlfn.IFS(G409=\"Natural\",0,H409=\"\",0,H409=\"COASTAL-CONSTRUCTED\",0,G409=\"Constructed\",_xlfn.XLOOKUP($H409,'Data Categories'!$U$4:$U$25,'Data Categories'!$V$4:V$25))","v":0},{"$f":"_xlfn.IFS(AK409=\"\",0,AJ409=\"Unknown\",0,AK409>1,AK409-AJ409,AK409=0,0)","v":0},{"$f":"_xlfn.IFS(Y409=\"\",0,Y409>1920,_xlfn.XLOOKUP($H409,'Data Categories'!$AE$20:$AE$42,'Data Categories'!$AG$20:$AG$42,0))","v":0},{"$f":"_xlfn.IFS(Y409=\"\",0,Y409>0,(2025-Y409))","v":0},{"$f":"_xlfn.IFS(Z409=\"Non-Deficient\",\"Non-Deficient\",Z409=\"Deficient\",\"Deficient\",AB409=\"Deficient\",\"Deficient\",Z409=\"Non-Deficient\",\"Non-Deficient\",AB409=\"Non-Deficient\",\"Non-Deficient\",P409=\"\",\"None\",AL409<0,\"Deficient\",AL409>10,\"Non-Deficient\")","v":"None"},{"$f":"_xlfn.IFS(H409=\"LOW WATER CROSSING\",\"Non-Functional\",G409=\"Natural\",\"Functional\",AA409=\"Functional\",\"Functional\",AC409=\"Functional\",\"Functional\",AA409=\"Non-Functional\",\"Non-Functional\",AC409=\"Non-Functional\",\"Non-Functional\",AA409=\"Unknown\",\"Unknown\",AC409=\"Unknown\",\"Unknown\",AA409=\"\",\"None\")","v":"None"},{"$f":"_xlfn.IFS(X409=\"Functionality\",\"Low\",W409=\"No\",\"Low\",Y409>=2015,\"High\",Y409>=1920,\"Low\",W409=\"\",\"None\",W409=\"Unknown\",\"None\")","v":"None"},{"$f":"_xlfn.IFS(H409=\"LOW WATER CROSSING\",\"Unknown\",G409=\"Natural\",\"None\",AM409<AN409,\"High\",AC409=\"Functional\",\"Low\",AC409=\"Non-Functional\",\"Low\",W409=\"No\",\"Low\",W409=\"Unknown\",\"None\",X409=\"Deficiency\",\"None\",W409=\"Yes\",\"High\",W409=\"\",\"None\")","v":"None"},0,0,0,0,{"$f":"_xlfn.CONCAT(LEFT(H409,3),\"-\")&IF(H409=\"-\",0,COUNTIF($H$4:H409,H409))","v":"-0"},{"$f":"_xlfn.IFS($H409<=0,\"-\",AS409=1,_xlfn.CONCAT(\"FUN_NONDEF\",\"-DCON_\",LEFT(AQ409,1),\"-FCON_\",LEFT(AR409,1)),AT409=1,_xlfn.CONCAT(\"FUN_DEF\",\"-DCON_\",LEFT(AQ409,1),\"-FCON_\",LEFT(AR409,1)),AU409=1,_xlfn.CONCAT(\"NONFUN_NONDEF\",\"-DCON_\",LEFT(AQ409,1),\"-FCON_\",LEFT(AR409,1)),AV409=1,_xlfn.CONCAT(\"NONFUN_DEF\",\"-DCON_\",LEFT(AQ409,1),\"-FCON_\",LEFT(AR409,1)),AS409+AT409+AU409+AV409<1,_xlfn.CONCAT(\"-\"))","v":"-"}]
[null,null,null,null,null,null,null,null,null,null,null,null,null,null,null,null,null,null,null,null,null,0,null,null,null,null,null,null,null,null,null,0,0,0,0,"Unknown",{"$f":"_xlfn.IFS(G410=\"Natural\",0,H410=\"\",0,H410=\"COASTAL-CONSTRUCTED\",0,G410=\"Constructed\",_xlfn.XLOOKUP($H410,'Data Categories'!$U$4:$U$25,'Data Categories'!$V$4:V$25))","v":0},{"$f":"_xlfn.IFS(AK410=\"\",0,AJ410=\"Unknown\",0,AK410>1,AK410-AJ410,AK410=0,0)","v":0},{"$f":"_xlfn.IFS(Y410=\"\",0,Y410>1920,_xlfn.XLOOKUP($H410,'Data Categories'!$AE$20:$AE$42,'Data Categories'!$AG$20:$AG$42,0))","v":0},{"$f":"_xlfn.IFS(Y410=\"\",0,Y410>0,(2025-Y410))","v":0},{"$f":"_xlfn.IFS(Z410=\"Non-Deficient\",\"Non-Deficient\",Z410=\"Deficient\",\"Deficient\",AB410=\"Deficient\",\"Deficient\",Z410=\"Non-Deficient\",\"Non-Deficient\",AB410=\"Non-Deficient\",\"Non-Deficient\",P410=\"\",\"None\",AL410<0,\"Deficient\",AL410>10,\"Non-Deficient\")","v":"None"},{"$f":"_xlfn.IFS(H410=\"LOW WATER CROSSING\",\"Non-Functional\",G410=\"Natural\",\"Functional\",AA410=\"Functional\",\"Functional\",AC410=\"Functional\",\"Functional\",AA410=\"Non-Functional\",\"Non-Functional\",AC410=\"Non-Functional\",\"Non-Functional\",AA410=\"Unknown\",\"Unknown\",AC410=\"Unknown\",\"Unknown\",AA410=\"\",\"None\")","v":"None"},{"$f":"_xlfn.IFS(X410=\"Functionality\",\"Low\",W410=\"No\",\"Low\",Y410>=2015,\"High\",Y410>=1920,\"Low\",W410=\"\",\"None\",W410=\"Unknown\",\"None\")","v":"None"},{"$f":"_xlfn.IFS(H410=\"LOW WATER CROSSING\",\"Unknown\",G410=\"Natural\",\"None\",AM410<AN410,\"High\",AC410=\"Functional\",\"Low\",AC410=\"Non-Functional\",\"Low\",W410=\"No\",\"Low\",W410=\"Unknown\",\"None\",X410=\"Deficiency\",\"None\",W410=\"Yes\",\"High\",W410=\"\",\"None\")","v":"None"},0,0,0,0,{"$f":"_xlfn.CONCAT(LEFT(H410,3),\"-\")&IF(H410=\"-\",0,COUNTIF($H$4:H410,H410))","v":"-0"},{"$f":"_xlfn.IFS($H410<=0,\"-\",AS410=1,_xlfn.CONCAT(\"FUN_NONDEF\",\"-DCON_\",LEFT(AQ410,1),\"-FCON_\",LEFT(AR410,1)),AT410=1,_xlfn.CONCAT(\"FUN_DEF\",\"-DCON_\",LEFT(AQ410,1),\"-FCON_\",LEFT(AR410,1)),AU410=1,_xlfn.CONCAT(\"NONFUN_NONDEF\",\"-DCON_\",LEFT(AQ410,1),\"-FCON_\",LEFT(AR410,1)),AV410=1,_xlfn.CONCAT(\"NONFUN_DEF\",\"-DCON_\",LEFT(AQ410,1),\"-FCON_\",LEFT(AR410,1)),AS410+AT410+AU410+AV410<1,_xlfn.CONCAT(\"-\"))","v":"-"}]
[null,null,null,null,null,null,null,null,null,null,null,null,null,null,null,null,null,null,null,null,null,0,null,null,null,null,null,null,null,null,null,0,0,0,0,"Unknown",{"$f":"_xlfn.IFS(G411=\"Natural\",0,H411=\"\",0,H411=\"COASTAL-CONSTRUCTED\",0,G411=\"Constructed\",_xlfn.XLOOKUP($H411,'Data Categories'!$U$4:$U$25,'Data Categories'!$V$4:V$25))","v":0},{"$f":"_xlfn.IFS(AK411=\"\",0,AJ411=\"Unknown\",0,AK411>1,AK411-AJ411,AK411=0,0)","v":0},{"$f":"_xlfn.IFS(Y411=\"\",0,Y411>1920,_xlfn.XLOOKUP($H411,'Data Categories'!$AE$20:$AE$42,'Data Categories'!$AG$20:$AG$42,0))","v":0},{"$f":"_xlfn.IFS(Y411=\"\",0,Y411>0,(2025-Y411))","v":0},{"$f":"_xlfn.IFS(Z411=\"Non-Deficient\",\"Non-Deficient\",Z411=\"Deficient\",\"Deficient\",AB411=\"Deficient\",\"Deficient\",Z411=\"Non-Deficient\",\"Non-Deficient\",AB411=\"Non-Deficient\",\"Non-Deficient\",P411=\"\",\"None\",AL411<0,\"Deficient\",AL411>10,\"Non-Deficient\")","v":"None"},{"$f":"_xlfn.IFS(H411=\"LOW WATER CROSSING\",\"Non-Functional\",G411=\"Natural\",\"Functional\",AA411=\"Functional\",\"Functional\",AC411=\"Functional\",\"Functional\",AA411=\"Non-Functional\",\"Non-Functional\",AC411=\"Non-Functional\",\"Non-Functional\",AA411=\"Unknown\",\"Unknown\",AC411=\"Unknown\",\"Unknown\",AA411=\"\",\"None\")","v":"None"},{"$f":"_xlfn.IFS(X411=\"Functionality\",\"Low\",W411=\"No\",\"Low\",Y411>=2015,\"High\",Y411>=1920,\"Low\",W411=\"\",\"None\",W411=\"Unknown\",\"None\")","v":"None"},{"$f":"_xlfn.IFS(H411=\"LOW WATER CROSSING\",\"Unknown\",G411=\"Natural\",\"None\",AM411<AN411,\"High\",AC411=\"Functional\",\"Low\",AC411=\"Non-Functional\",\"Low\",W411=\"No\",\"Low\",W411=\"Unknown\",\"None\",X411=\"Deficiency\",\"None\",W411=\"Yes\",\"High\",W411=\"\",\"None\")","v":"None"},0,0,0,0,{"$f":"_xlfn.CONCAT(LEFT(H411,3),\"-\")&IF(H411=\"-\",0,COUNTIF($H$4:H411,H411))","v":"-0"},{"$f":"_xlfn.IFS($H411<=0,\"-\",AS411=1,_xlfn.CONCAT(\"FUN_NONDEF\",\"-DCON_\",LEFT(AQ411,1),\"-FCON_\",LEFT(AR411,1)),AT411=1,_xlfn.CONCAT(\"FUN_DEF\",\"-DCON_\",LEFT(AQ411,1),\"-FCON_\",LEFT(AR411,1)),AU411=1,_xlfn.CONCAT(\"NONFUN_NONDEF\",\"-DCON_\",LEFT(AQ411,1),\"-FCON_\",LEFT(AR411,1)),AV411=1,_xlfn.CONCAT(\"NONFUN_DEF\",\"-DCON_\",LEFT(AQ411,1),\"-FCON_\",LEFT(AR411,1)),AS411+AT411+AU411+AV411<1,_xlfn.CONCAT(\"-\"))","v":"-"}]
[null,null,null,null,null,null,null,null,null,null,null,null,null,null,null,null,null,null,null,null,null,0,null,null,null,null,null,null,null,null,null,0,0,0,0,"Unknown",{"$f":"_xlfn.IFS(G412=\"Natural\",0,H412=\"\",0,H412=\"COASTAL-CONSTRUCTED\",0,G412=\"Constructed\",_xlfn.XLOOKUP($H412,'Data Categories'!$U$4:$U$25,'Data Categories'!$V$4:V$25))","v":0},{"$f":"_xlfn.IFS(AK412=\"\",0,AJ412=\"Unknown\",0,AK412>1,AK412-AJ412,AK412=0,0)","v":0},{"$f":"_xlfn.IFS(Y412=\"\",0,Y412>1920,_xlfn.XLOOKUP($H412,'Data Categories'!$AE$20:$AE$42,'Data Categories'!$AG$20:$AG$42,0))","v":0},{"$f":"_xlfn.IFS(Y412=\"\",0,Y412>0,(2025-Y412))","v":0},{"$f":"_xlfn.IFS(Z412=\"Non-Deficient\",\"Non-Deficient\",Z412=\"Deficient\",\"Deficient\",AB412=\"Deficient\",\"Deficient\",Z412=\"Non-Deficient\",\"Non-Deficient\",AB412=\"Non-Deficient\",\"Non-Deficient\",P412=\"\",\"None\",AL412<0,\"Deficient\",AL412>10,\"Non-Deficient\")","v":"None"},{"$f":"_xlfn.IFS(H412=\"LOW WATER CROSSING\",\"Non-Functional\",G412=\"Natural\",\"Functional\",AA412=\"Functional\",\"Functional\",AC412=\"Functional\",\"Functional\",AA412=\"Non-Functional\",\"Non-Functional\",AC412=\"Non-Functional\",\"Non-Functional\",AA412=\"Unknown\",\"Unknown\",AC412=\"Unknown\",\"Unknown\",AA412=\"\",\"None\")","v":"None"},{"$f":"_xlfn.IFS(X412=\"Functionality\",\"Low\",W412=\"No\",\"Low\",Y412>=2015,\"High\",Y412>=1920,\"Low\",W412=\"\",\"None\",W412=\"Unknown\",\"None\")","v":"None"},{"$f":"_xlfn.IFS(H412=\"LOW WATER CROSSING\",\"Unknown\",G412=\"Natural\",\"None\",AM412<AN412,\"High\",AC412=\"Functional\",\"Low\",AC412=\"Non-Functional\",\"Low\",W412=\"No\",\"Low\",W412=\"Unknown\",\"None\",X412=\"Deficiency\",\"None\",W412=\"Yes\",\"High\",W412=\"\",\"None\")","v":"None"},0,0,0,0,{"$f":"_xlfn.CONCAT(LEFT(H412,3),\"-\")&IF(H412=\"-\",0,COUNTIF($H$4:H412,H412))","v":"-0"},{"$f":"_xlfn.IFS($H412<=0,\"-\",AS412=1,_xlfn.CONCAT(\"FUN_NONDEF\",\"-DCON_\",LEFT(AQ412,1),\"-FCON_\",LEFT(AR412,1)),AT412=1,_xlfn.CONCAT(\"FUN_DEF\",\"-DCON_\",LEFT(AQ412,1),\"-FCON_\",LEFT(AR412,1)),AU412=1,_xlfn.CONCAT(\"NONFUN_NONDEF\",\"-DCON_\",LEFT(AQ412,1),\"-FCON_\",LEFT(AR412,1)),AV412=1,_xlfn.CONCAT(\"NONFUN_DEF\",\"-DCON_\",LEFT(AQ412,1),\"-FCON_\",LEFT(AR412,1)),AS412+AT412+AU412+AV412<1,_xlfn.CONCAT(\"-\"))","v":"-"}]
[null,null,null,null,null,null,null,null,null,null,null,null,null,null,null,null,null,null,null,null,null,0,null,null,null,null,null,null,null,null,null,0,0,0,0,"Unknown",{"$f":"_xlfn.IFS(G413=\"Natural\",0,H413=\"\",0,H413=\"COASTAL-CONSTRUCTED\",0,G413=\"Constructed\",_xlfn.XLOOKUP($H413,'Data Categories'!$U$4:$U$25,'Data Categories'!$V$4:V$25))","v":0},{"$f":"_xlfn.IFS(AK413=\"\",0,AJ413=\"Unknown\",0,AK413>1,AK413-AJ413,AK413=0,0)","v":0},{"$f":"_xlfn.IFS(Y413=\"\",0,Y413>1920,_xlfn.XLOOKUP($H413,'Data Categories'!$AE$20:$AE$42,'Data Categories'!$AG$20:$AG$42,0))","v":0},{"$f":"_xlfn.IFS(Y413=\"\",0,Y413>0,(2025-Y413))","v":0},{"$f":"_xlfn.IFS(Z413=\"Non-Deficient\",\"Non-Deficient\",Z413=\"Deficient\",\"Deficient\",AB413=\"Deficient\",\"Deficient\",Z413=\"Non-Deficient\",\"Non-Deficient\",AB413=\"Non-Deficient\",\"Non-Deficient\",P413=\"\",\"None\",AL413<0,\"Deficient\",AL413>10,\"Non-Deficient\")","v":"None"},{"$f":"_xlfn.IFS(H413=\"LOW WATER CROSSING\",\"Non-Functional\",G413=\"Natural\",\"Functional\",AA413=\"Functional\",\"Functional\",AC413=\"Functional\",\"Functional\",AA413=\"Non-Functional\",\"Non-Functional\",AC413=\"Non-Functional\",\"Non-Functional\",AA413=\"Unknown\",\"Unknown\",AC413=\"Unknown\",\"Unknown\",AA413=\"\",\"None\")","v":"None"},{"$f":"_xlfn.IFS(X413=\"Functionality\",\"Low\",W413=\"No\",\"Low\",Y413>=2015,\"High\",Y413>=1920,\"Low\",W413=\"\",\"None\",W413=\"Unknown\",\"None\")","v":"None"},{"$f":"_xlfn.IFS(H413=\"LOW WATER CROSSING\",\"Unknown\",G413=\"Natural\",\"None\",AM413<AN413,\"High\",AC413=\"Functional\",\"Low\",AC413=\"Non-Functional\",\"Low\",W413=\"No\",\"Low\",W413=\"Unknown\",\"None\",X413=\"Deficiency\",\"None\",W413=\"Yes\",\"High\",W413=\"\",\"None\")","v":"None"},0,0,0,0,{"$f":"_xlfn.CONCAT(LEFT(H413,3),\"-\")&IF(H413=\"-\",0,COUNTIF($H$4:H413,H413))","v":"-0"},{"$f":"_xlfn.IFS($H413<=0,\"-\",AS413=1,_xlfn.CONCAT(\"FUN_NONDEF\",\"-DCON_\",LEFT(AQ413,1),\"-FCON_\",LEFT(AR413,1)),AT413=1,_xlfn.CONCAT(\"FUN_DEF\",\"-DCON_\",LEFT(AQ413,1),\"-FCON_\",LEFT(AR413,1)),AU413=1,_xlfn.CONCAT(\"NONFUN_NONDEF\",\"-DCON_\",LEFT(AQ413,1),\"-FCON_\",LEFT(AR413,1)),AV413=1,_xlfn.CONCAT(\"NONFUN_DEF\",\"-DCON_\",LEFT(AQ413,1),\"-FCON_\",LEFT(AR413,1)),AS413+AT413+AU413+AV413<1,_xlfn.CONCAT(\"-\"))","v":"-"}]
[null,null,null,null,null,null,null,null,null,null,null,null,null,null,null,null,null,null,null,null,null,0,null,null,null,null,null,null,null,null,null,0,0,0,0,"Unknown",{"$f":"_xlfn.IFS(G414=\"Natural\",0,H414=\"\",0,H414=\"COASTAL-CONSTRUCTED\",0,G414=\"Constructed\",_xlfn.XLOOKUP($H414,'Data Categories'!$U$4:$U$25,'Data Categories'!$V$4:V$25))","v":0},{"$f":"_xlfn.IFS(AK414=\"\",0,AJ414=\"Unknown\",0,AK414>1,AK414-AJ414,AK414=0,0)","v":0},{"$f":"_xlfn.IFS(Y414=\"\",0,Y414>1920,_xlfn.XLOOKUP($H414,'Data Categories'!$AE$20:$AE$42,'Data Categories'!$AG$20:$AG$42,0))","v":0},{"$f":"_xlfn.IFS(Y414=\"\",0,Y414>0,(2025-Y414))","v":0},{"$f":"_xlfn.IFS(Z414=\"Non-Deficient\",\"Non-Deficient\",Z414=\"Deficient\",\"Deficient\",AB414=\"Deficient\",\"Deficient\",Z414=\"Non-Deficient\",\"Non-Deficient\",AB414=\"Non-Deficient\",\"Non-Deficient\",P414=\"\",\"None\",AL414<0,\"Deficient\",AL414>10,\"Non-Deficient\")","v":"None"},{"$f":"_xlfn.IFS(H414=\"LOW WATER CROSSING\",\"Non-Functional\",G414=\"Natural\",\"Functional\",AA414=\"Functional\",\"Functional\",AC414=\"Functional\",\"Functional\",AA414=\"Non-Functional\",\"Non-Functional\",AC414=\"Non-Functional\",\"Non-Functional\",AA414=\"Unknown\",\"Unknown\",AC414=\"Unknown\",\"Unknown\",AA414=\"\",\"None\")","v":"None"},{"$f":"_xlfn.IFS(X414=\"Functionality\",\"Low\",W414=\"No\",\"Low\",Y414>=2015,\"High\",Y414>=1920,\"Low\",W414=\"\",\"None\",W414=\"Unknown\",\"None\")","v":"None"},{"$f":"_xlfn.IFS(H414=\"LOW WATER CROSSING\",\"Unknown\",G414=\"Natural\",\"None\",AM414<AN414,\"High\",AC414=\"Functional\",\"Low\",AC414=\"Non-Functional\",\"Low\",W414=\"No\",\"Low\",W414=\"Unknown\",\"None\",X414=\"Deficiency\",\"None\",W414=\"Yes\",\"High\",W414=\"\",\"None\")","v":"None"},0,0,0,0,{"$f":"_xlfn.CONCAT(LEFT(H414,3),\"-\")&IF(H414=\"-\",0,COUNTIF($H$4:H414,H414))","v":"-0"},{"$f":"_xlfn.IFS($H414<=0,\"-\",AS414=1,_xlfn.CONCAT(\"FUN_NONDEF\",\"-DCON_\",LEFT(AQ414,1),\"-FCON_\",LEFT(AR414,1)),AT414=1,_xlfn.CONCAT(\"FUN_DEF\",\"-DCON_\",LEFT(AQ414,1),\"-FCON_\",LEFT(AR414,1)),AU414=1,_xlfn.CONCAT(\"NONFUN_NONDEF\",\"-DCON_\",LEFT(AQ414,1),\"-FCON_\",LEFT(AR414,1)),AV414=1,_xlfn.CONCAT(\"NONFUN_DEF\",\"-DCON_\",LEFT(AQ414,1),\"-FCON_\",LEFT(AR414,1)),AS414+AT414+AU414+AV414<1,_xlfn.CONCAT(\"-\"))","v":"-"}]
[null,null,null,null,null,null,null,null,null,null,null,null,null,null,null,null,null,null,null,null,null,0,null,null,null,null,null,null,null,null,null,0,0,0,0,"Unknown",{"$f":"_xlfn.IFS(G415=\"Natural\",0,H415=\"\",0,H415=\"COASTAL-CONSTRUCTED\",0,G415=\"Constructed\",_xlfn.XLOOKUP($H415,'Data Categories'!$U$4:$U$25,'Data Categories'!$V$4:V$25))","v":0},{"$f":"_xlfn.IFS(AK415=\"\",0,AJ415=\"Unknown\",0,AK415>1,AK415-AJ415,AK415=0,0)","v":0},{"$f":"_xlfn.IFS(Y415=\"\",0,Y415>1920,_xlfn.XLOOKUP($H415,'Data Categories'!$AE$20:$AE$42,'Data Categories'!$AG$20:$AG$42,0))","v":0},{"$f":"_xlfn.IFS(Y415=\"\",0,Y415>0,(2025-Y415))","v":0},{"$f":"_xlfn.IFS(Z415=\"Non-Deficient\",\"Non-Deficient\",Z415=\"Deficient\",\"Deficient\",AB415=\"Deficient\",\"Deficient\",Z415=\"Non-Deficient\",\"Non-Deficient\",AB415=\"Non-Deficient\",\"Non-Deficient\",P415=\"\",\"None\",AL415<0,\"Deficient\",AL415>10,\"Non-Deficient\")","v":"None"},{"$f":"_xlfn.IFS(H415=\"LOW WATER CROSSING\",\"Non-Functional\",G415=\"Natural\",\"Functional\",AA415=\"Functional\",\"Functional\",AC415=\"Functional\",\"Functional\",AA415=\"Non-Functional\",\"Non-Functional\",AC415=\"Non-Functional\",\"Non-Functional\",AA415=\"Unknown\",\"Unknown\",AC415=\"Unknown\",\"Unknown\",AA415=\"\",\"None\")","v":"None"},{"$f":"_xlfn.IFS(X415=\"Functionality\",\"Low\",W415=\"No\",\"Low\",Y415>=2015,\"High\",Y415>=1920,\"Low\",W415=\"\",\"None\",W415=\"Unknown\",\"None\")","v":"None"},{"$f":"_xlfn.IFS(H415=\"LOW WATER CROSSING\",\"Unknown\",G415=\"Natural\",\"None\",AM415<AN415,\"High\",AC415=\"Functional\",\"Low\",AC415=\"Non-Functional\",\"Low\",W415=\"No\",\"Low\",W415=\"Unknown\",\"None\",X415=\"Deficiency\",\"None\",W415=\"Yes\",\"High\",W415=\"\",\"None\")","v":"None"},0,0,0,0,{"$f":"_xlfn.CONCAT(LEFT(H415,3),\"-\")&IF(H415=\"-\",0,COUNTIF($H$4:H415,H415))","v":"-0"},{"$f":"_xlfn.IFS($H415<=0,\"-\",AS415=1,_xlfn.CONCAT(\"FUN_NONDEF\",\"-DCON_\",LEFT(AQ415,1),\"-FCON_\",LEFT(AR415,1)),AT415=1,_xlfn.CONCAT(\"FUN_DEF\",\"-DCON_\",LEFT(AQ415,1),\"-FCON_\",LEFT(AR415,1)),AU415=1,_xlfn.CONCAT(\"NONFUN_NONDEF\",\"-DCON_\",LEFT(AQ415,1),\"-FCON_\",LEFT(AR415,1)),AV415=1,_xlfn.CONCAT(\"NONFUN_DEF\",\"-DCON_\",LEFT(AQ415,1),\"-FCON_\",LEFT(AR415,1)),AS415+AT415+AU415+AV415<1,_xlfn.CONCAT(\"-\"))","v":"-"}]
[null,null,null,null,null,null,null,null,null,null,null,null,null,null,null,null,null,null,null,null,null,0,null,null,null,null,null,null,null,null,null,0,0,0,0,"Unknown",{"$f":"_xlfn.IFS(G416=\"Natural\",0,H416=\"\",0,H416=\"COASTAL-CONSTRUCTED\",0,G416=\"Constructed\",_xlfn.XLOOKUP($H416,'Data Categories'!$U$4:$U$25,'Data Categories'!$V$4:V$25))","v":0},{"$f":"_xlfn.IFS(AK416=\"\",0,AJ416=\"Unknown\",0,AK416>1,AK416-AJ416,AK416=0,0)","v":0},{"$f":"_xlfn.IFS(Y416=\"\",0,Y416>1920,_xlfn.XLOOKUP($H416,'Data Categories'!$AE$20:$AE$42,'Data Categories'!$AG$20:$AG$42,0))","v":0},{"$f":"_xlfn.IFS(Y416=\"\",0,Y416>0,(2025-Y416))","v":0},{"$f":"_xlfn.IFS(Z416=\"Non-Deficient\",\"Non-Deficient\",Z416=\"Deficient\",\"Deficient\",AB416=\"Deficient\",\"Deficient\",Z416=\"Non-Deficient\",\"Non-Deficient\",AB416=\"Non-Deficient\",\"Non-Deficient\",P416=\"\",\"None\",AL416<0,\"Deficient\",AL416>10,\"Non-Deficient\")","v":"None"},{"$f":"_xlfn.IFS(H416=\"LOW WATER CROSSING\",\"Non-Functional\",G416=\"Natural\",\"Functional\",AA416=\"Functional\",\"Functional\",AC416=\"Functional\",\"Functional\",AA416=\"Non-Functional\",\"Non-Functional\",AC416=\"Non-Functional\",\"Non-Functional\",AA416=\"Unknown\",\"Unknown\",AC416=\"Unknown\",\"Unknown\",AA416=\"\",\"None\")","v":"None"},{"$f":"_xlfn.IFS(X416=\"Functionality\",\"Low\",W416=\"No\",\"Low\",Y416>=2015,\"High\",Y416>=1920,\"Low\",W416=\"\",\"None\",W416=\"Unknown\",\"None\")","v":"None"},{"$f":"_xlfn.IFS(H416=\"LOW WATER CROSSING\",\"Unknown\",G416=\"Natural\",\"None\",AM416<AN416,\"High\",AC416=\"Functional\",\"Low\",AC416=\"Non-Functional\",\"Low\",W416=\"No\",\"Low\",W416=\"Unknown\",\"None\",X416=\"Deficiency\",\"None\",W416=\"Yes\",\"High\",W416=\"\",\"None\")","v":"None"},0,0,0,0,{"$f":"_xlfn.CONCAT(LEFT(H416,3),\"-\")&IF(H416=\"-\",0,COUNTIF($H$4:H416,H416))","v":"-0"},{"$f":"_xlfn.IFS($H416<=0,\"-\",AS416=1,_xlfn.CONCAT(\"FUN_NONDEF\",\"-DCON_\",LEFT(AQ416,1),\"-FCON_\",LEFT(AR416,1)),AT416=1,_xlfn.CONCAT(\"FUN_DEF\",\"-DCON_\",LEFT(AQ416,1),\"-FCON_\",LEFT(AR416,1)),AU416=1,_xlfn.CONCAT(\"NONFUN_NONDEF\",\"-DCON_\",LEFT(AQ416,1),\"-FCON_\",LEFT(AR416,1)),AV416=1,_xlfn.CONCAT(\"NONFUN_DEF\",\"-DCON_\",LEFT(AQ416,1),\"-FCON_\",LEFT(AR416,1)),AS416+AT416+AU416+AV416<1,_xlfn.CONCAT(\"-\"))","v":"-"}]
[null,null,null,null,null,null,null,null,null,null,null,null,null,null,null,null,null,null,null,null,null,0,null,null,null,null,null,null,null,null,null,0,0,0,0,"Unknown",{"$f":"_xlfn.IFS(G417=\"Natural\",0,H417=\"\",0,H417=\"COASTAL-CONSTRUCTED\",0,G417=\"Constructed\",_xlfn.XLOOKUP($H417,'Data Categories'!$U$4:$U$25,'Data Categories'!$V$4:V$25))","v":0},{"$f":"_xlfn.IFS(AK417=\"\",0,AJ417=\"Unknown\",0,AK417>1,AK417-AJ417,AK417=0,0)","v":0},{"$f":"_xlfn.IFS(Y417=\"\",0,Y417>1920,_xlfn.XLOOKUP($H417,'Data Categories'!$AE$20:$AE$42,'Data Categories'!$AG$20:$AG$42,0))","v":0},{"$f":"_xlfn.IFS(Y417=\"\",0,Y417>0,(2025-Y417))","v":0},{"$f":"_xlfn.IFS(Z417=\"Non-Deficient\",\"Non-Deficient\",Z417=\"Deficient\",\"Deficient\",AB417=\"Deficient\",\"Deficient\",Z417=\"Non-Deficient\",\"Non-Deficient\",AB417=\"Non-Deficient\",\"Non-Deficient\",P417=\"\",\"None\",AL417<0,\"Deficient\",AL417>10,\"Non-Deficient\")","v":"None"},{"$f":"_xlfn.IFS(H417=\"LOW WATER CROSSING\",\"Non-Functional\",G417=\"Natural\",\"Functional\",AA417=\"Functional\",\"Functional\",AC417=\"Functional\",\"Functional\",AA417=\"Non-Functional\",\"Non-Functional\",AC417=\"Non-Functional\",\"Non-Functional\",AA417=\"Unknown\",\"Unknown\",AC417=\"Unknown\",\"Unknown\",AA417=\"\",\"None\")","v":"None"},{"$f":"_xlfn.IFS(X417=\"Functionality\",\"Low\",W417=\"No\",\"Low\",Y417>=2015,\"High\",Y417>=1920,\"Low\",W417=\"\",\"None\",W417=\"Unknown\",\"None\")","v":"None"},{"$f":"_xlfn.IFS(H417=\"LOW WATER CROSSING\",\"Unknown\",G417=\"Natural\",\"None\",AM417<AN417,\"High\",AC417=\"Functional\",\"Low\",AC417=\"Non-Functional\",\"Low\",W417=\"No\",\"Low\",W417=\"Unknown\",\"None\",X417=\"Deficiency\",\"None\",W417=\"Yes\",\"High\",W417=\"\",\"None\")","v":"None"},0,0,0,0,{"$f":"_xlfn.CONCAT(LEFT(H417,3),\"-\")&IF(H417=\"-\",0,COUNTIF($H$4:H417,H417))","v":"-0"},{"$f":"_xlfn.IFS($H417<=0,\"-\",AS417=1,_xlfn.CONCAT(\"FUN_NONDEF\",\"-DCON_\",LEFT(AQ417,1),\"-FCON_\",LEFT(AR417,1)),AT417=1,_xlfn.CONCAT(\"FUN_DEF\",\"-DCON_\",LEFT(AQ417,1),\"-FCON_\",LEFT(AR417,1)),AU417=1,_xlfn.CONCAT(\"NONFUN_NONDEF\",\"-DCON_\",LEFT(AQ417,1),\"-FCON_\",LEFT(AR417,1)),AV417=1,_xlfn.CONCAT(\"NONFUN_DEF\",\"-DCON_\",LEFT(AQ417,1),\"-FCON_\",LEFT(AR417,1)),AS417+AT417+AU417+AV417<1,_xlfn.CONCAT(\"-\"))","v":"-"}]
[null,null,null,null,null,null,null,null,null,null,null,null,null,null,null,null,null,null,null,null,null,0,null,null,null,null,null,null,null,null,null,0,0,0,0,"Unknown",{"$f":"_xlfn.IFS(G418=\"Natural\",0,H418=\"\",0,H418=\"COASTAL-CONSTRUCTED\",0,G418=\"Constructed\",_xlfn.XLOOKUP($H418,'Data Categories'!$U$4:$U$25,'Data Categories'!$V$4:V$25))","v":0},{"$f":"_xlfn.IFS(AK418=\"\",0,AJ418=\"Unknown\",0,AK418>1,AK418-AJ418,AK418=0,0)","v":0},{"$f":"_xlfn.IFS(Y418=\"\",0,Y418>1920,_xlfn.XLOOKUP($H418,'Data Categories'!$AE$20:$AE$42,'Data Categories'!$AG$20:$AG$42,0))","v":0},{"$f":"_xlfn.IFS(Y418=\"\",0,Y418>0,(2025-Y418))","v":0},{"$f":"_xlfn.IFS(Z418=\"Non-Deficient\",\"Non-Deficient\",Z418=\"Deficient\",\"Deficient\",AB418=\"Deficient\",\"Deficient\",Z418=\"Non-Deficient\",\"Non-Deficient\",AB418=\"Non-Deficient\",\"Non-Deficient\",P418=\"\",\"None\",AL418<0,\"Deficient\",AL418>10,\"Non-Deficient\")","v":"None"},{"$f":"_xlfn.IFS(H418=\"LOW WATER CROSSING\",\"Non-Functional\",G418=\"Natural\",\"Functional\",AA418=\"Functional\",\"Functional\",AC418=\"Functional\",\"Functional\",AA418=\"Non-Functional\",\"Non-Functional\",AC418=\"Non-Functional\",\"Non-Functional\",AA418=\"Unknown\",\"Unknown\",AC418=\"Unknown\",\"Unknown\",AA418=\"\",\"None\")","v":"None"},{"$f":"_xlfn.IFS(X418=\"Functionality\",\"Low\",W418=\"No\",\"Low\",Y418>=2015,\"High\",Y418>=1920,\"Low\",W418=\"\",\"None\",W418=\"Unknown\",\"None\")","v":"None"},{"$f":"_xlfn.IFS(H418=\"LOW WATER CROSSING\",\"Unknown\",G418=\"Natural\",\"None\",AM418<AN418,\"High\",AC418=\"Functional\",\"Low\",AC418=\"Non-Functional\",\"Low\",W418=\"No\",\"Low\",W418=\"Unknown\",\"None\",X418=\"Deficiency\",\"None\",W418=\"Yes\",\"High\",W418=\"\",\"None\")","v":"None"},0,0,0,0,{"$f":"_xlfn.CONCAT(LEFT(H418,3),\"-\")&IF(H418=\"-\",0,COUNTIF($H$4:H418,H418))","v":"-0"},{"$f":"_xlfn.IFS($H418<=0,\"-\",AS418=1,_xlfn.CONCAT(\"FUN_NONDEF\",\"-DCON_\",LEFT(AQ418,1),\"-FCON_\",LEFT(AR418,1)),AT418=1,_xlfn.CONCAT(\"FUN_DEF\",\"-DCON_\",LEFT(AQ418,1),\"-FCON_\",LEFT(AR418,1)),AU418=1,_xlfn.CONCAT(\"NONFUN_NONDEF\",\"-DCON_\",LEFT(AQ418,1),\"-FCON_\",LEFT(AR418,1)),AV418=1,_xlfn.CONCAT(\"NONFUN_DEF\",\"-DCON_\",LEFT(AQ418,1),\"-FCON_\",LEFT(AR418,1)),AS418+AT418+AU418+AV418<1,_xlfn.CONCAT(\"-\"))","v":"-"}]
[null,null,null,null,null,null,null,null,null,null,null,null,null,null,null,null,null,null,null,null,null,0,null,null,null,null,null,null,null,null,null,0,0,0,0,"Unknown",{"$f":"_xlfn.IFS(G419=\"Natural\",0,H419=\"\",0,H419=\"COASTAL-CONSTRUCTED\",0,G419=\"Constructed\",_xlfn.XLOOKUP($H419,'Data Categories'!$U$4:$U$25,'Data Categories'!$V$4:V$25))","v":0},{"$f":"_xlfn.IFS(AK419=\"\",0,AJ419=\"Unknown\",0,AK419>1,AK419-AJ419,AK419=0,0)","v":0},{"$f":"_xlfn.IFS(Y419=\"\",0,Y419>1920,_xlfn.XLOOKUP($H419,'Data Categories'!$AE$20:$AE$42,'Data Categories'!$AG$20:$AG$42,0))","v":0},{"$f":"_xlfn.IFS(Y419=\"\",0,Y419>0,(2025-Y419))","v":0},{"$f":"_xlfn.IFS(Z419=\"Non-Deficient\",\"Non-Deficient\",Z419=\"Deficient\",\"Deficient\",AB419=\"Deficient\",\"Deficient\",Z419=\"Non-Deficient\",\"Non-Deficient\",AB419=\"Non-Deficient\",\"Non-Deficient\",P419=\"\",\"None\",AL419<0,\"Deficient\",AL419>10,\"Non-Deficient\")","v":"None"},{"$f":"_xlfn.IFS(H419=\"LOW WATER CROSSING\",\"Non-Functional\",G419=\"Natural\",\"Functional\",AA419=\"Functional\",\"Functional\",AC419=\"Functional\",\"Functional\",AA419=\"Non-Functional\",\"Non-Functional\",AC419=\"Non-Functional\",\"Non-Functional\",AA419=\"Unknown\",\"Unknown\",AC419=\"Unknown\",\"Unknown\",AA419=\"\",\"None\")","v":"None"},{"$f":"_xlfn.IFS(X419=\"Functionality\",\"Low\",W419=\"No\",\"Low\",Y419>=2015,\"High\",Y419>=1920,\"Low\",W419=\"\",\"None\",W419=\"Unknown\",\"None\")","v":"None"},{"$f":"_xlfn.IFS(H419=\"LOW WATER CROSSING\",\"Unknown\",G419=\"Natural\",\"None\",AM419<AN419,\"High\",AC419=\"Functional\",\"Low\",AC419=\"Non-Functional\",\"Low\",W419=\"No\",\"Low\",W419=\"Unknown\",\"None\",X419=\"Deficiency\",\"None\",W419=\"Yes\",\"High\",W419=\"\",\"None\")","v":"None"},0,0,0,0,{"$f":"_xlfn.CONCAT(LEFT(H419,3),\"-\")&IF(H419=\"-\",0,COUNTIF($H$4:H419,H419))","v":"-0"},{"$f":"_xlfn.IFS($H419<=0,\"-\",AS419=1,_xlfn.CONCAT(\"FUN_NONDEF\",\"-DCON_\",LEFT(AQ419,1),\"-FCON_\",LEFT(AR419,1)),AT419=1,_xlfn.CONCAT(\"FUN_DEF\",\"-DCON_\",LEFT(AQ419,1),\"-FCON_\",LEFT(AR419,1)),AU419=1,_xlfn.CONCAT(\"NONFUN_NONDEF\",\"-DCON_\",LEFT(AQ419,1),\"-FCON_\",LEFT(AR419,1)),AV419=1,_xlfn.CONCAT(\"NONFUN_DEF\",\"-DCON_\",LEFT(AQ419,1),\"-FCON_\",LEFT(AR419,1)),AS419+AT419+AU419+AV419<1,_xlfn.CONCAT(\"-\"))","v":"-"}]
[null,null,null,null,null,null,null,null,null,null,null,null,null,null,null,null,null,null,null,null,null,0,null,null,null,null,null,null,null,null,null,0,0,0,0,"Unknown",{"$f":"_xlfn.IFS(G420=\"Natural\",0,H420=\"\",0,H420=\"COASTAL-CONSTRUCTED\",0,G420=\"Constructed\",_xlfn.XLOOKUP($H420,'Data Categories'!$U$4:$U$25,'Data Categories'!$V$4:V$25))","v":0},{"$f":"_xlfn.IFS(AK420=\"\",0,AJ420=\"Unknown\",0,AK420>1,AK420-AJ420,AK420=0,0)","v":0},{"$f":"_xlfn.IFS(Y420=\"\",0,Y420>1920,_xlfn.XLOOKUP($H420,'Data Categories'!$AE$20:$AE$42,'Data Categories'!$AG$20:$AG$42,0))","v":0},{"$f":"_xlfn.IFS(Y420=\"\",0,Y420>0,(2025-Y420))","v":0},{"$f":"_xlfn.IFS(Z420=\"Non-Deficient\",\"Non-Deficient\",Z420=\"Deficient\",\"Deficient\",AB420=\"Deficient\",\"Deficient\",Z420=\"Non-Deficient\",\"Non-Deficient\",AB420=\"Non-Deficient\",\"Non-Deficient\",P420=\"\",\"None\",AL420<0,\"Deficient\",AL420>10,\"Non-Deficient\")","v":"None"},{"$f":"_xlfn.IFS(H420=\"LOW WATER CROSSING\",\"Non-Functional\",G420=\"Natural\",\"Functional\",AA420=\"Functional\",\"Functional\",AC420=\"Functional\",\"Functional\",AA420=\"Non-Functional\",\"Non-Functional\",AC420=\"Non-Functional\",\"Non-Functional\",AA420=\"Unknown\",\"Unknown\",AC420=\"Unknown\",\"Unknown\",AA420=\"\",\"None\")","v":"None"},{"$f":"_xlfn.IFS(X420=\"Functionality\",\"Low\",W420=\"No\",\"Low\",Y420>=2015,\"High\",Y420>=1920,\"Low\",W420=\"\",\"None\",W420=\"Unknown\",\"None\")","v":"None"},{"$f":"_xlfn.IFS(H420=\"LOW WATER CROSSING\",\"Unknown\",G420=\"Natural\",\"None\",AM420<AN420,\"High\",AC420=\"Functional\",\"Low\",AC420=\"Non-Functional\",\"Low\",W420=\"No\",\"Low\",W420=\"Unknown\",\"None\",X420=\"Deficiency\",\"None\",W420=\"Yes\",\"High\",W420=\"\",\"None\")","v":"None"},0,0,0,0,{"$f":"_xlfn.CONCAT(LEFT(H420,3),\"-\")&IF(H420=\"-\",0,COUNTIF($H$4:H420,H420))","v":"-0"},{"$f":"_xlfn.IFS($H420<=0,\"-\",AS420=1,_xlfn.CONCAT(\"FUN_NONDEF\",\"-DCON_\",LEFT(AQ420,1),\"-FCON_\",LEFT(AR420,1)),AT420=1,_xlfn.CONCAT(\"FUN_DEF\",\"-DCON_\",LEFT(AQ420,1),\"-FCON_\",LEFT(AR420,1)),AU420=1,_xlfn.CONCAT(\"NONFUN_NONDEF\",\"-DCON_\",LEFT(AQ420,1),\"-FCON_\",LEFT(AR420,1)),AV420=1,_xlfn.CONCAT(\"NONFUN_DEF\",\"-DCON_\",LEFT(AQ420,1),\"-FCON_\",LEFT(AR420,1)),AS420+AT420+AU420+AV420<1,_xlfn.CONCAT(\"-\"))","v":"-"}]
[null,null,null,null,null,null,null,null,null,null,null,null,null,null,null,null,null,null,null,null,null,0,null,null,null,null,null,null,null,null,null,0,0,0,0,"Unknown",{"$f":"_xlfn.IFS(G421=\"Natural\",0,H421=\"\",0,H421=\"COASTAL-CONSTRUCTED\",0,G421=\"Constructed\",_xlfn.XLOOKUP($H421,'Data Categories'!$U$4:$U$25,'Data Categories'!$V$4:V$25))","v":0},{"$f":"_xlfn.IFS(AK421=\"\",0,AJ421=\"Unknown\",0,AK421>1,AK421-AJ421,AK421=0,0)","v":0},{"$f":"_xlfn.IFS(Y421=\"\",0,Y421>1920,_xlfn.XLOOKUP($H421,'Data Categories'!$AE$20:$AE$42,'Data Categories'!$AG$20:$AG$42,0))","v":0},{"$f":"_xlfn.IFS(Y421=\"\",0,Y421>0,(2025-Y421))","v":0},{"$f":"_xlfn.IFS(Z421=\"Non-Deficient\",\"Non-Deficient\",Z421=\"Deficient\",\"Deficient\",AB421=\"Deficient\",\"Deficient\",Z421=\"Non-Deficient\",\"Non-Deficient\",AB421=\"Non-Deficient\",\"Non-Deficient\",P421=\"\",\"None\",AL421<0,\"Deficient\",AL421>10,\"Non-Deficient\")","v":"None"},{"$f":"_xlfn.IFS(H421=\"LOW WATER CROSSING\",\"Non-Functional\",G421=\"Natural\",\"Functional\",AA421=\"Functional\",\"Functional\",AC421=\"Functional\",\"Functional\",AA421=\"Non-Functional\",\"Non-Functional\",AC421=\"Non-Functional\",\"Non-Functional\",AA421=\"Unknown\",\"Unknown\",AC421=\"Unknown\",\"Unknown\",AA421=\"\",\"None\")","v":"None"},{"$f":"_xlfn.IFS(X421=\"Functionality\",\"Low\",W421=\"No\",\"Low\",Y421>=2015,\"High\",Y421>=1920,\"Low\",W421=\"\",\"None\",W421=\"Unknown\",\"None\")","v":"None"},{"$f":"_xlfn.IFS(H421=\"LOW WATER CROSSING\",\"Unknown\",G421=\"Natural\",\"None\",AM421<AN421,\"High\",AC421=\"Functional\",\"Low\",AC421=\"Non-Functional\",\"Low\",W421=\"No\",\"Low\",W421=\"Unknown\",\"None\",X421=\"Deficiency\",\"None\",W421=\"Yes\",\"High\",W421=\"\",\"None\")","v":"None"},0,0,0,0,{"$f":"_xlfn.CONCAT(LEFT(H421,3),\"-\")&IF(H421=\"-\",0,COUNTIF($H$4:H421,H421))","v":"-0"},{"$f":"_xlfn.IFS($H421<=0,\"-\",AS421=1,_xlfn.CONCAT(\"FUN_NONDEF\",\"-DCON_\",LEFT(AQ421,1),\"-FCON_\",LEFT(AR421,1)),AT421=1,_xlfn.CONCAT(\"FUN_DEF\",\"-DCON_\",LEFT(AQ421,1),\"-FCON_\",LEFT(AR421,1)),AU421=1,_xlfn.CONCAT(\"NONFUN_NONDEF\",\"-DCON_\",LEFT(AQ421,1),\"-FCON_\",LEFT(AR421,1)),AV421=1,_xlfn.CONCAT(\"NONFUN_DEF\",\"-DCON_\",LEFT(AQ421,1),\"-FCON_\",LEFT(AR421,1)),AS421+AT421+AU421+AV421<1,_xlfn.CONCAT(\"-\"))","v":"-"}]
[null,null,null,null,null,null,null,null,null,null,null,null,null,null,null,null,null,null,null,null,null,0,null,null,null,null,null,null,null,null,null,0,0,0,0,"Unknown",{"$f":"_xlfn.IFS(G422=\"Natural\",0,H422=\"\",0,H422=\"COASTAL-CONSTRUCTED\",0,G422=\"Constructed\",_xlfn.XLOOKUP($H422,'Data Categories'!$U$4:$U$25,'Data Categories'!$V$4:V$25))","v":0},{"$f":"_xlfn.IFS(AK422=\"\",0,AJ422=\"Unknown\",0,AK422>1,AK422-AJ422,AK422=0,0)","v":0},{"$f":"_xlfn.IFS(Y422=\"\",0,Y422>1920,_xlfn.XLOOKUP($H422,'Data Categories'!$AE$20:$AE$42,'Data Categories'!$AG$20:$AG$42,0))","v":0},{"$f":"_xlfn.IFS(Y422=\"\",0,Y422>0,(2025-Y422))","v":0},{"$f":"_xlfn.IFS(Z422=\"Non-Deficient\",\"Non-Deficient\",Z422=\"Deficient\",\"Deficient\",AB422=\"Deficient\",\"Deficient\",Z422=\"Non-Deficient\",\"Non-Deficient\",AB422=\"Non-Deficient\",\"Non-Deficient\",P422=\"\",\"None\",AL422<0,\"Deficient\",AL422>10,\"Non-Deficient\")","v":"None"},{"$f":"_xlfn.IFS(H422=\"LOW WATER CROSSING\",\"Non-Functional\",G422=\"Natural\",\"Functional\",AA422=\"Functional\",\"Functional\",AC422=\"Functional\",\"Functional\",AA422=\"Non-Functional\",\"Non-Functional\",AC422=\"Non-Functional\",\"Non-Functional\",AA422=\"Unknown\",\"Unknown\",AC422=\"Unknown\",\"Unknown\",AA422=\"\",\"None\")","v":"None"},{"$f":"_xlfn.IFS(X422=\"Functionality\",\"Low\",W422=\"No\",\"Low\",Y422>=2015,\"High\",Y422>=1920,\"Low\",W422=\"\",\"None\",W422=\"Unknown\",\"None\")","v":"None"},{"$f":"_xlfn.IFS(H422=\"LOW WATER CROSSING\",\"Unknown\",G422=\"Natural\",\"None\",AM422<AN422,\"High\",AC422=\"Functional\",\"Low\",AC422=\"Non-Functional\",\"Low\",W422=\"No\",\"Low\",W422=\"Unknown\",\"None\",X422=\"Deficiency\",\"None\",W422=\"Yes\",\"High\",W422=\"\",\"None\")","v":"None"},0,0,0,0,{"$f":"_xlfn.CONCAT(LEFT(H422,3),\"-\")&IF(H422=\"-\",0,COUNTIF($H$4:H422,H422))","v":"-0"},{"$f":"_xlfn.IFS($H422<=0,\"-\",AS422=1,_xlfn.CONCAT(\"FUN_NONDEF\",\"-DCON_\",LEFT(AQ422,1),\"-FCON_\",LEFT(AR422,1)),AT422=1,_xlfn.CONCAT(\"FUN_DEF\",\"-DCON_\",LEFT(AQ422,1),\"-FCON_\",LEFT(AR422,1)),AU422=1,_xlfn.CONCAT(\"NONFUN_NONDEF\",\"-DCON_\",LEFT(AQ422,1),\"-FCON_\",LEFT(AR422,1)),AV422=1,_xlfn.CONCAT(\"NONFUN_DEF\",\"-DCON_\",LEFT(AQ422,1),\"-FCON_\",LEFT(AR422,1)),AS422+AT422+AU422+AV422<1,_xlfn.CONCAT(\"-\"))","v":"-"}]
[null,null,null,null,null,null,null,null,null,null,null,null,null,null,null,null,null,null,null,null,null,0,null,null,null,null,null,null,null,null,null,0,0,0,0,"Unknown",{"$f":"_xlfn.IFS(G423=\"Natural\",0,H423=\"\",0,H423=\"COASTAL-CONSTRUCTED\",0,G423=\"Constructed\",_xlfn.XLOOKUP($H423,'Data Categories'!$U$4:$U$25,'Data Categories'!$V$4:V$25))","v":0},{"$f":"_xlfn.IFS(AK423=\"\",0,AJ423=\"Unknown\",0,AK423>1,AK423-AJ423,AK423=0,0)","v":0},{"$f":"_xlfn.IFS(Y423=\"\",0,Y423>1920,_xlfn.XLOOKUP($H423,'Data Categories'!$AE$20:$AE$42,'Data Categories'!$AG$20:$AG$42,0))","v":0},{"$f":"_xlfn.IFS(Y423=\"\",0,Y423>0,(2025-Y423))","v":0},{"$f":"_xlfn.IFS(Z423=\"Non-Deficient\",\"Non-Deficient\",Z423=\"Deficient\",\"Deficient\",AB423=\"Deficient\",\"Deficient\",Z423=\"Non-Deficient\",\"Non-Deficient\",AB423=\"Non-Deficient\",\"Non-Deficient\",P423=\"\",\"None\",AL423<0,\"Deficient\",AL423>10,\"Non-Deficient\")","v":"None"},{"$f":"_xlfn.IFS(H423=\"LOW WATER CROSSING\",\"Non-Functional\",G423=\"Natural\",\"Functional\",AA423=\"Functional\",\"Functional\",AC423=\"Functional\",\"Functional\",AA423=\"Non-Functional\",\"Non-Functional\",AC423=\"Non-Functional\",\"Non-Functional\",AA423=\"Unknown\",\"Unknown\",AC423=\"Unknown\",\"Unknown\",AA423=\"\",\"None\")","v":"None"},{"$f":"_xlfn.IFS(X423=\"Functionality\",\"Low\",W423=\"No\",\"Low\",Y423>=2015,\"High\",Y423>=1920,\"Low\",W423=\"\",\"None\",W423=\"Unknown\",\"None\")","v":"None"},{"$f":"_xlfn.IFS(H423=\"LOW WATER CROSSING\",\"Unknown\",G423=\"Natural\",\"None\",AM423<AN423,\"High\",AC423=\"Functional\",\"Low\",AC423=\"Non-Functional\",\"Low\",W423=\"No\",\"Low\",W423=\"Unknown\",\"None\",X423=\"Deficiency\",\"None\",W423=\"Yes\",\"High\",W423=\"\",\"None\")","v":"None"},0,0,0,0,{"$f":"_xlfn.CONCAT(LEFT(H423,3),\"-\")&IF(H423=\"-\",0,COUNTIF($H$4:H423,H423))","v":"-0"},{"$f":"_xlfn.IFS($H423<=0,\"-\",AS423=1,_xlfn.CONCAT(\"FUN_NONDEF\",\"-DCON_\",LEFT(AQ423,1),\"-FCON_\",LEFT(AR423,1)),AT423=1,_xlfn.CONCAT(\"FUN_DEF\",\"-DCON_\",LEFT(AQ423,1),\"-FCON_\",LEFT(AR423,1)),AU423=1,_xlfn.CONCAT(\"NONFUN_NONDEF\",\"-DCON_\",LEFT(AQ423,1),\"-FCON_\",LEFT(AR423,1)),AV423=1,_xlfn.CONCAT(\"NONFUN_DEF\",\"-DCON_\",LEFT(AQ423,1),\"-FCON_\",LEFT(AR423,1)),AS423+AT423+AU423+AV423<1,_xlfn.CONCAT(\"-\"))","v":"-"}]
[null,null,null,null,null,null,null,null,null,null,null,null,null,null,null,null,null,null,null,null,null,0,null,null,null,null,null,null,null,null,null,0,0,0,0,"Unknown",{"$f":"_xlfn.IFS(G424=\"Natural\",0,H424=\"\",0,H424=\"COASTAL-CONSTRUCTED\",0,G424=\"Constructed\",_xlfn.XLOOKUP($H424,'Data Categories'!$U$4:$U$25,'Data Categories'!$V$4:V$25))","v":0},{"$f":"_xlfn.IFS(AK424=\"\",0,AJ424=\"Unknown\",0,AK424>1,AK424-AJ424,AK424=0,0)","v":0},{"$f":"_xlfn.IFS(Y424=\"\",0,Y424>1920,_xlfn.XLOOKUP($H424,'Data Categories'!$AE$20:$AE$42,'Data Categories'!$AG$20:$AG$42,0))","v":0},{"$f":"_xlfn.IFS(Y424=\"\",0,Y424>0,(2025-Y424))","v":0},{"$f":"_xlfn.IFS(Z424=\"Non-Deficient\",\"Non-Deficient\",Z424=\"Deficient\",\"Deficient\",AB424=\"Deficient\",\"Deficient\",Z424=\"Non-Deficient\",\"Non-Deficient\",AB424=\"Non-Deficient\",\"Non-Deficient\",P424=\"\",\"None\",AL424<0,\"Deficient\",AL424>10,\"Non-Deficient\")","v":"None"},{"$f":"_xlfn.IFS(H424=\"LOW WATER CROSSING\",\"Non-Functional\",G424=\"Natural\",\"Functional\",AA424=\"Functional\",\"Functional\",AC424=\"Functional\",\"Functional\",AA424=\"Non-Functional\",\"Non-Functional\",AC424=\"Non-Functional\",\"Non-Functional\",AA424=\"Unknown\",\"Unknown\",AC424=\"Unknown\",\"Unknown\",AA424=\"\",\"None\")","v":"None"},{"$f":"_xlfn.IFS(X424=\"Functionality\",\"Low\",W424=\"No\",\"Low\",Y424>=2015,\"High\",Y424>=1920,\"Low\",W424=\"\",\"None\",W424=\"Unknown\",\"None\")","v":"None"},{"$f":"_xlfn.IFS(H424=\"LOW WATER CROSSING\",\"Unknown\",G424=\"Natural\",\"None\",AM424<AN424,\"High\",AC424=\"Functional\",\"Low\",AC424=\"Non-Functional\",\"Low\",W424=\"No\",\"Low\",W424=\"Unknown\",\"None\",X424=\"Deficiency\",\"None\",W424=\"Yes\",\"High\",W424=\"\",\"None\")","v":"None"},0,0,0,0,{"$f":"_xlfn.CONCAT(LEFT(H424,3),\"-\")&IF(H424=\"-\",0,COUNTIF($H$4:H424,H424))","v":"-0"},{"$f":"_xlfn.IFS($H424<=0,\"-\",AS424=1,_xlfn.CONCAT(\"FUN_NONDEF\",\"-DCON_\",LEFT(AQ424,1),\"-FCON_\",LEFT(AR424,1)),AT424=1,_xlfn.CONCAT(\"FUN_DEF\",\"-DCON_\",LEFT(AQ424,1),\"-FCON_\",LEFT(AR424,1)),AU424=1,_xlfn.CONCAT(\"NONFUN_NONDEF\",\"-DCON_\",LEFT(AQ424,1),\"-FCON_\",LEFT(AR424,1)),AV424=1,_xlfn.CONCAT(\"NONFUN_DEF\",\"-DCON_\",LEFT(AQ424,1),\"-FCON_\",LEFT(AR424,1)),AS424+AT424+AU424+AV424<1,_xlfn.CONCAT(\"-\"))","v":"-"}]
[null,null,null,null,null,null,null,null,null,null,null,null,null,null,null,null,null,null,null,null,null,0,null,null,null,null,null,null,null,null,null,0,0,0,0,"Unknown",{"$f":"_xlfn.IFS(G425=\"Natural\",0,H425=\"\",0,H425=\"COASTAL-CONSTRUCTED\",0,G425=\"Constructed\",_xlfn.XLOOKUP($H425,'Data Categories'!$U$4:$U$25,'Data Categories'!$V$4:V$25))","v":0},{"$f":"_xlfn.IFS(AK425=\"\",0,AJ425=\"Unknown\",0,AK425>1,AK425-AJ425,AK425=0,0)","v":0},{"$f":"_xlfn.IFS(Y425=\"\",0,Y425>1920,_xlfn.XLOOKUP($H425,'Data Categories'!$AE$20:$AE$42,'Data Categories'!$AG$20:$AG$42,0))","v":0},{"$f":"_xlfn.IFS(Y425=\"\",0,Y425>0,(2025-Y425))","v":0},{"$f":"_xlfn.IFS(Z425=\"Non-Deficient\",\"Non-Deficient\",Z425=\"Deficient\",\"Deficient\",AB425=\"Deficient\",\"Deficient\",Z425=\"Non-Deficient\",\"Non-Deficient\",AB425=\"Non-Deficient\",\"Non-Deficient\",P425=\"\",\"None\",AL425<0,\"Deficient\",AL425>10,\"Non-Deficient\")","v":"None"},{"$f":"_xlfn.IFS(H425=\"LOW WATER CROSSING\",\"Non-Functional\",G425=\"Natural\",\"Functional\",AA425=\"Functional\",\"Functional\",AC425=\"Functional\",\"Functional\",AA425=\"Non-Functional\",\"Non-Functional\",AC425=\"Non-Functional\",\"Non-Functional\",AA425=\"Unknown\",\"Unknown\",AC425=\"Unknown\",\"Unknown\",AA425=\"\",\"None\")","v":"None"},{"$f":"_xlfn.IFS(X425=\"Functionality\",\"Low\",W425=\"No\",\"Low\",Y425>=2015,\"High\",Y425>=1920,\"Low\",W425=\"\",\"None\",W425=\"Unknown\",\"None\")","v":"None"},{"$f":"_xlfn.IFS(H425=\"LOW WATER CROSSING\",\"Unknown\",G425=\"Natural\",\"None\",AM425<AN425,\"High\",AC425=\"Functional\",\"Low\",AC425=\"Non-Functional\",\"Low\",W425=\"No\",\"Low\",W425=\"Unknown\",\"None\",X425=\"Deficiency\",\"None\",W425=\"Yes\",\"High\",W425=\"\",\"None\")","v":"None"},0,0,0,0,{"$f":"_xlfn.CONCAT(LEFT(H425,3),\"-\")&IF(H425=\"-\",0,COUNTIF($H$4:H425,H425))","v":"-0"},{"$f":"_xlfn.IFS($H425<=0,\"-\",AS425=1,_xlfn.CONCAT(\"FUN_NONDEF\",\"-DCON_\",LEFT(AQ425,1),\"-FCON_\",LEFT(AR425,1)),AT425=1,_xlfn.CONCAT(\"FUN_DEF\",\"-DCON_\",LEFT(AQ425,1),\"-FCON_\",LEFT(AR425,1)),AU425=1,_xlfn.CONCAT(\"NONFUN_NONDEF\",\"-DCON_\",LEFT(AQ425,1),\"-FCON_\",LEFT(AR425,1)),AV425=1,_xlfn.CONCAT(\"NONFUN_DEF\",\"-DCON_\",LEFT(AQ425,1),\"-FCON_\",LEFT(AR425,1)),AS425+AT425+AU425+AV425<1,_xlfn.CONCAT(\"-\"))","v":"-"}]
[null,null,null,null,null,null,null,null,null,null,null,null,null,null,null,null,null,null,null,null,null,0,null,null,null,null,null,null,null,null,null,0,0,0,0,"Unknown",{"$f":"_xlfn.IFS(G426=\"Natural\",0,H426=\"\",0,H426=\"COASTAL-CONSTRUCTED\",0,G426=\"Constructed\",_xlfn.XLOOKUP($H426,'Data Categories'!$U$4:$U$25,'Data Categories'!$V$4:V$25))","v":0},{"$f":"_xlfn.IFS(AK426=\"\",0,AJ426=\"Unknown\",0,AK426>1,AK426-AJ426,AK426=0,0)","v":0},{"$f":"_xlfn.IFS(Y426=\"\",0,Y426>1920,_xlfn.XLOOKUP($H426,'Data Categories'!$AE$20:$AE$42,'Data Categories'!$AG$20:$AG$42,0))","v":0},{"$f":"_xlfn.IFS(Y426=\"\",0,Y426>0,(2025-Y426))","v":0},{"$f":"_xlfn.IFS(Z426=\"Non-Deficient\",\"Non-Deficient\",Z426=\"Deficient\",\"Deficient\",AB426=\"Deficient\",\"Deficient\",Z426=\"Non-Deficient\",\"Non-Deficient\",AB426=\"Non-Deficient\",\"Non-Deficient\",P426=\"\",\"None\",AL426<0,\"Deficient\",AL426>10,\"Non-Deficient\")","v":"None"},{"$f":"_xlfn.IFS(H426=\"LOW WATER CROSSING\",\"Non-Functional\",G426=\"Natural\",\"Functional\",AA426=\"Functional\",\"Functional\",AC426=\"Functional\",\"Functional\",AA426=\"Non-Functional\",\"Non-Functional\",AC426=\"Non-Functional\",\"Non-Functional\",AA426=\"Unknown\",\"Unknown\",AC426=\"Unknown\",\"Unknown\",AA426=\"\",\"None\")","v":"None"},{"$f":"_xlfn.IFS(X426=\"Functionality\",\"Low\",W426=\"No\",\"Low\",Y426>=2015,\"High\",Y426>=1920,\"Low\",W426=\"\",\"None\",W426=\"Unknown\",\"None\")","v":"None"},{"$f":"_xlfn.IFS(H426=\"LOW WATER CROSSING\",\"Unknown\",G426=\"Natural\",\"None\",AM426<AN426,\"High\",AC426=\"Functional\",\"Low\",AC426=\"Non-Functional\",\"Low\",W426=\"No\",\"Low\",W426=\"Unknown\",\"None\",X426=\"Deficiency\",\"None\",W426=\"Yes\",\"High\",W426=\"\",\"None\")","v":"None"},0,0,0,0,{"$f":"_xlfn.CONCAT(LEFT(H426,3),\"-\")&IF(H426=\"-\",0,COUNTIF($H$4:H426,H426))","v":"-0"},{"$f":"_xlfn.IFS($H426<=0,\"-\",AS426=1,_xlfn.CONCAT(\"FUN_NONDEF\",\"-DCON_\",LEFT(AQ426,1),\"-FCON_\",LEFT(AR426,1)),AT426=1,_xlfn.CONCAT(\"FUN_DEF\",\"-DCON_\",LEFT(AQ426,1),\"-FCON_\",LEFT(AR426,1)),AU426=1,_xlfn.CONCAT(\"NONFUN_NONDEF\",\"-DCON_\",LEFT(AQ426,1),\"-FCON_\",LEFT(AR426,1)),AV426=1,_xlfn.CONCAT(\"NONFUN_DEF\",\"-DCON_\",LEFT(AQ426,1),\"-FCON_\",LEFT(AR426,1)),AS426+AT426+AU426+AV426<1,_xlfn.CONCAT(\"-\"))","v":"-"}]
[null,null,null,null,null,null,null,null,null,null,null,null,null,null,null,null,null,null,null,null,null,0,null,null,null,null,null,null,null,null,null,0,0,0,0,"Unknown",{"$f":"_xlfn.IFS(G427=\"Natural\",0,H427=\"\",0,H427=\"COASTAL-CONSTRUCTED\",0,G427=\"Constructed\",_xlfn.XLOOKUP($H427,'Data Categories'!$U$4:$U$25,'Data Categories'!$V$4:V$25))","v":0},{"$f":"_xlfn.IFS(AK427=\"\",0,AJ427=\"Unknown\",0,AK427>1,AK427-AJ427,AK427=0,0)","v":0},{"$f":"_xlfn.IFS(Y427=\"\",0,Y427>1920,_xlfn.XLOOKUP($H427,'Data Categories'!$AE$20:$AE$42,'Data Categories'!$AG$20:$AG$42,0))","v":0},{"$f":"_xlfn.IFS(Y427=\"\",0,Y427>0,(2025-Y427))","v":0},{"$f":"_xlfn.IFS(Z427=\"Non-Deficient\",\"Non-Deficient\",Z427=\"Deficient\",\"Deficient\",AB427=\"Deficient\",\"Deficient\",Z427=\"Non-Deficient\",\"Non-Deficient\",AB427=\"Non-Deficient\",\"Non-Deficient\",P427=\"\",\"None\",AL427<0,\"Deficient\",AL427>10,\"Non-Deficient\")","v":"None"},{"$f":"_xlfn.IFS(H427=\"LOW WATER CROSSING\",\"Non-Functional\",G427=\"Natural\",\"Functional\",AA427=\"Functional\",\"Functional\",AC427=\"Functional\",\"Functional\",AA427=\"Non-Functional\",\"Non-Functional\",AC427=\"Non-Functional\",\"Non-Functional\",AA427=\"Unknown\",\"Unknown\",AC427=\"Unknown\",\"Unknown\",AA427=\"\",\"None\")","v":"None"},{"$f":"_xlfn.IFS(X427=\"Functionality\",\"Low\",W427=\"No\",\"Low\",Y427>=2015,\"High\",Y427>=1920,\"Low\",W427=\"\",\"None\",W427=\"Unknown\",\"None\")","v":"None"},{"$f":"_xlfn.IFS(H427=\"LOW WATER CROSSING\",\"Unknown\",G427=\"Natural\",\"None\",AM427<AN427,\"High\",AC427=\"Functional\",\"Low\",AC427=\"Non-Functional\",\"Low\",W427=\"No\",\"Low\",W427=\"Unknown\",\"None\",X427=\"Deficiency\",\"None\",W427=\"Yes\",\"High\",W427=\"\",\"None\")","v":"None"},0,0,0,0,{"$f":"_xlfn.CONCAT(LEFT(H427,3),\"-\")&IF(H427=\"-\",0,COUNTIF($H$4:H427,H427))","v":"-0"},{"$f":"_xlfn.IFS($H427<=0,\"-\",AS427=1,_xlfn.CONCAT(\"FUN_NONDEF\",\"-DCON_\",LEFT(AQ427,1),\"-FCON_\",LEFT(AR427,1)),AT427=1,_xlfn.CONCAT(\"FUN_DEF\",\"-DCON_\",LEFT(AQ427,1),\"-FCON_\",LEFT(AR427,1)),AU427=1,_xlfn.CONCAT(\"NONFUN_NONDEF\",\"-DCON_\",LEFT(AQ427,1),\"-FCON_\",LEFT(AR427,1)),AV427=1,_xlfn.CONCAT(\"NONFUN_DEF\",\"-DCON_\",LEFT(AQ427,1),\"-FCON_\",LEFT(AR427,1)),AS427+AT427+AU427+AV427<1,_xlfn.CONCAT(\"-\"))","v":"-"}]
[null,null,null,null,null,null,null,null,null,null,null,null,null,null,null,null,null,null,null,null,null,0,null,null,null,null,null,null,null,null,null,0,0,0,0,"Unknown",{"$f":"_xlfn.IFS(G428=\"Natural\",0,H428=\"\",0,H428=\"COASTAL-CONSTRUCTED\",0,G428=\"Constructed\",_xlfn.XLOOKUP($H428,'Data Categories'!$U$4:$U$25,'Data Categories'!$V$4:V$25))","v":0},{"$f":"_xlfn.IFS(AK428=\"\",0,AJ428=\"Unknown\",0,AK428>1,AK428-AJ428,AK428=0,0)","v":0},{"$f":"_xlfn.IFS(Y428=\"\",0,Y428>1920,_xlfn.XLOOKUP($H428,'Data Categories'!$AE$20:$AE$42,'Data Categories'!$AG$20:$AG$42,0))","v":0},{"$f":"_xlfn.IFS(Y428=\"\",0,Y428>0,(2025-Y428))","v":0},{"$f":"_xlfn.IFS(Z428=\"Non-Deficient\",\"Non-Deficient\",Z428=\"Deficient\",\"Deficient\",AB428=\"Deficient\",\"Deficient\",Z428=\"Non-Deficient\",\"Non-Deficient\",AB428=\"Non-Deficient\",\"Non-Deficient\",P428=\"\",\"None\",AL428<0,\"Deficient\",AL428>10,\"Non-Deficient\")","v":"None"},{"$f":"_xlfn.IFS(H428=\"LOW WATER CROSSING\",\"Non-Functional\",G428=\"Natural\",\"Functional\",AA428=\"Functional\",\"Functional\",AC428=\"Functional\",\"Functional\",AA428=\"Non-Functional\",\"Non-Functional\",AC428=\"Non-Functional\",\"Non-Functional\",AA428=\"Unknown\",\"Unknown\",AC428=\"Unknown\",\"Unknown\",AA428=\"\",\"None\")","v":"None"},{"$f":"_xlfn.IFS(X428=\"Functionality\",\"Low\",W428=\"No\",\"Low\",Y428>=2015,\"High\",Y428>=1920,\"Low\",W428=\"\",\"None\",W428=\"Unknown\",\"None\")","v":"None"},{"$f":"_xlfn.IFS(H428=\"LOW WATER CROSSING\",\"Unknown\",G428=\"Natural\",\"None\",AM428<AN428,\"High\",AC428=\"Functional\",\"Low\",AC428=\"Non-Functional\",\"Low\",W428=\"No\",\"Low\",W428=\"Unknown\",\"None\",X428=\"Deficiency\",\"None\",W428=\"Yes\",\"High\",W428=\"\",\"None\")","v":"None"},0,0,0,0,{"$f":"_xlfn.CONCAT(LEFT(H428,3),\"-\")&IF(H428=\"-\",0,COUNTIF($H$4:H428,H428))","v":"-0"},{"$f":"_xlfn.IFS($H428<=0,\"-\",AS428=1,_xlfn.CONCAT(\"FUN_NONDEF\",\"-DCON_\",LEFT(AQ428,1),\"-FCON_\",LEFT(AR428,1)),AT428=1,_xlfn.CONCAT(\"FUN_DEF\",\"-DCON_\",LEFT(AQ428,1),\"-FCON_\",LEFT(AR428,1)),AU428=1,_xlfn.CONCAT(\"NONFUN_NONDEF\",\"-DCON_\",LEFT(AQ428,1),\"-FCON_\",LEFT(AR428,1)),AV428=1,_xlfn.CONCAT(\"NONFUN_DEF\",\"-DCON_\",LEFT(AQ428,1),\"-FCON_\",LEFT(AR428,1)),AS428+AT428+AU428+AV428<1,_xlfn.CONCAT(\"-\"))","v":"-"}]
[null,null,null,null,null,null,null,null,null,null,null,null,null,null,null,null,null,null,null,null,null,0,null,null,null,null,null,null,null,null,null,0,0,0,0,"Unknown",{"$f":"_xlfn.IFS(G429=\"Natural\",0,H429=\"\",0,H429=\"COASTAL-CONSTRUCTED\",0,G429=\"Constructed\",_xlfn.XLOOKUP($H429,'Data Categories'!$U$4:$U$25,'Data Categories'!$V$4:V$25))","v":0},{"$f":"_xlfn.IFS(AK429=\"\",0,AJ429=\"Unknown\",0,AK429>1,AK429-AJ429,AK429=0,0)","v":0},{"$f":"_xlfn.IFS(Y429=\"\",0,Y429>1920,_xlfn.XLOOKUP($H429,'Data Categories'!$AE$20:$AE$42,'Data Categories'!$AG$20:$AG$42,0))","v":0},{"$f":"_xlfn.IFS(Y429=\"\",0,Y429>0,(2025-Y429))","v":0},{"$f":"_xlfn.IFS(Z429=\"Non-Deficient\",\"Non-Deficient\",Z429=\"Deficient\",\"Deficient\",AB429=\"Deficient\",\"Deficient\",Z429=\"Non-Deficient\",\"Non-Deficient\",AB429=\"Non-Deficient\",\"Non-Deficient\",P429=\"\",\"None\",AL429<0,\"Deficient\",AL429>10,\"Non-Deficient\")","v":"None"},{"$f":"_xlfn.IFS(H429=\"LOW WATER CROSSING\",\"Non-Functional\",G429=\"Natural\",\"Functional\",AA429=\"Functional\",\"Functional\",AC429=\"Functional\",\"Functional\",AA429=\"Non-Functional\",\"Non-Functional\",AC429=\"Non-Functional\",\"Non-Functional\",AA429=\"Unknown\",\"Unknown\",AC429=\"Unknown\",\"Unknown\",AA429=\"\",\"None\")","v":"None"},{"$f":"_xlfn.IFS(X429=\"Functionality\",\"Low\",W429=\"No\",\"Low\",Y429>=2015,\"High\",Y429>=1920,\"Low\",W429=\"\",\"None\",W429=\"Unknown\",\"None\")","v":"None"},{"$f":"_xlfn.IFS(H429=\"LOW WATER CROSSING\",\"Unknown\",G429=\"Natural\",\"None\",AM429<AN429,\"High\",AC429=\"Functional\",\"Low\",AC429=\"Non-Functional\",\"Low\",W429=\"No\",\"Low\",W429=\"Unknown\",\"None\",X429=\"Deficiency\",\"None\",W429=\"Yes\",\"High\",W429=\"\",\"None\")","v":"None"},0,0,0,0,{"$f":"_xlfn.CONCAT(LEFT(H429,3),\"-\")&IF(H429=\"-\",0,COUNTIF($H$4:H429,H429))","v":"-0"},{"$f":"_xlfn.IFS($H429<=0,\"-\",AS429=1,_xlfn.CONCAT(\"FUN_NONDEF\",\"-DCON_\",LEFT(AQ429,1),\"-FCON_\",LEFT(AR429,1)),AT429=1,_xlfn.CONCAT(\"FUN_DEF\",\"-DCON_\",LEFT(AQ429,1),\"-FCON_\",LEFT(AR429,1)),AU429=1,_xlfn.CONCAT(\"NONFUN_NONDEF\",\"-DCON_\",LEFT(AQ429,1),\"-FCON_\",LEFT(AR429,1)),AV429=1,_xlfn.CONCAT(\"NONFUN_DEF\",\"-DCON_\",LEFT(AQ429,1),\"-FCON_\",LEFT(AR429,1)),AS429+AT429+AU429+AV429<1,_xlfn.CONCAT(\"-\"))","v":"-"}]
[null,null,null,null,null,null,null,null,null,null,null,null,null,null,null,null,null,null,null,null,null,0,null,null,null,null,null,null,null,null,null,0,0,0,0,"Unknown",{"$f":"_xlfn.IFS(G430=\"Natural\",0,H430=\"\",0,H430=\"COASTAL-CONSTRUCTED\",0,G430=\"Constructed\",_xlfn.XLOOKUP($H430,'Data Categories'!$U$4:$U$25,'Data Categories'!$V$4:V$25))","v":0},{"$f":"_xlfn.IFS(AK430=\"\",0,AJ430=\"Unknown\",0,AK430>1,AK430-AJ430,AK430=0,0)","v":0},{"$f":"_xlfn.IFS(Y430=\"\",0,Y430>1920,_xlfn.XLOOKUP($H430,'Data Categories'!$AE$20:$AE$42,'Data Categories'!$AG$20:$AG$42,0))","v":0},{"$f":"_xlfn.IFS(Y430=\"\",0,Y430>0,(2025-Y430))","v":0},{"$f":"_xlfn.IFS(Z430=\"Non-Deficient\",\"Non-Deficient\",Z430=\"Deficient\",\"Deficient\",AB430=\"Deficient\",\"Deficient\",Z430=\"Non-Deficient\",\"Non-Deficient\",AB430=\"Non-Deficient\",\"Non-Deficient\",P430=\"\",\"None\",AL430<0,\"Deficient\",AL430>10,\"Non-Deficient\")","v":"None"},{"$f":"_xlfn.IFS(H430=\"LOW WATER CROSSING\",\"Non-Functional\",G430=\"Natural\",\"Functional\",AA430=\"Functional\",\"Functional\",AC430=\"Functional\",\"Functional\",AA430=\"Non-Functional\",\"Non-Functional\",AC430=\"Non-Functional\",\"Non-Functional\",AA430=\"Unknown\",\"Unknown\",AC430=\"Unknown\",\"Unknown\",AA430=\"\",\"None\")","v":"None"},{"$f":"_xlfn.IFS(X430=\"Functionality\",\"Low\",W430=\"No\",\"Low\",Y430>=2015,\"High\",Y430>=1920,\"Low\",W430=\"\",\"None\",W430=\"Unknown\",\"None\")","v":"None"},{"$f":"_xlfn.IFS(H430=\"LOW WATER CROSSING\",\"Unknown\",G430=\"Natural\",\"None\",AM430<AN430,\"High\",AC430=\"Functional\",\"Low\",AC430=\"Non-Functional\",\"Low\",W430=\"No\",\"Low\",W430=\"Unknown\",\"None\",X430=\"Deficiency\",\"None\",W430=\"Yes\",\"High\",W430=\"\",\"None\")","v":"None"},0,0,0,0,{"$f":"_xlfn.CONCAT(LEFT(H430,3),\"-\")&IF(H430=\"-\",0,COUNTIF($H$4:H430,H430))","v":"-0"},{"$f":"_xlfn.IFS($H430<=0,\"-\",AS430=1,_xlfn.CONCAT(\"FUN_NONDEF\",\"-DCON_\",LEFT(AQ430,1),\"-FCON_\",LEFT(AR430,1)),AT430=1,_xlfn.CONCAT(\"FUN_DEF\",\"-DCON_\",LEFT(AQ430,1),\"-FCON_\",LEFT(AR430,1)),AU430=1,_xlfn.CONCAT(\"NONFUN_NONDEF\",\"-DCON_\",LEFT(AQ430,1),\"-FCON_\",LEFT(AR430,1)),AV430=1,_xlfn.CONCAT(\"NONFUN_DEF\",\"-DCON_\",LEFT(AQ430,1),\"-FCON_\",LEFT(AR430,1)),AS430+AT430+AU430+AV430<1,_xlfn.CONCAT(\"-\"))","v":"-"}]
[null,null,null,null,null,null,null,null,null,null,null,null,null,null,null,null,null,null,null,null,null,0,null,null,null,null,null,null,null,null,null,0,0,0,0,"Unknown",{"$f":"_xlfn.IFS(G431=\"Natural\",0,H431=\"\",0,H431=\"COASTAL-CONSTRUCTED\",0,G431=\"Constructed\",_xlfn.XLOOKUP($H431,'Data Categories'!$U$4:$U$25,'Data Categories'!$V$4:V$25))","v":0},{"$f":"_xlfn.IFS(AK431=\"\",0,AJ431=\"Unknown\",0,AK431>1,AK431-AJ431,AK431=0,0)","v":0},{"$f":"_xlfn.IFS(Y431=\"\",0,Y431>1920,_xlfn.XLOOKUP($H431,'Data Categories'!$AE$20:$AE$42,'Data Categories'!$AG$20:$AG$42,0))","v":0},{"$f":"_xlfn.IFS(Y431=\"\",0,Y431>0,(2025-Y431))","v":0},{"$f":"_xlfn.IFS(Z431=\"Non-Deficient\",\"Non-Deficient\",Z431=\"Deficient\",\"Deficient\",AB431=\"Deficient\",\"Deficient\",Z431=\"Non-Deficient\",\"Non-Deficient\",AB431=\"Non-Deficient\",\"Non-Deficient\",P431=\"\",\"None\",AL431<0,\"Deficient\",AL431>10,\"Non-Deficient\")","v":"None"},{"$f":"_xlfn.IFS(H431=\"LOW WATER CROSSING\",\"Non-Functional\",G431=\"Natural\",\"Functional\",AA431=\"Functional\",\"Functional\",AC431=\"Functional\",\"Functional\",AA431=\"Non-Functional\",\"Non-Functional\",AC431=\"Non-Functional\",\"Non-Functional\",AA431=\"Unknown\",\"Unknown\",AC431=\"Unknown\",\"Unknown\",AA431=\"\",\"None\")","v":"None"},{"$f":"_xlfn.IFS(X431=\"Functionality\",\"Low\",W431=\"No\",\"Low\",Y431>=2015,\"High\",Y431>=1920,\"Low\",W431=\"\",\"None\",W431=\"Unknown\",\"None\")","v":"None"},{"$f":"_xlfn.IFS(H431=\"LOW WATER CROSSING\",\"Unknown\",G431=\"Natural\",\"None\",AM431<AN431,\"High\",AC431=\"Functional\",\"Low\",AC431=\"Non-Functional\",\"Low\",W431=\"No\",\"Low\",W431=\"Unknown\",\"None\",X431=\"Deficiency\",\"None\",W431=\"Yes\",\"High\",W431=\"\",\"None\")","v":"None"},0,0,0,0,{"$f":"_xlfn.CONCAT(LEFT(H431,3),\"-\")&IF(H431=\"-\",0,COUNTIF($H$4:H431,H431))","v":"-0"},{"$f":"_xlfn.IFS($H431<=0,\"-\",AS431=1,_xlfn.CONCAT(\"FUN_NONDEF\",\"-DCON_\",LEFT(AQ431,1),\"-FCON_\",LEFT(AR431,1)),AT431=1,_xlfn.CONCAT(\"FUN_DEF\",\"-DCON_\",LEFT(AQ431,1),\"-FCON_\",LEFT(AR431,1)),AU431=1,_xlfn.CONCAT(\"NONFUN_NONDEF\",\"-DCON_\",LEFT(AQ431,1),\"-FCON_\",LEFT(AR431,1)),AV431=1,_xlfn.CONCAT(\"NONFUN_DEF\",\"-DCON_\",LEFT(AQ431,1),\"-FCON_\",LEFT(AR431,1)),AS431+AT431+AU431+AV431<1,_xlfn.CONCAT(\"-\"))","v":"-"}]
[null,null,null,null,null,null,null,null,null,null,null,null,null,null,null,null,null,null,null,null,null,0,null,null,null,null,null,null,null,null,null,0,0,0,0,"Unknown",{"$f":"_xlfn.IFS(G432=\"Natural\",0,H432=\"\",0,H432=\"COASTAL-CONSTRUCTED\",0,G432=\"Constructed\",_xlfn.XLOOKUP($H432,'Data Categories'!$U$4:$U$25,'Data Categories'!$V$4:V$25))","v":0},{"$f":"_xlfn.IFS(AK432=\"\",0,AJ432=\"Unknown\",0,AK432>1,AK432-AJ432,AK432=0,0)","v":0},{"$f":"_xlfn.IFS(Y432=\"\",0,Y432>1920,_xlfn.XLOOKUP($H432,'Data Categories'!$AE$20:$AE$42,'Data Categories'!$AG$20:$AG$42,0))","v":0},{"$f":"_xlfn.IFS(Y432=\"\",0,Y432>0,(2025-Y432))","v":0},{"$f":"_xlfn.IFS(Z432=\"Non-Deficient\",\"Non-Deficient\",Z432=\"Deficient\",\"Deficient\",AB432=\"Deficient\",\"Deficient\",Z432=\"Non-Deficient\",\"Non-Deficient\",AB432=\"Non-Deficient\",\"Non-Deficient\",P432=\"\",\"None\",AL432<0,\"Deficient\",AL432>10,\"Non-Deficient\")","v":"None"},{"$f":"_xlfn.IFS(H432=\"LOW WATER CROSSING\",\"Non-Functional\",G432=\"Natural\",\"Functional\",AA432=\"Functional\",\"Functional\",AC432=\"Functional\",\"Functional\",AA432=\"Non-Functional\",\"Non-Functional\",AC432=\"Non-Functional\",\"Non-Functional\",AA432=\"Unknown\",\"Unknown\",AC432=\"Unknown\",\"Unknown\",AA432=\"\",\"None\")","v":"None"},{"$f":"_xlfn.IFS(X432=\"Functionality\",\"Low\",W432=\"No\",\"Low\",Y432>=2015,\"High\",Y432>=1920,\"Low\",W432=\"\",\"None\",W432=\"Unknown\",\"None\")","v":"None"},{"$f":"_xlfn.IFS(H432=\"LOW WATER CROSSING\",\"Unknown\",G432=\"Natural\",\"None\",AM432<AN432,\"High\",AC432=\"Functional\",\"Low\",AC432=\"Non-Functional\",\"Low\",W432=\"No\",\"Low\",W432=\"Unknown\",\"None\",X432=\"Deficiency\",\"None\",W432=\"Yes\",\"High\",W432=\"\",\"None\")","v":"None"},0,0,0,0,{"$f":"_xlfn.CONCAT(LEFT(H432,3),\"-\")&IF(H432=\"-\",0,COUNTIF($H$4:H432,H432))","v":"-0"},{"$f":"_xlfn.IFS($H432<=0,\"-\",AS432=1,_xlfn.CONCAT(\"FUN_NONDEF\",\"-DCON_\",LEFT(AQ432,1),\"-FCON_\",LEFT(AR432,1)),AT432=1,_xlfn.CONCAT(\"FUN_DEF\",\"-DCON_\",LEFT(AQ432,1),\"-FCON_\",LEFT(AR432,1)),AU432=1,_xlfn.CONCAT(\"NONFUN_NONDEF\",\"-DCON_\",LEFT(AQ432,1),\"-FCON_\",LEFT(AR432,1)),AV432=1,_xlfn.CONCAT(\"NONFUN_DEF\",\"-DCON_\",LEFT(AQ432,1),\"-FCON_\",LEFT(AR432,1)),AS432+AT432+AU432+AV432<1,_xlfn.CONCAT(\"-\"))","v":"-"}]
[null,null,null,null,null,null,null,null,null,null,null,null,null,null,null,null,null,null,null,null,null,0,null,null,null,null,null,null,null,null,null,0,0,0,0,"Unknown",{"$f":"_xlfn.IFS(G433=\"Natural\",0,H433=\"\",0,H433=\"COASTAL-CONSTRUCTED\",0,G433=\"Constructed\",_xlfn.XLOOKUP($H433,'Data Categories'!$U$4:$U$25,'Data Categories'!$V$4:V$25))","v":0},{"$f":"_xlfn.IFS(AK433=\"\",0,AJ433=\"Unknown\",0,AK433>1,AK433-AJ433,AK433=0,0)","v":0},{"$f":"_xlfn.IFS(Y433=\"\",0,Y433>1920,_xlfn.XLOOKUP($H433,'Data Categories'!$AE$20:$AE$42,'Data Categories'!$AG$20:$AG$42,0))","v":0},{"$f":"_xlfn.IFS(Y433=\"\",0,Y433>0,(2025-Y433))","v":0},{"$f":"_xlfn.IFS(Z433=\"Non-Deficient\",\"Non-Deficient\",Z433=\"Deficient\",\"Deficient\",AB433=\"Deficient\",\"Deficient\",Z433=\"Non-Deficient\",\"Non-Deficient\",AB433=\"Non-Deficient\",\"Non-Deficient\",P433=\"\",\"None\",AL433<0,\"Deficient\",AL433>10,\"Non-Deficient\")","v":"None"},{"$f":"_xlfn.IFS(H433=\"LOW WATER CROSSING\",\"Non-Functional\",G433=\"Natural\",\"Functional\",AA433=\"Functional\",\"Functional\",AC433=\"Functional\",\"Functional\",AA433=\"Non-Functional\",\"Non-Functional\",AC433=\"Non-Functional\",\"Non-Functional\",AA433=\"Unknown\",\"Unknown\",AC433=\"Unknown\",\"Unknown\",AA433=\"\",\"None\")","v":"None"},{"$f":"_xlfn.IFS(X433=\"Functionality\",\"Low\",W433=\"No\",\"Low\",Y433>=2015,\"High\",Y433>=1920,\"Low\",W433=\"\",\"None\",W433=\"Unknown\",\"None\")","v":"None"},{"$f":"_xlfn.IFS(H433=\"LOW WATER CROSSING\",\"Unknown\",G433=\"Natural\",\"None\",AM433<AN433,\"High\",AC433=\"Functional\",\"Low\",AC433=\"Non-Functional\",\"Low\",W433=\"No\",\"Low\",W433=\"Unknown\",\"None\",X433=\"Deficiency\",\"None\",W433=\"Yes\",\"High\",W433=\"\",\"None\")","v":"None"},0,0,0,0,{"$f":"_xlfn.CONCAT(LEFT(H433,3),\"-\")&IF(H433=\"-\",0,COUNTIF($H$4:H433,H433))","v":"-0"},{"$f":"_xlfn.IFS($H433<=0,\"-\",AS433=1,_xlfn.CONCAT(\"FUN_NONDEF\",\"-DCON_\",LEFT(AQ433,1),\"-FCON_\",LEFT(AR433,1)),AT433=1,_xlfn.CONCAT(\"FUN_DEF\",\"-DCON_\",LEFT(AQ433,1),\"-FCON_\",LEFT(AR433,1)),AU433=1,_xlfn.CONCAT(\"NONFUN_NONDEF\",\"-DCON_\",LEFT(AQ433,1),\"-FCON_\",LEFT(AR433,1)),AV433=1,_xlfn.CONCAT(\"NONFUN_DEF\",\"-DCON_\",LEFT(AQ433,1),\"-FCON_\",LEFT(AR433,1)),AS433+AT433+AU433+AV433<1,_xlfn.CONCAT(\"-\"))","v":"-"}]
[null,null,null,null,null,null,null,null,null,null,null,null,null,null,null,null,null,null,null,null,null,0,null,null,null,null,null,null,null,null,null,0,0,0,0,"Unknown",{"$f":"_xlfn.IFS(G434=\"Natural\",0,H434=\"\",0,H434=\"COASTAL-CONSTRUCTED\",0,G434=\"Constructed\",_xlfn.XLOOKUP($H434,'Data Categories'!$U$4:$U$25,'Data Categories'!$V$4:V$25))","v":0},{"$f":"_xlfn.IFS(AK434=\"\",0,AJ434=\"Unknown\",0,AK434>1,AK434-AJ434,AK434=0,0)","v":0},{"$f":"_xlfn.IFS(Y434=\"\",0,Y434>1920,_xlfn.XLOOKUP($H434,'Data Categories'!$AE$20:$AE$42,'Data Categories'!$AG$20:$AG$42,0))","v":0},{"$f":"_xlfn.IFS(Y434=\"\",0,Y434>0,(2025-Y434))","v":0},{"$f":"_xlfn.IFS(Z434=\"Non-Deficient\",\"Non-Deficient\",Z434=\"Deficient\",\"Deficient\",AB434=\"Deficient\",\"Deficient\",Z434=\"Non-Deficient\",\"Non-Deficient\",AB434=\"Non-Deficient\",\"Non-Deficient\",P434=\"\",\"None\",AL434<0,\"Deficient\",AL434>10,\"Non-Deficient\")","v":"None"},{"$f":"_xlfn.IFS(H434=\"LOW WATER CROSSING\",\"Non-Functional\",G434=\"Natural\",\"Functional\",AA434=\"Functional\",\"Functional\",AC434=\"Functional\",\"Functional\",AA434=\"Non-Functional\",\"Non-Functional\",AC434=\"Non-Functional\",\"Non-Functional\",AA434=\"Unknown\",\"Unknown\",AC434=\"Unknown\",\"Unknown\",AA434=\"\",\"None\")","v":"None"},{"$f":"_xlfn.IFS(X434=\"Functionality\",\"Low\",W434=\"No\",\"Low\",Y434>=2015,\"High\",Y434>=1920,\"Low\",W434=\"\",\"None\",W434=\"Unknown\",\"None\")","v":"None"},{"$f":"_xlfn.IFS(H434=\"LOW WATER CROSSING\",\"Unknown\",G434=\"Natural\",\"None\",AM434<AN434,\"High\",AC434=\"Functional\",\"Low\",AC434=\"Non-Functional\",\"Low\",W434=\"No\",\"Low\",W434=\"Unknown\",\"None\",X434=\"Deficiency\",\"None\",W434=\"Yes\",\"High\",W434=\"\",\"None\")","v":"None"},0,0,0,0,{"$f":"_xlfn.CONCAT(LEFT(H434,3),\"-\")&IF(H434=\"-\",0,COUNTIF($H$4:H434,H434))","v":"-0"},{"$f":"_xlfn.IFS($H434<=0,\"-\",AS434=1,_xlfn.CONCAT(\"FUN_NONDEF\",\"-DCON_\",LEFT(AQ434,1),\"-FCON_\",LEFT(AR434,1)),AT434=1,_xlfn.CONCAT(\"FUN_DEF\",\"-DCON_\",LEFT(AQ434,1),\"-FCON_\",LEFT(AR434,1)),AU434=1,_xlfn.CONCAT(\"NONFUN_NONDEF\",\"-DCON_\",LEFT(AQ434,1),\"-FCON_\",LEFT(AR434,1)),AV434=1,_xlfn.CONCAT(\"NONFUN_DEF\",\"-DCON_\",LEFT(AQ434,1),\"-FCON_\",LEFT(AR434,1)),AS434+AT434+AU434+AV434<1,_xlfn.CONCAT(\"-\"))","v":"-"}]
[null,null,null,null,null,null,null,null,null,null,null,null,null,null,null,null,null,null,null,null,null,0,null,null,null,null,null,null,null,null,null,0,0,0,0,"Unknown",{"$f":"_xlfn.IFS(G435=\"Natural\",0,H435=\"\",0,H435=\"COASTAL-CONSTRUCTED\",0,G435=\"Constructed\",_xlfn.XLOOKUP($H435,'Data Categories'!$U$4:$U$25,'Data Categories'!$V$4:V$25))","v":0},{"$f":"_xlfn.IFS(AK435=\"\",0,AJ435=\"Unknown\",0,AK435>1,AK435-AJ435,AK435=0,0)","v":0},{"$f":"_xlfn.IFS(Y435=\"\",0,Y435>1920,_xlfn.XLOOKUP($H435,'Data Categories'!$AE$20:$AE$42,'Data Categories'!$AG$20:$AG$42,0))","v":0},{"$f":"_xlfn.IFS(Y435=\"\",0,Y435>0,(2025-Y435))","v":0},{"$f":"_xlfn.IFS(Z435=\"Non-Deficient\",\"Non-Deficient\",Z435=\"Deficient\",\"Deficient\",AB435=\"Deficient\",\"Deficient\",Z435=\"Non-Deficient\",\"Non-Deficient\",AB435=\"Non-Deficient\",\"Non-Deficient\",P435=\"\",\"None\",AL435<0,\"Deficient\",AL435>10,\"Non-Deficient\")","v":"None"},{"$f":"_xlfn.IFS(H435=\"LOW WATER CROSSING\",\"Non-Functional\",G435=\"Natural\",\"Functional\",AA435=\"Functional\",\"Functional\",AC435=\"Functional\",\"Functional\",AA435=\"Non-Functional\",\"Non-Functional\",AC435=\"Non-Functional\",\"Non-Functional\",AA435=\"Unknown\",\"Unknown\",AC435=\"Unknown\",\"Unknown\",AA435=\"\",\"None\")","v":"None"},{"$f":"_xlfn.IFS(X435=\"Functionality\",\"Low\",W435=\"No\",\"Low\",Y435>=2015,\"High\",Y435>=1920,\"Low\",W435=\"\",\"None\",W435=\"Unknown\",\"None\")","v":"None"},{"$f":"_xlfn.IFS(H435=\"LOW WATER CROSSING\",\"Unknown\",G435=\"Natural\",\"None\",AM435<AN435,\"High\",AC435=\"Functional\",\"Low\",AC435=\"Non-Functional\",\"Low\",W435=\"No\",\"Low\",W435=\"Unknown\",\"None\",X435=\"Deficiency\",\"None\",W435=\"Yes\",\"High\",W435=\"\",\"None\")","v":"None"},0,0,0,0,{"$f":"_xlfn.CONCAT(LEFT(H435,3),\"-\")&IF(H435=\"-\",0,COUNTIF($H$4:H435,H435))","v":"-0"},{"$f":"_xlfn.IFS($H435<=0,\"-\",AS435=1,_xlfn.CONCAT(\"FUN_NONDEF\",\"-DCON_\",LEFT(AQ435,1),\"-FCON_\",LEFT(AR435,1)),AT435=1,_xlfn.CONCAT(\"FUN_DEF\",\"-DCON_\",LEFT(AQ435,1),\"-FCON_\",LEFT(AR435,1)),AU435=1,_xlfn.CONCAT(\"NONFUN_NONDEF\",\"-DCON_\",LEFT(AQ435,1),\"-FCON_\",LEFT(AR435,1)),AV435=1,_xlfn.CONCAT(\"NONFUN_DEF\",\"-DCON_\",LEFT(AQ435,1),\"-FCON_\",LEFT(AR435,1)),AS435+AT435+AU435+AV435<1,_xlfn.CONCAT(\"-\"))","v":"-"}]
[null,null,null,null,null,null,null,null,null,null,null,null,null,null,null,null,null,null,null,null,null,0,null,null,null,null,null,null,null,null,null,0,0,0,0,"Unknown",{"$f":"_xlfn.IFS(G436=\"Natural\",0,H436=\"\",0,H436=\"COASTAL-CONSTRUCTED\",0,G436=\"Constructed\",_xlfn.XLOOKUP($H436,'Data Categories'!$U$4:$U$25,'Data Categories'!$V$4:V$25))","v":0},{"$f":"_xlfn.IFS(AK436=\"\",0,AJ436=\"Unknown\",0,AK436>1,AK436-AJ436,AK436=0,0)","v":0},{"$f":"_xlfn.IFS(Y436=\"\",0,Y436>1920,_xlfn.XLOOKUP($H436,'Data Categories'!$AE$20:$AE$42,'Data Categories'!$AG$20:$AG$42,0))","v":0},{"$f":"_xlfn.IFS(Y436=\"\",0,Y436>0,(2025-Y436))","v":0},{"$f":"_xlfn.IFS(Z436=\"Non-Deficient\",\"Non-Deficient\",Z436=\"Deficient\",\"Deficient\",AB436=\"Deficient\",\"Deficient\",Z436=\"Non-Deficient\",\"Non-Deficient\",AB436=\"Non-Deficient\",\"Non-Deficient\",P436=\"\",\"None\",AL436<0,\"Deficient\",AL436>10,\"Non-Deficient\")","v":"None"},{"$f":"_xlfn.IFS(H436=\"LOW WATER CROSSING\",\"Non-Functional\",G436=\"Natural\",\"Functional\",AA436=\"Functional\",\"Functional\",AC436=\"Functional\",\"Functional\",AA436=\"Non-Functional\",\"Non-Functional\",AC436=\"Non-Functional\",\"Non-Functional\",AA436=\"Unknown\",\"Unknown\",AC436=\"Unknown\",\"Unknown\",AA436=\"\",\"None\")","v":"None"},{"$f":"_xlfn.IFS(X436=\"Functionality\",\"Low\",W436=\"No\",\"Low\",Y436>=2015,\"High\",Y436>=1920,\"Low\",W436=\"\",\"None\",W436=\"Unknown\",\"None\")","v":"None"},{"$f":"_xlfn.IFS(H436=\"LOW WATER CROSSING\",\"Unknown\",G436=\"Natural\",\"None\",AM436<AN436,\"High\",AC436=\"Functional\",\"Low\",AC436=\"Non-Functional\",\"Low\",W436=\"No\",\"Low\",W436=\"Unknown\",\"None\",X436=\"Deficiency\",\"None\",W436=\"Yes\",\"High\",W436=\"\",\"None\")","v":"None"},0,0,0,0,{"$f":"_xlfn.CONCAT(LEFT(H436,3),\"-\")&IF(H436=\"-\",0,COUNTIF($H$4:H436,H436))","v":"-0"},{"$f":"_xlfn.IFS($H436<=0,\"-\",AS436=1,_xlfn.CONCAT(\"FUN_NONDEF\",\"-DCON_\",LEFT(AQ436,1),\"-FCON_\",LEFT(AR436,1)),AT436=1,_xlfn.CONCAT(\"FUN_DEF\",\"-DCON_\",LEFT(AQ436,1),\"-FCON_\",LEFT(AR436,1)),AU436=1,_xlfn.CONCAT(\"NONFUN_NONDEF\",\"-DCON_\",LEFT(AQ436,1),\"-FCON_\",LEFT(AR436,1)),AV436=1,_xlfn.CONCAT(\"NONFUN_DEF\",\"-DCON_\",LEFT(AQ436,1),\"-FCON_\",LEFT(AR436,1)),AS436+AT436+AU436+AV436<1,_xlfn.CONCAT(\"-\"))","v":"-"}]
[null,null,null,null,null,null,null,null,null,null,null,null,null,null,null,null,null,null,null,null,null,0,null,null,null,null,null,null,null,null,null,0,0,0,0,"Unknown",{"$f":"_xlfn.IFS(G437=\"Natural\",0,H437=\"\",0,H437=\"COASTAL-CONSTRUCTED\",0,G437=\"Constructed\",_xlfn.XLOOKUP($H437,'Data Categories'!$U$4:$U$25,'Data Categories'!$V$4:V$25))","v":0},{"$f":"_xlfn.IFS(AK437=\"\",0,AJ437=\"Unknown\",0,AK437>1,AK437-AJ437,AK437=0,0)","v":0},{"$f":"_xlfn.IFS(Y437=\"\",0,Y437>1920,_xlfn.XLOOKUP($H437,'Data Categories'!$AE$20:$AE$42,'Data Categories'!$AG$20:$AG$42,0))","v":0},{"$f":"_xlfn.IFS(Y437=\"\",0,Y437>0,(2025-Y437))","v":0},{"$f":"_xlfn.IFS(Z437=\"Non-Deficient\",\"Non-Deficient\",Z437=\"Deficient\",\"Deficient\",AB437=\"Deficient\",\"Deficient\",Z437=\"Non-Deficient\",\"Non-Deficient\",AB437=\"Non-Deficient\",\"Non-Deficient\",P437=\"\",\"None\",AL437<0,\"Deficient\",AL437>10,\"Non-Deficient\")","v":"None"},{"$f":"_xlfn.IFS(H437=\"LOW WATER CROSSING\",\"Non-Functional\",G437=\"Natural\",\"Functional\",AA437=\"Functional\",\"Functional\",AC437=\"Functional\",\"Functional\",AA437=\"Non-Functional\",\"Non-Functional\",AC437=\"Non-Functional\",\"Non-Functional\",AA437=\"Unknown\",\"Unknown\",AC437=\"Unknown\",\"Unknown\",AA437=\"\",\"None\")","v":"None"},{"$f":"_xlfn.IFS(X437=\"Functionality\",\"Low\",W437=\"No\",\"Low\",Y437>=2015,\"High\",Y437>=1920,\"Low\",W437=\"\",\"None\",W437=\"Unknown\",\"None\")","v":"None"},{"$f":"_xlfn.IFS(H437=\"LOW WATER CROSSING\",\"Unknown\",G437=\"Natural\",\"None\",AM437<AN437,\"High\",AC437=\"Functional\",\"Low\",AC437=\"Non-Functional\",\"Low\",W437=\"No\",\"Low\",W437=\"Unknown\",\"None\",X437=\"Deficiency\",\"None\",W437=\"Yes\",\"High\",W437=\"\",\"None\")","v":"None"},0,0,0,0,{"$f":"_xlfn.CONCAT(LEFT(H437,3),\"-\")&IF(H437=\"-\",0,COUNTIF($H$4:H437,H437))","v":"-0"},{"$f":"_xlfn.IFS($H437<=0,\"-\",AS437=1,_xlfn.CONCAT(\"FUN_NONDEF\",\"-DCON_\",LEFT(AQ437,1),\"-FCON_\",LEFT(AR437,1)),AT437=1,_xlfn.CONCAT(\"FUN_DEF\",\"-DCON_\",LEFT(AQ437,1),\"-FCON_\",LEFT(AR437,1)),AU437=1,_xlfn.CONCAT(\"NONFUN_NONDEF\",\"-DCON_\",LEFT(AQ437,1),\"-FCON_\",LEFT(AR437,1)),AV437=1,_xlfn.CONCAT(\"NONFUN_DEF\",\"-DCON_\",LEFT(AQ437,1),\"-FCON_\",LEFT(AR437,1)),AS437+AT437+AU437+AV437<1,_xlfn.CONCAT(\"-\"))","v":"-"}]
[null,null,null,null,null,null,null,null,null,null,null,null,null,null,null,null,null,null,null,null,null,0,null,null,null,null,null,null,null,null,null,0,0,0,0,"Unknown",{"$f":"_xlfn.IFS(G438=\"Natural\",0,H438=\"\",0,H438=\"COASTAL-CONSTRUCTED\",0,G438=\"Constructed\",_xlfn.XLOOKUP($H438,'Data Categories'!$U$4:$U$25,'Data Categories'!$V$4:V$25))","v":0},{"$f":"_xlfn.IFS(AK438=\"\",0,AJ438=\"Unknown\",0,AK438>1,AK438-AJ438,AK438=0,0)","v":0},{"$f":"_xlfn.IFS(Y438=\"\",0,Y438>1920,_xlfn.XLOOKUP($H438,'Data Categories'!$AE$20:$AE$42,'Data Categories'!$AG$20:$AG$42,0))","v":0},{"$f":"_xlfn.IFS(Y438=\"\",0,Y438>0,(2025-Y438))","v":0},{"$f":"_xlfn.IFS(Z438=\"Non-Deficient\",\"Non-Deficient\",Z438=\"Deficient\",\"Deficient\",AB438=\"Deficient\",\"Deficient\",Z438=\"Non-Deficient\",\"Non-Deficient\",AB438=\"Non-Deficient\",\"Non-Deficient\",P438=\"\",\"None\",AL438<0,\"Deficient\",AL438>10,\"Non-Deficient\")","v":"None"},{"$f":"_xlfn.IFS(H438=\"LOW WATER CROSSING\",\"Non-Functional\",G438=\"Natural\",\"Functional\",AA438=\"Functional\",\"Functional\",AC438=\"Functional\",\"Functional\",AA438=\"Non-Functional\",\"Non-Functional\",AC438=\"Non-Functional\",\"Non-Functional\",AA438=\"Unknown\",\"Unknown\",AC438=\"Unknown\",\"Unknown\",AA438=\"\",\"None\")","v":"None"},{"$f":"_xlfn.IFS(X438=\"Functionality\",\"Low\",W438=\"No\",\"Low\",Y438>=2015,\"High\",Y438>=1920,\"Low\",W438=\"\",\"None\",W438=\"Unknown\",\"None\")","v":"None"},{"$f":"_xlfn.IFS(H438=\"LOW WATER CROSSING\",\"Unknown\",G438=\"Natural\",\"None\",AM438<AN438,\"High\",AC438=\"Functional\",\"Low\",AC438=\"Non-Functional\",\"Low\",W438=\"No\",\"Low\",W438=\"Unknown\",\"None\",X438=\"Deficiency\",\"None\",W438=\"Yes\",\"High\",W438=\"\",\"None\")","v":"None"},0,0,0,0,{"$f":"_xlfn.CONCAT(LEFT(H438,3),\"-\")&IF(H438=\"-\",0,COUNTIF($H$4:H438,H438))","v":"-0"},{"$f":"_xlfn.IFS($H438<=0,\"-\",AS438=1,_xlfn.CONCAT(\"FUN_NONDEF\",\"-DCON_\",LEFT(AQ438,1),\"-FCON_\",LEFT(AR438,1)),AT438=1,_xlfn.CONCAT(\"FUN_DEF\",\"-DCON_\",LEFT(AQ438,1),\"-FCON_\",LEFT(AR438,1)),AU438=1,_xlfn.CONCAT(\"NONFUN_NONDEF\",\"-DCON_\",LEFT(AQ438,1),\"-FCON_\",LEFT(AR438,1)),AV438=1,_xlfn.CONCAT(\"NONFUN_DEF\",\"-DCON_\",LEFT(AQ438,1),\"-FCON_\",LEFT(AR438,1)),AS438+AT438+AU438+AV438<1,_xlfn.CONCAT(\"-\"))","v":"-"}]
[null,null,null,null,null,null,null,null,null,null,null,null,null,null,null,null,null,null,null,null,null,0,null,null,null,null,null,null,null,null,null,0,0,0,0,"Unknown",{"$f":"_xlfn.IFS(G439=\"Natural\",0,H439=\"\",0,H439=\"COASTAL-CONSTRUCTED\",0,G439=\"Constructed\",_xlfn.XLOOKUP($H439,'Data Categories'!$U$4:$U$25,'Data Categories'!$V$4:V$25))","v":0},{"$f":"_xlfn.IFS(AK439=\"\",0,AJ439=\"Unknown\",0,AK439>1,AK439-AJ439,AK439=0,0)","v":0},{"$f":"_xlfn.IFS(Y439=\"\",0,Y439>1920,_xlfn.XLOOKUP($H439,'Data Categories'!$AE$20:$AE$42,'Data Categories'!$AG$20:$AG$42,0))","v":0},{"$f":"_xlfn.IFS(Y439=\"\",0,Y439>0,(2025-Y439))","v":0},{"$f":"_xlfn.IFS(Z439=\"Non-Deficient\",\"Non-Deficient\",Z439=\"Deficient\",\"Deficient\",AB439=\"Deficient\",\"Deficient\",Z439=\"Non-Deficient\",\"Non-Deficient\",AB439=\"Non-Deficient\",\"Non-Deficient\",P439=\"\",\"None\",AL439<0,\"Deficient\",AL439>10,\"Non-Deficient\")","v":"None"},{"$f":"_xlfn.IFS(H439=\"LOW WATER CROSSING\",\"Non-Functional\",G439=\"Natural\",\"Functional\",AA439=\"Functional\",\"Functional\",AC439=\"Functional\",\"Functional\",AA439=\"Non-Functional\",\"Non-Functional\",AC439=\"Non-Functional\",\"Non-Functional\",AA439=\"Unknown\",\"Unknown\",AC439=\"Unknown\",\"Unknown\",AA439=\"\",\"None\")","v":"None"},{"$f":"_xlfn.IFS(X439=\"Functionality\",\"Low\",W439=\"No\",\"Low\",Y439>=2015,\"High\",Y439>=1920,\"Low\",W439=\"\",\"None\",W439=\"Unknown\",\"None\")","v":"None"},{"$f":"_xlfn.IFS(H439=\"LOW WATER CROSSING\",\"Unknown\",G439=\"Natural\",\"None\",AM439<AN439,\"High\",AC439=\"Functional\",\"Low\",AC439=\"Non-Functional\",\"Low\",W439=\"No\",\"Low\",W439=\"Unknown\",\"None\",X439=\"Deficiency\",\"None\",W439=\"Yes\",\"High\",W439=\"\",\"None\")","v":"None"},0,0,0,0,{"$f":"_xlfn.CONCAT(LEFT(H439,3),\"-\")&IF(H439=\"-\",0,COUNTIF($H$4:H439,H439))","v":"-0"},{"$f":"_xlfn.IFS($H439<=0,\"-\",AS439=1,_xlfn.CONCAT(\"FUN_NONDEF\",\"-DCON_\",LEFT(AQ439,1),\"-FCON_\",LEFT(AR439,1)),AT439=1,_xlfn.CONCAT(\"FUN_DEF\",\"-DCON_\",LEFT(AQ439,1),\"-FCON_\",LEFT(AR439,1)),AU439=1,_xlfn.CONCAT(\"NONFUN_NONDEF\",\"-DCON_\",LEFT(AQ439,1),\"-FCON_\",LEFT(AR439,1)),AV439=1,_xlfn.CONCAT(\"NONFUN_DEF\",\"-DCON_\",LEFT(AQ439,1),\"-FCON_\",LEFT(AR439,1)),AS439+AT439+AU439+AV439<1,_xlfn.CONCAT(\"-\"))","v":"-"}]
[null,null,null,null,null,null,null,null,null,null,null,null,null,null,null,null,null,null,null,null,null,0,null,null,null,null,null,null,null,null,null,0,0,0,0,"Unknown",{"$f":"_xlfn.IFS(G440=\"Natural\",0,H440=\"\",0,H440=\"COASTAL-CONSTRUCTED\",0,G440=\"Constructed\",_xlfn.XLOOKUP($H440,'Data Categories'!$U$4:$U$25,'Data Categories'!$V$4:V$25))","v":0},{"$f":"_xlfn.IFS(AK440=\"\",0,AJ440=\"Unknown\",0,AK440>1,AK440-AJ440,AK440=0,0)","v":0},{"$f":"_xlfn.IFS(Y440=\"\",0,Y440>1920,_xlfn.XLOOKUP($H440,'Data Categories'!$AE$20:$AE$42,'Data Categories'!$AG$20:$AG$42,0))","v":0},{"$f":"_xlfn.IFS(Y440=\"\",0,Y440>0,(2025-Y440))","v":0},{"$f":"_xlfn.IFS(Z440=\"Non-Deficient\",\"Non-Deficient\",Z440=\"Deficient\",\"Deficient\",AB440=\"Deficient\",\"Deficient\",Z440=\"Non-Deficient\",\"Non-Deficient\",AB440=\"Non-Deficient\",\"Non-Deficient\",P440=\"\",\"None\",AL440<0,\"Deficient\",AL440>10,\"Non-Deficient\")","v":"None"},{"$f":"_xlfn.IFS(H440=\"LOW WATER CROSSING\",\"Non-Functional\",G440=\"Natural\",\"Functional\",AA440=\"Functional\",\"Functional\",AC440=\"Functional\",\"Functional\",AA440=\"Non-Functional\",\"Non-Functional\",AC440=\"Non-Functional\",\"Non-Functional\",AA440=\"Unknown\",\"Unknown\",AC440=\"Unknown\",\"Unknown\",AA440=\"\",\"None\")","v":"None"},{"$f":"_xlfn.IFS(X440=\"Functionality\",\"Low\",W440=\"No\",\"Low\",Y440>=2015,\"High\",Y440>=1920,\"Low\",W440=\"\",\"None\",W440=\"Unknown\",\"None\")","v":"None"},{"$f":"_xlfn.IFS(H440=\"LOW WATER CROSSING\",\"Unknown\",G440=\"Natural\",\"None\",AM440<AN440,\"High\",AC440=\"Functional\",\"Low\",AC440=\"Non-Functional\",\"Low\",W440=\"No\",\"Low\",W440=\"Unknown\",\"None\",X440=\"Deficiency\",\"None\",W440=\"Yes\",\"High\",W440=\"\",\"None\")","v":"None"},0,0,0,0,{"$f":"_xlfn.CONCAT(LEFT(H440,3),\"-\")&IF(H440=\"-\",0,COUNTIF($H$4:H440,H440))","v":"-0"},{"$f":"_xlfn.IFS($H440<=0,\"-\",AS440=1,_xlfn.CONCAT(\"FUN_NONDEF\",\"-DCON_\",LEFT(AQ440,1),\"-FCON_\",LEFT(AR440,1)),AT440=1,_xlfn.CONCAT(\"FUN_DEF\",\"-DCON_\",LEFT(AQ440,1),\"-FCON_\",LEFT(AR440,1)),AU440=1,_xlfn.CONCAT(\"NONFUN_NONDEF\",\"-DCON_\",LEFT(AQ440,1),\"-FCON_\",LEFT(AR440,1)),AV440=1,_xlfn.CONCAT(\"NONFUN_DEF\",\"-DCON_\",LEFT(AQ440,1),\"-FCON_\",LEFT(AR440,1)),AS440+AT440+AU440+AV440<1,_xlfn.CONCAT(\"-\"))","v":"-"}]
[null,null,null,null,null,null,null,null,null,null,null,null,null,null,null,null,null,null,null,null,null,0,null,null,null,null,null,null,null,null,null,0,0,0,0,"Unknown",{"$f":"_xlfn.IFS(G441=\"Natural\",0,H441=\"\",0,H441=\"COASTAL-CONSTRUCTED\",0,G441=\"Constructed\",_xlfn.XLOOKUP($H441,'Data Categories'!$U$4:$U$25,'Data Categories'!$V$4:V$25))","v":0},{"$f":"_xlfn.IFS(AK441=\"\",0,AJ441=\"Unknown\",0,AK441>1,AK441-AJ441,AK441=0,0)","v":0},{"$f":"_xlfn.IFS(Y441=\"\",0,Y441>1920,_xlfn.XLOOKUP($H441,'Data Categories'!$AE$20:$AE$42,'Data Categories'!$AG$20:$AG$42,0))","v":0},{"$f":"_xlfn.IFS(Y441=\"\",0,Y441>0,(2025-Y441))","v":0},{"$f":"_xlfn.IFS(Z441=\"Non-Deficient\",\"Non-Deficient\",Z441=\"Deficient\",\"Deficient\",AB441=\"Deficient\",\"Deficient\",Z441=\"Non-Deficient\",\"Non-Deficient\",AB441=\"Non-Deficient\",\"Non-Deficient\",P441=\"\",\"None\",AL441<0,\"Deficient\",AL441>10,\"Non-Deficient\")","v":"None"},{"$f":"_xlfn.IFS(H441=\"LOW WATER CROSSING\",\"Non-Functional\",G441=\"Natural\",\"Functional\",AA441=\"Functional\",\"Functional\",AC441=\"Functional\",\"Functional\",AA441=\"Non-Functional\",\"Non-Functional\",AC441=\"Non-Functional\",\"Non-Functional\",AA441=\"Unknown\",\"Unknown\",AC441=\"Unknown\",\"Unknown\",AA441=\"\",\"None\")","v":"None"},{"$f":"_xlfn.IFS(X441=\"Functionality\",\"Low\",W441=\"No\",\"Low\",Y441>=2015,\"High\",Y441>=1920,\"Low\",W441=\"\",\"None\",W441=\"Unknown\",\"None\")","v":"None"},{"$f":"_xlfn.IFS(H441=\"LOW WATER CROSSING\",\"Unknown\",G441=\"Natural\",\"None\",AM441<AN441,\"High\",AC441=\"Functional\",\"Low\",AC441=\"Non-Functional\",\"Low\",W441=\"No\",\"Low\",W441=\"Unknown\",\"None\",X441=\"Deficiency\",\"None\",W441=\"Yes\",\"High\",W441=\"\",\"None\")","v":"None"},0,0,0,0,{"$f":"_xlfn.CONCAT(LEFT(H441,3),\"-\")&IF(H441=\"-\",0,COUNTIF($H$4:H441,H441))","v":"-0"},{"$f":"_xlfn.IFS($H441<=0,\"-\",AS441=1,_xlfn.CONCAT(\"FUN_NONDEF\",\"-DCON_\",LEFT(AQ441,1),\"-FCON_\",LEFT(AR441,1)),AT441=1,_xlfn.CONCAT(\"FUN_DEF\",\"-DCON_\",LEFT(AQ441,1),\"-FCON_\",LEFT(AR441,1)),AU441=1,_xlfn.CONCAT(\"NONFUN_NONDEF\",\"-DCON_\",LEFT(AQ441,1),\"-FCON_\",LEFT(AR441,1)),AV441=1,_xlfn.CONCAT(\"NONFUN_DEF\",\"-DCON_\",LEFT(AQ441,1),\"-FCON_\",LEFT(AR441,1)),AS441+AT441+AU441+AV441<1,_xlfn.CONCAT(\"-\"))","v":"-"}]
[null,null,null,null,null,null,null,null,null,null,null,null,null,null,null,null,null,null,null,null,null,0,null,null,null,null,null,null,null,null,null,0,0,0,0,"Unknown",{"$f":"_xlfn.IFS(G442=\"Natural\",0,H442=\"\",0,H442=\"COASTAL-CONSTRUCTED\",0,G442=\"Constructed\",_xlfn.XLOOKUP($H442,'Data Categories'!$U$4:$U$25,'Data Categories'!$V$4:V$25))","v":0},{"$f":"_xlfn.IFS(AK442=\"\",0,AJ442=\"Unknown\",0,AK442>1,AK442-AJ442,AK442=0,0)","v":0},{"$f":"_xlfn.IFS(Y442=\"\",0,Y442>1920,_xlfn.XLOOKUP($H442,'Data Categories'!$AE$20:$AE$42,'Data Categories'!$AG$20:$AG$42,0))","v":0},{"$f":"_xlfn.IFS(Y442=\"\",0,Y442>0,(2025-Y442))","v":0},{"$f":"_xlfn.IFS(Z442=\"Non-Deficient\",\"Non-Deficient\",Z442=\"Deficient\",\"Deficient\",AB442=\"Deficient\",\"Deficient\",Z442=\"Non-Deficient\",\"Non-Deficient\",AB442=\"Non-Deficient\",\"Non-Deficient\",P442=\"\",\"None\",AL442<0,\"Deficient\",AL442>10,\"Non-Deficient\")","v":"None"},{"$f":"_xlfn.IFS(H442=\"LOW WATER CROSSING\",\"Non-Functional\",G442=\"Natural\",\"Functional\",AA442=\"Functional\",\"Functional\",AC442=\"Functional\",\"Functional\",AA442=\"Non-Functional\",\"Non-Functional\",AC442=\"Non-Functional\",\"Non-Functional\",AA442=\"Unknown\",\"Unknown\",AC442=\"Unknown\",\"Unknown\",AA442=\"\",\"None\")","v":"None"},{"$f":"_xlfn.IFS(X442=\"Functionality\",\"Low\",W442=\"No\",\"Low\",Y442>=2015,\"High\",Y442>=1920,\"Low\",W442=\"\",\"None\",W442=\"Unknown\",\"None\")","v":"None"},{"$f":"_xlfn.IFS(H442=\"LOW WATER CROSSING\",\"Unknown\",G442=\"Natural\",\"None\",AM442<AN442,\"High\",AC442=\"Functional\",\"Low\",AC442=\"Non-Functional\",\"Low\",W442=\"No\",\"Low\",W442=\"Unknown\",\"None\",X442=\"Deficiency\",\"None\",W442=\"Yes\",\"High\",W442=\"\",\"None\")","v":"None"},0,0,0,0,{"$f":"_xlfn.CONCAT(LEFT(H442,3),\"-\")&IF(H442=\"-\",0,COUNTIF($H$4:H442,H442))","v":"-0"},{"$f":"_xlfn.IFS($H442<=0,\"-\",AS442=1,_xlfn.CONCAT(\"FUN_NONDEF\",\"-DCON_\",LEFT(AQ442,1),\"-FCON_\",LEFT(AR442,1)),AT442=1,_xlfn.CONCAT(\"FUN_DEF\",\"-DCON_\",LEFT(AQ442,1),\"-FCON_\",LEFT(AR442,1)),AU442=1,_xlfn.CONCAT(\"NONFUN_NONDEF\",\"-DCON_\",LEFT(AQ442,1),\"-FCON_\",LEFT(AR442,1)),AV442=1,_xlfn.CONCAT(\"NONFUN_DEF\",\"-DCON_\",LEFT(AQ442,1),\"-FCON_\",LEFT(AR442,1)),AS442+AT442+AU442+AV442<1,_xlfn.CONCAT(\"-\"))","v":"-"}]
[null,null,null,null,null,null,null,null,null,null,null,null,null,null,null,null,null,null,null,null,null,0,null,null,null,null,null,null,null,null,null,0,0,0,0,"Unknown",{"$f":"_xlfn.IFS(G443=\"Natural\",0,H443=\"\",0,H443=\"COASTAL-CONSTRUCTED\",0,G443=\"Constructed\",_xlfn.XLOOKUP($H443,'Data Categories'!$U$4:$U$25,'Data Categories'!$V$4:V$25))","v":0},{"$f":"_xlfn.IFS(AK443=\"\",0,AJ443=\"Unknown\",0,AK443>1,AK443-AJ443,AK443=0,0)","v":0},{"$f":"_xlfn.IFS(Y443=\"\",0,Y443>1920,_xlfn.XLOOKUP($H443,'Data Categories'!$AE$20:$AE$42,'Data Categories'!$AG$20:$AG$42,0))","v":0},{"$f":"_xlfn.IFS(Y443=\"\",0,Y443>0,(2025-Y443))","v":0},{"$f":"_xlfn.IFS(Z443=\"Non-Deficient\",\"Non-Deficient\",Z443=\"Deficient\",\"Deficient\",AB443=\"Deficient\",\"Deficient\",Z443=\"Non-Deficient\",\"Non-Deficient\",AB443=\"Non-Deficient\",\"Non-Deficient\",P443=\"\",\"None\",AL443<0,\"Deficient\",AL443>10,\"Non-Deficient\")","v":"None"},{"$f":"_xlfn.IFS(H443=\"LOW WATER CROSSING\",\"Non-Functional\",G443=\"Natural\",\"Functional\",AA443=\"Functional\",\"Functional\",AC443=\"Functional\",\"Functional\",AA443=\"Non-Functional\",\"Non-Functional\",AC443=\"Non-Functional\",\"Non-Functional\",AA443=\"Unknown\",\"Unknown\",AC443=\"Unknown\",\"Unknown\",AA443=\"\",\"None\")","v":"None"},{"$f":"_xlfn.IFS(X443=\"Functionality\",\"Low\",W443=\"No\",\"Low\",Y443>=2015,\"High\",Y443>=1920,\"Low\",W443=\"\",\"None\",W443=\"Unknown\",\"None\")","v":"None"},{"$f":"_xlfn.IFS(H443=\"LOW WATER CROSSING\",\"Unknown\",G443=\"Natural\",\"None\",AM443<AN443,\"High\",AC443=\"Functional\",\"Low\",AC443=\"Non-Functional\",\"Low\",W443=\"No\",\"Low\",W443=\"Unknown\",\"None\",X443=\"Deficiency\",\"None\",W443=\"Yes\",\"High\",W443=\"\",\"None\")","v":"None"},0,0,0,0,{"$f":"_xlfn.CONCAT(LEFT(H443,3),\"-\")&IF(H443=\"-\",0,COUNTIF($H$4:H443,H443))","v":"-0"},{"$f":"_xlfn.IFS($H443<=0,\"-\",AS443=1,_xlfn.CONCAT(\"FUN_NONDEF\",\"-DCON_\",LEFT(AQ443,1),\"-FCON_\",LEFT(AR443,1)),AT443=1,_xlfn.CONCAT(\"FUN_DEF\",\"-DCON_\",LEFT(AQ443,1),\"-FCON_\",LEFT(AR443,1)),AU443=1,_xlfn.CONCAT(\"NONFUN_NONDEF\",\"-DCON_\",LEFT(AQ443,1),\"-FCON_\",LEFT(AR443,1)),AV443=1,_xlfn.CONCAT(\"NONFUN_DEF\",\"-DCON_\",LEFT(AQ443,1),\"-FCON_\",LEFT(AR443,1)),AS443+AT443+AU443+AV443<1,_xlfn.CONCAT(\"-\"))","v":"-"}]
[null,null,null,null,null,null,null,null,null,null,null,null,null,null,null,null,null,null,null,null,null,0,null,null,null,null,null,null,null,null,null,0,0,0,0,"Unknown",{"$f":"_xlfn.IFS(G444=\"Natural\",0,H444=\"\",0,H444=\"COASTAL-CONSTRUCTED\",0,G444=\"Constructed\",_xlfn.XLOOKUP($H444,'Data Categories'!$U$4:$U$25,'Data Categories'!$V$4:V$25))","v":0},{"$f":"_xlfn.IFS(AK444=\"\",0,AJ444=\"Unknown\",0,AK444>1,AK444-AJ444,AK444=0,0)","v":0},{"$f":"_xlfn.IFS(Y444=\"\",0,Y444>1920,_xlfn.XLOOKUP($H444,'Data Categories'!$AE$20:$AE$42,'Data Categories'!$AG$20:$AG$42,0))","v":0},{"$f":"_xlfn.IFS(Y444=\"\",0,Y444>0,(2025-Y444))","v":0},{"$f":"_xlfn.IFS(Z444=\"Non-Deficient\",\"Non-Deficient\",Z444=\"Deficient\",\"Deficient\",AB444=\"Deficient\",\"Deficient\",Z444=\"Non-Deficient\",\"Non-Deficient\",AB444=\"Non-Deficient\",\"Non-Deficient\",P444=\"\",\"None\",AL444<0,\"Deficient\",AL444>10,\"Non-Deficient\")","v":"None"},{"$f":"_xlfn.IFS(H444=\"LOW WATER CROSSING\",\"Non-Functional\",G444=\"Natural\",\"Functional\",AA444=\"Functional\",\"Functional\",AC444=\"Functional\",\"Functional\",AA444=\"Non-Functional\",\"Non-Functional\",AC444=\"Non-Functional\",\"Non-Functional\",AA444=\"Unknown\",\"Unknown\",AC444=\"Unknown\",\"Unknown\",AA444=\"\",\"None\")","v":"None"},{"$f":"_xlfn.IFS(X444=\"Functionality\",\"Low\",W444=\"No\",\"Low\",Y444>=2015,\"High\",Y444>=1920,\"Low\",W444=\"\",\"None\",W444=\"Unknown\",\"None\")","v":"None"},{"$f":"_xlfn.IFS(H444=\"LOW WATER CROSSING\",\"Unknown\",G444=\"Natural\",\"None\",AM444<AN444,\"High\",AC444=\"Functional\",\"Low\",AC444=\"Non-Functional\",\"Low\",W444=\"No\",\"Low\",W444=\"Unknown\",\"None\",X444=\"Deficiency\",\"None\",W444=\"Yes\",\"High\",W444=\"\",\"None\")","v":"None"},0,0,0,0,{"$f":"_xlfn.CONCAT(LEFT(H444,3),\"-\")&IF(H444=\"-\",0,COUNTIF($H$4:H444,H444))","v":"-0"},{"$f":"_xlfn.IFS($H444<=0,\"-\",AS444=1,_xlfn.CONCAT(\"FUN_NONDEF\",\"-DCON_\",LEFT(AQ444,1),\"-FCON_\",LEFT(AR444,1)),AT444=1,_xlfn.CONCAT(\"FUN_DEF\",\"-DCON_\",LEFT(AQ444,1),\"-FCON_\",LEFT(AR444,1)),AU444=1,_xlfn.CONCAT(\"NONFUN_NONDEF\",\"-DCON_\",LEFT(AQ444,1),\"-FCON_\",LEFT(AR444,1)),AV444=1,_xlfn.CONCAT(\"NONFUN_DEF\",\"-DCON_\",LEFT(AQ444,1),\"-FCON_\",LEFT(AR444,1)),AS444+AT444+AU444+AV444<1,_xlfn.CONCAT(\"-\"))","v":"-"}]
[null,null,null,null,null,null,null,null,null,null,null,null,null,null,null,null,null,null,null,null,null,0,null,null,null,null,null,null,null,null,null,0,0,0,0,"Unknown",{"$f":"_xlfn.IFS(G445=\"Natural\",0,H445=\"\",0,H445=\"COASTAL-CONSTRUCTED\",0,G445=\"Constructed\",_xlfn.XLOOKUP($H445,'Data Categories'!$U$4:$U$25,'Data Categories'!$V$4:V$25))","v":0},{"$f":"_xlfn.IFS(AK445=\"\",0,AJ445=\"Unknown\",0,AK445>1,AK445-AJ445,AK445=0,0)","v":0},{"$f":"_xlfn.IFS(Y445=\"\",0,Y445>1920,_xlfn.XLOOKUP($H445,'Data Categories'!$AE$20:$AE$42,'Data Categories'!$AG$20:$AG$42,0))","v":0},{"$f":"_xlfn.IFS(Y445=\"\",0,Y445>0,(2025-Y445))","v":0},{"$f":"_xlfn.IFS(Z445=\"Non-Deficient\",\"Non-Deficient\",Z445=\"Deficient\",\"Deficient\",AB445=\"Deficient\",\"Deficient\",Z445=\"Non-Deficient\",\"Non-Deficient\",AB445=\"Non-Deficient\",\"Non-Deficient\",P445=\"\",\"None\",AL445<0,\"Deficient\",AL445>10,\"Non-Deficient\")","v":"None"},{"$f":"_xlfn.IFS(H445=\"LOW WATER CROSSING\",\"Non-Functional\",G445=\"Natural\",\"Functional\",AA445=\"Functional\",\"Functional\",AC445=\"Functional\",\"Functional\",AA445=\"Non-Functional\",\"Non-Functional\",AC445=\"Non-Functional\",\"Non-Functional\",AA445=\"Unknown\",\"Unknown\",AC445=\"Unknown\",\"Unknown\",AA445=\"\",\"None\")","v":"None"},{"$f":"_xlfn.IFS(X445=\"Functionality\",\"Low\",W445=\"No\",\"Low\",Y445>=2015,\"High\",Y445>=1920,\"Low\",W445=\"\",\"None\",W445=\"Unknown\",\"None\")","v":"None"},{"$f":"_xlfn.IFS(H445=\"LOW WATER CROSSING\",\"Unknown\",G445=\"Natural\",\"None\",AM445<AN445,\"High\",AC445=\"Functional\",\"Low\",AC445=\"Non-Functional\",\"Low\",W445=\"No\",\"Low\",W445=\"Unknown\",\"None\",X445=\"Deficiency\",\"None\",W445=\"Yes\",\"High\",W445=\"\",\"None\")","v":"None"},0,0,0,0,{"$f":"_xlfn.CONCAT(LEFT(H445,3),\"-\")&IF(H445=\"-\",0,COUNTIF($H$4:H445,H445))","v":"-0"},{"$f":"_xlfn.IFS($H445<=0,\"-\",AS445=1,_xlfn.CONCAT(\"FUN_NONDEF\",\"-DCON_\",LEFT(AQ445,1),\"-FCON_\",LEFT(AR445,1)),AT445=1,_xlfn.CONCAT(\"FUN_DEF\",\"-DCON_\",LEFT(AQ445,1),\"-FCON_\",LEFT(AR445,1)),AU445=1,_xlfn.CONCAT(\"NONFUN_NONDEF\",\"-DCON_\",LEFT(AQ445,1),\"-FCON_\",LEFT(AR445,1)),AV445=1,_xlfn.CONCAT(\"NONFUN_DEF\",\"-DCON_\",LEFT(AQ445,1),\"-FCON_\",LEFT(AR445,1)),AS445+AT445+AU445+AV445<1,_xlfn.CONCAT(\"-\"))","v":"-"}]
[null,null,null,null,null,null,null,null,null,null,null,null,null,null,null,null,null,null,null,null,null,0,null,null,null,null,null,null,null,null,null,0,0,0,0,"Unknown",{"$f":"_xlfn.IFS(G446=\"Natural\",0,H446=\"\",0,H446=\"COASTAL-CONSTRUCTED\",0,G446=\"Constructed\",_xlfn.XLOOKUP($H446,'Data Categories'!$U$4:$U$25,'Data Categories'!$V$4:V$25))","v":0},{"$f":"_xlfn.IFS(AK446=\"\",0,AJ446=\"Unknown\",0,AK446>1,AK446-AJ446,AK446=0,0)","v":0},{"$f":"_xlfn.IFS(Y446=\"\",0,Y446>1920,_xlfn.XLOOKUP($H446,'Data Categories'!$AE$20:$AE$42,'Data Categories'!$AG$20:$AG$42,0))","v":0},{"$f":"_xlfn.IFS(Y446=\"\",0,Y446>0,(2025-Y446))","v":0},{"$f":"_xlfn.IFS(Z446=\"Non-Deficient\",\"Non-Deficient\",Z446=\"Deficient\",\"Deficient\",AB446=\"Deficient\",\"Deficient\",Z446=\"Non-Deficient\",\"Non-Deficient\",AB446=\"Non-Deficient\",\"Non-Deficient\",P446=\"\",\"None\",AL446<0,\"Deficient\",AL446>10,\"Non-Deficient\")","v":"None"},{"$f":"_xlfn.IFS(H446=\"LOW WATER CROSSING\",\"Non-Functional\",G446=\"Natural\",\"Functional\",AA446=\"Functional\",\"Functional\",AC446=\"Functional\",\"Functional\",AA446=\"Non-Functional\",\"Non-Functional\",AC446=\"Non-Functional\",\"Non-Functional\",AA446=\"Unknown\",\"Unknown\",AC446=\"Unknown\",\"Unknown\",AA446=\"\",\"None\")","v":"None"},{"$f":"_xlfn.IFS(X446=\"Functionality\",\"Low\",W446=\"No\",\"Low\",Y446>=2015,\"High\",Y446>=1920,\"Low\",W446=\"\",\"None\",W446=\"Unknown\",\"None\")","v":"None"},{"$f":"_xlfn.IFS(H446=\"LOW WATER CROSSING\",\"Unknown\",G446=\"Natural\",\"None\",AM446<AN446,\"High\",AC446=\"Functional\",\"Low\",AC446=\"Non-Functional\",\"Low\",W446=\"No\",\"Low\",W446=\"Unknown\",\"None\",X446=\"Deficiency\",\"None\",W446=\"Yes\",\"High\",W446=\"\",\"None\")","v":"None"},0,0,0,0,{"$f":"_xlfn.CONCAT(LEFT(H446,3),\"-\")&IF(H446=\"-\",0,COUNTIF($H$4:H446,H446))","v":"-0"},{"$f":"_xlfn.IFS($H446<=0,\"-\",AS446=1,_xlfn.CONCAT(\"FUN_NONDEF\",\"-DCON_\",LEFT(AQ446,1),\"-FCON_\",LEFT(AR446,1)),AT446=1,_xlfn.CONCAT(\"FUN_DEF\",\"-DCON_\",LEFT(AQ446,1),\"-FCON_\",LEFT(AR446,1)),AU446=1,_xlfn.CONCAT(\"NONFUN_NONDEF\",\"-DCON_\",LEFT(AQ446,1),\"-FCON_\",LEFT(AR446,1)),AV446=1,_xlfn.CONCAT(\"NONFUN_DEF\",\"-DCON_\",LEFT(AQ446,1),\"-FCON_\",LEFT(AR446,1)),AS446+AT446+AU446+AV446<1,_xlfn.CONCAT(\"-\"))","v":"-"}]
[null,null,null,null,null,null,null,null,null,null,null,null,null,null,null,null,null,null,null,null,null,0,null,null,null,null,null,null,null,null,null,0,0,0,0,"Unknown",{"$f":"_xlfn.IFS(G447=\"Natural\",0,H447=\"\",0,H447=\"COASTAL-CONSTRUCTED\",0,G447=\"Constructed\",_xlfn.XLOOKUP($H447,'Data Categories'!$U$4:$U$25,'Data Categories'!$V$4:V$25))","v":0},{"$f":"_xlfn.IFS(AK447=\"\",0,AJ447=\"Unknown\",0,AK447>1,AK447-AJ447,AK447=0,0)","v":0},{"$f":"_xlfn.IFS(Y447=\"\",0,Y447>1920,_xlfn.XLOOKUP($H447,'Data Categories'!$AE$20:$AE$42,'Data Categories'!$AG$20:$AG$42,0))","v":0},{"$f":"_xlfn.IFS(Y447=\"\",0,Y447>0,(2025-Y447))","v":0},{"$f":"_xlfn.IFS(Z447=\"Non-Deficient\",\"Non-Deficient\",Z447=\"Deficient\",\"Deficient\",AB447=\"Deficient\",\"Deficient\",Z447=\"Non-Deficient\",\"Non-Deficient\",AB447=\"Non-Deficient\",\"Non-Deficient\",P447=\"\",\"None\",AL447<0,\"Deficient\",AL447>10,\"Non-Deficient\")","v":"None"},{"$f":"_xlfn.IFS(H447=\"LOW WATER CROSSING\",\"Non-Functional\",G447=\"Natural\",\"Functional\",AA447=\"Functional\",\"Functional\",AC447=\"Functional\",\"Functional\",AA447=\"Non-Functional\",\"Non-Functional\",AC447=\"Non-Functional\",\"Non-Functional\",AA447=\"Unknown\",\"Unknown\",AC447=\"Unknown\",\"Unknown\",AA447=\"\",\"None\")","v":"None"},{"$f":"_xlfn.IFS(X447=\"Functionality\",\"Low\",W447=\"No\",\"Low\",Y447>=2015,\"High\",Y447>=1920,\"Low\",W447=\"\",\"None\",W447=\"Unknown\",\"None\")","v":"None"},{"$f":"_xlfn.IFS(H447=\"LOW WATER CROSSING\",\"Unknown\",G447=\"Natural\",\"None\",AM447<AN447,\"High\",AC447=\"Functional\",\"Low\",AC447=\"Non-Functional\",\"Low\",W447=\"No\",\"Low\",W447=\"Unknown\",\"None\",X447=\"Deficiency\",\"None\",W447=\"Yes\",\"High\",W447=\"\",\"None\")","v":"None"},0,0,0,0,{"$f":"_xlfn.CONCAT(LEFT(H447,3),\"-\")&IF(H447=\"-\",0,COUNTIF($H$4:H447,H447))","v":"-0"},{"$f":"_xlfn.IFS($H447<=0,\"-\",AS447=1,_xlfn.CONCAT(\"FUN_NONDEF\",\"-DCON_\",LEFT(AQ447,1),\"-FCON_\",LEFT(AR447,1)),AT447=1,_xlfn.CONCAT(\"FUN_DEF\",\"-DCON_\",LEFT(AQ447,1),\"-FCON_\",LEFT(AR447,1)),AU447=1,_xlfn.CONCAT(\"NONFUN_NONDEF\",\"-DCON_\",LEFT(AQ447,1),\"-FCON_\",LEFT(AR447,1)),AV447=1,_xlfn.CONCAT(\"NONFUN_DEF\",\"-DCON_\",LEFT(AQ447,1),\"-FCON_\",LEFT(AR447,1)),AS447+AT447+AU447+AV447<1,_xlfn.CONCAT(\"-\"))","v":"-"}]
[null,null,null,null,null,null,null,null,null,null,null,null,null,null,null,null,null,null,null,null,null,0,null,null,null,null,null,null,null,null,null,0,0,0,0,"Unknown",{"$f":"_xlfn.IFS(G448=\"Natural\",0,H448=\"\",0,H448=\"COASTAL-CONSTRUCTED\",0,G448=\"Constructed\",_xlfn.XLOOKUP($H448,'Data Categories'!$U$4:$U$25,'Data Categories'!$V$4:V$25))","v":0},{"$f":"_xlfn.IFS(AK448=\"\",0,AJ448=\"Unknown\",0,AK448>1,AK448-AJ448,AK448=0,0)","v":0},{"$f":"_xlfn.IFS(Y448=\"\",0,Y448>1920,_xlfn.XLOOKUP($H448,'Data Categories'!$AE$20:$AE$42,'Data Categories'!$AG$20:$AG$42,0))","v":0},{"$f":"_xlfn.IFS(Y448=\"\",0,Y448>0,(2025-Y448))","v":0},{"$f":"_xlfn.IFS(Z448=\"Non-Deficient\",\"Non-Deficient\",Z448=\"Deficient\",\"Deficient\",AB448=\"Deficient\",\"Deficient\",Z448=\"Non-Deficient\",\"Non-Deficient\",AB448=\"Non-Deficient\",\"Non-Deficient\",P448=\"\",\"None\",AL448<0,\"Deficient\",AL448>10,\"Non-Deficient\")","v":"None"},{"$f":"_xlfn.IFS(H448=\"LOW WATER CROSSING\",\"Non-Functional\",G448=\"Natural\",\"Functional\",AA448=\"Functional\",\"Functional\",AC448=\"Functional\",\"Functional\",AA448=\"Non-Functional\",\"Non-Functional\",AC448=\"Non-Functional\",\"Non-Functional\",AA448=\"Unknown\",\"Unknown\",AC448=\"Unknown\",\"Unknown\",AA448=\"\",\"None\")","v":"None"},{"$f":"_xlfn.IFS(X448=\"Functionality\",\"Low\",W448=\"No\",\"Low\",Y448>=2015,\"High\",Y448>=1920,\"Low\",W448=\"\",\"None\",W448=\"Unknown\",\"None\")","v":"None"},{"$f":"_xlfn.IFS(H448=\"LOW WATER CROSSING\",\"Unknown\",G448=\"Natural\",\"None\",AM448<AN448,\"High\",AC448=\"Functional\",\"Low\",AC448=\"Non-Functional\",\"Low\",W448=\"No\",\"Low\",W448=\"Unknown\",\"None\",X448=\"Deficiency\",\"None\",W448=\"Yes\",\"High\",W448=\"\",\"None\")","v":"None"},0,0,0,0,{"$f":"_xlfn.CONCAT(LEFT(H448,3),\"-\")&IF(H448=\"-\",0,COUNTIF($H$4:H448,H448))","v":"-0"},{"$f":"_xlfn.IFS($H448<=0,\"-\",AS448=1,_xlfn.CONCAT(\"FUN_NONDEF\",\"-DCON_\",LEFT(AQ448,1),\"-FCON_\",LEFT(AR448,1)),AT448=1,_xlfn.CONCAT(\"FUN_DEF\",\"-DCON_\",LEFT(AQ448,1),\"-FCON_\",LEFT(AR448,1)),AU448=1,_xlfn.CONCAT(\"NONFUN_NONDEF\",\"-DCON_\",LEFT(AQ448,1),\"-FCON_\",LEFT(AR448,1)),AV448=1,_xlfn.CONCAT(\"NONFUN_DEF\",\"-DCON_\",LEFT(AQ448,1),\"-FCON_\",LEFT(AR448,1)),AS448+AT448+AU448+AV448<1,_xlfn.CONCAT(\"-\"))","v":"-"}]
[null,null,null,null,null,null,null,null,null,null,null,null,null,null,null,null,null,null,null,null,null,0,null,null,null,null,null,null,null,null,null,0,0,0,0,"Unknown",{"$f":"_xlfn.IFS(G449=\"Natural\",0,H449=\"\",0,H449=\"COASTAL-CONSTRUCTED\",0,G449=\"Constructed\",_xlfn.XLOOKUP($H449,'Data Categories'!$U$4:$U$25,'Data Categories'!$V$4:V$25))","v":0},{"$f":"_xlfn.IFS(AK449=\"\",0,AJ449=\"Unknown\",0,AK449>1,AK449-AJ449,AK449=0,0)","v":0},{"$f":"_xlfn.IFS(Y449=\"\",0,Y449>1920,_xlfn.XLOOKUP($H449,'Data Categories'!$AE$20:$AE$42,'Data Categories'!$AG$20:$AG$42,0))","v":0},{"$f":"_xlfn.IFS(Y449=\"\",0,Y449>0,(2025-Y449))","v":0},{"$f":"_xlfn.IFS(Z449=\"Non-Deficient\",\"Non-Deficient\",Z449=\"Deficient\",\"Deficient\",AB449=\"Deficient\",\"Deficient\",Z449=\"Non-Deficient\",\"Non-Deficient\",AB449=\"Non-Deficient\",\"Non-Deficient\",P449=\"\",\"None\",AL449<0,\"Deficient\",AL449>10,\"Non-Deficient\")","v":"None"},{"$f":"_xlfn.IFS(H449=\"LOW WATER CROSSING\",\"Non-Functional\",G449=\"Natural\",\"Functional\",AA449=\"Functional\",\"Functional\",AC449=\"Functional\",\"Functional\",AA449=\"Non-Functional\",\"Non-Functional\",AC449=\"Non-Functional\",\"Non-Functional\",AA449=\"Unknown\",\"Unknown\",AC449=\"Unknown\",\"Unknown\",AA449=\"\",\"None\")","v":"None"},{"$f":"_xlfn.IFS(X449=\"Functionality\",\"Low\",W449=\"No\",\"Low\",Y449>=2015,\"High\",Y449>=1920,\"Low\",W449=\"\",\"None\",W449=\"Unknown\",\"None\")","v":"None"},{"$f":"_xlfn.IFS(H449=\"LOW WATER CROSSING\",\"Unknown\",G449=\"Natural\",\"None\",AM449<AN449,\"High\",AC449=\"Functional\",\"Low\",AC449=\"Non-Functional\",\"Low\",W449=\"No\",\"Low\",W449=\"Unknown\",\"None\",X449=\"Deficiency\",\"None\",W449=\"Yes\",\"High\",W449=\"\",\"None\")","v":"None"},0,0,0,0,{"$f":"_xlfn.CONCAT(LEFT(H449,3),\"-\")&IF(H449=\"-\",0,COUNTIF($H$4:H449,H449))","v":"-0"},{"$f":"_xlfn.IFS($H449<=0,\"-\",AS449=1,_xlfn.CONCAT(\"FUN_NONDEF\",\"-DCON_\",LEFT(AQ449,1),\"-FCON_\",LEFT(AR449,1)),AT449=1,_xlfn.CONCAT(\"FUN_DEF\",\"-DCON_\",LEFT(AQ449,1),\"-FCON_\",LEFT(AR449,1)),AU449=1,_xlfn.CONCAT(\"NONFUN_NONDEF\",\"-DCON_\",LEFT(AQ449,1),\"-FCON_\",LEFT(AR449,1)),AV449=1,_xlfn.CONCAT(\"NONFUN_DEF\",\"-DCON_\",LEFT(AQ449,1),\"-FCON_\",LEFT(AR449,1)),AS449+AT449+AU449+AV449<1,_xlfn.CONCAT(\"-\"))","v":"-"}]
[null,null,null,null,null,null,null,null,null,null,null,null,null,null,null,null,null,null,null,null,null,0,null,null,null,null,null,null,null,null,null,0,0,0,0,"Unknown",{"$f":"_xlfn.IFS(G450=\"Natural\",0,H450=\"\",0,H450=\"COASTAL-CONSTRUCTED\",0,G450=\"Constructed\",_xlfn.XLOOKUP($H450,'Data Categories'!$U$4:$U$25,'Data Categories'!$V$4:V$25))","v":0},{"$f":"_xlfn.IFS(AK450=\"\",0,AJ450=\"Unknown\",0,AK450>1,AK450-AJ450,AK450=0,0)","v":0},{"$f":"_xlfn.IFS(Y450=\"\",0,Y450>1920,_xlfn.XLOOKUP($H450,'Data Categories'!$AE$20:$AE$42,'Data Categories'!$AG$20:$AG$42,0))","v":0},{"$f":"_xlfn.IFS(Y450=\"\",0,Y450>0,(2025-Y450))","v":0},{"$f":"_xlfn.IFS(Z450=\"Non-Deficient\",\"Non-Deficient\",Z450=\"Deficient\",\"Deficient\",AB450=\"Deficient\",\"Deficient\",Z450=\"Non-Deficient\",\"Non-Deficient\",AB450=\"Non-Deficient\",\"Non-Deficient\",P450=\"\",\"None\",AL450<0,\"Deficient\",AL450>10,\"Non-Deficient\")","v":"None"},{"$f":"_xlfn.IFS(H450=\"LOW WATER CROSSING\",\"Non-Functional\",G450=\"Natural\",\"Functional\",AA450=\"Functional\",\"Functional\",AC450=\"Functional\",\"Functional\",AA450=\"Non-Functional\",\"Non-Functional\",AC450=\"Non-Functional\",\"Non-Functional\",AA450=\"Unknown\",\"Unknown\",AC450=\"Unknown\",\"Unknown\",AA450=\"\",\"None\")","v":"None"},{"$f":"_xlfn.IFS(X450=\"Functionality\",\"Low\",W450=\"No\",\"Low\",Y450>=2015,\"High\",Y450>=1920,\"Low\",W450=\"\",\"None\",W450=\"Unknown\",\"None\")","v":"None"},{"$f":"_xlfn.IFS(H450=\"LOW WATER CROSSING\",\"Unknown\",G450=\"Natural\",\"None\",AM450<AN450,\"High\",AC450=\"Functional\",\"Low\",AC450=\"Non-Functional\",\"Low\",W450=\"No\",\"Low\",W450=\"Unknown\",\"None\",X450=\"Deficiency\",\"None\",W450=\"Yes\",\"High\",W450=\"\",\"None\")","v":"None"},0,0,0,0,{"$f":"_xlfn.CONCAT(LEFT(H450,3),\"-\")&IF(H450=\"-\",0,COUNTIF($H$4:H450,H450))","v":"-0"},{"$f":"_xlfn.IFS($H450<=0,\"-\",AS450=1,_xlfn.CONCAT(\"FUN_NONDEF\",\"-DCON_\",LEFT(AQ450,1),\"-FCON_\",LEFT(AR450,1)),AT450=1,_xlfn.CONCAT(\"FUN_DEF\",\"-DCON_\",LEFT(AQ450,1),\"-FCON_\",LEFT(AR450,1)),AU450=1,_xlfn.CONCAT(\"NONFUN_NONDEF\",\"-DCON_\",LEFT(AQ450,1),\"-FCON_\",LEFT(AR450,1)),AV450=1,_xlfn.CONCAT(\"NONFUN_DEF\",\"-DCON_\",LEFT(AQ450,1),\"-FCON_\",LEFT(AR450,1)),AS450+AT450+AU450+AV450<1,_xlfn.CONCAT(\"-\"))","v":"-"}]
[null,null,null,null,null,null,null,null,null,null,null,null,null,null,null,null,null,null,null,null,null,0,null,null,null,null,null,null,null,null,null,0,0,0,0,"Unknown",{"$f":"_xlfn.IFS(G451=\"Natural\",0,H451=\"\",0,H451=\"COASTAL-CONSTRUCTED\",0,G451=\"Constructed\",_xlfn.XLOOKUP($H451,'Data Categories'!$U$4:$U$25,'Data Categories'!$V$4:V$25))","v":0},{"$f":"_xlfn.IFS(AK451=\"\",0,AJ451=\"Unknown\",0,AK451>1,AK451-AJ451,AK451=0,0)","v":0},{"$f":"_xlfn.IFS(Y451=\"\",0,Y451>1920,_xlfn.XLOOKUP($H451,'Data Categories'!$AE$20:$AE$42,'Data Categories'!$AG$20:$AG$42,0))","v":0},{"$f":"_xlfn.IFS(Y451=\"\",0,Y451>0,(2025-Y451))","v":0},{"$f":"_xlfn.IFS(Z451=\"Non-Deficient\",\"Non-Deficient\",Z451=\"Deficient\",\"Deficient\",AB451=\"Deficient\",\"Deficient\",Z451=\"Non-Deficient\",\"Non-Deficient\",AB451=\"Non-Deficient\",\"Non-Deficient\",P451=\"\",\"None\",AL451<0,\"Deficient\",AL451>10,\"Non-Deficient\")","v":"None"},{"$f":"_xlfn.IFS(H451=\"LOW WATER CROSSING\",\"Non-Functional\",G451=\"Natural\",\"Functional\",AA451=\"Functional\",\"Functional\",AC451=\"Functional\",\"Functional\",AA451=\"Non-Functional\",\"Non-Functional\",AC451=\"Non-Functional\",\"Non-Functional\",AA451=\"Unknown\",\"Unknown\",AC451=\"Unknown\",\"Unknown\",AA451=\"\",\"None\")","v":"None"},{"$f":"_xlfn.IFS(X451=\"Functionality\",\"Low\",W451=\"No\",\"Low\",Y451>=2015,\"High\",Y451>=1920,\"Low\",W451=\"\",\"None\",W451=\"Unknown\",\"None\")","v":"None"},{"$f":"_xlfn.IFS(H451=\"LOW WATER CROSSING\",\"Unknown\",G451=\"Natural\",\"None\",AM451<AN451,\"High\",AC451=\"Functional\",\"Low\",AC451=\"Non-Functional\",\"Low\",W451=\"No\",\"Low\",W451=\"Unknown\",\"None\",X451=\"Deficiency\",\"None\",W451=\"Yes\",\"High\",W451=\"\",\"None\")","v":"None"},0,0,0,0,{"$f":"_xlfn.CONCAT(LEFT(H451,3),\"-\")&IF(H451=\"-\",0,COUNTIF($H$4:H451,H451))","v":"-0"},{"$f":"_xlfn.IFS($H451<=0,\"-\",AS451=1,_xlfn.CONCAT(\"FUN_NONDEF\",\"-DCON_\",LEFT(AQ451,1),\"-FCON_\",LEFT(AR451,1)),AT451=1,_xlfn.CONCAT(\"FUN_DEF\",\"-DCON_\",LEFT(AQ451,1),\"-FCON_\",LEFT(AR451,1)),AU451=1,_xlfn.CONCAT(\"NONFUN_NONDEF\",\"-DCON_\",LEFT(AQ451,1),\"-FCON_\",LEFT(AR451,1)),AV451=1,_xlfn.CONCAT(\"NONFUN_DEF\",\"-DCON_\",LEFT(AQ451,1),\"-FCON_\",LEFT(AR451,1)),AS451+AT451+AU451+AV451<1,_xlfn.CONCAT(\"-\"))","v":"-"}]
[null,null,null,null,null,null,null,null,null,null,null,null,null,null,null,null,null,null,null,null,null,0,null,null,null,null,null,null,null,null,null,0,{"$f":"IF(S452+T452+U452>0,(S452*T452*U452/43560),0)","v":0},0,0,"Unknown",{"$f":"_xlfn.IFS(G452=\"Natural\",0,H452=\"\",0,H452=\"COASTAL-CONSTRUCTED\",0,G452=\"Constructed\",_xlfn.XLOOKUP($H452,'Data Categories'!$U$4:$U$25,'Data Categories'!$V$4:V$25))","v":0},{"$f":"_xlfn.IFS(AK452=\"\",0,AJ452=\"Unknown\",0,AK452>1,AK452-AJ452,AK452=0,0)","v":0},{"$f":"_xlfn.IFS(Y452=\"\",0,Y452>1920,_xlfn.XLOOKUP($H452,'Data Categories'!$AE$20:$AE$42,'Data Categories'!$AG$20:$AG$42,0))","v":0},{"$f":"_xlfn.IFS(Y452=\"\",0,Y452>0,(2025-Y452))","v":0},{"$f":"_xlfn.IFS(Z452=\"Non-Deficient\",\"Non-Deficient\",Z452=\"Deficient\",\"Deficient\",AB452=\"Deficient\",\"Deficient\",Z452=\"Non-Deficient\",\"Non-Deficient\",AB452=\"Non-Deficient\",\"Non-Deficient\",P452=\"\",\"None\",AL452<0,\"Deficient\",AL452>10,\"Non-Deficient\")","v":"None"},{"$f":"_xlfn.IFS(H452=\"LOW WATER CROSSING\",\"Non-Functional\",G452=\"Natural\",\"Functional\",AA452=\"Functional\",\"Functional\",AC452=\"Functional\",\"Functional\",AA452=\"Non-Functional\",\"Non-Functional\",AC452=\"Non-Functional\",\"Non-Functional\",AA452=\"Unknown\",\"Unknown\",AC452=\"Unknown\",\"Unknown\",AA452=\"\",\"None\")","v":"None"},{"$f":"_xlfn.IFS(X452=\"Functionality\",\"Low\",W452=\"No\",\"Low\",Y452>=2015,\"High\",Y452>=1920,\"Low\",W452=\"\",\"None\",W452=\"Unknown\",\"None\")","v":"None"},{"$f":"_xlfn.IFS(H452=\"LOW WATER CROSSING\",\"Unknown\",G452=\"Natural\",\"None\",AM452<AN452,\"High\",AC452=\"Functional\",\"Low\",AC452=\"Non-Functional\",\"Low\",W452=\"No\",\"Low\",W452=\"Unknown\",\"None\",X452=\"Deficiency\",\"None\",W452=\"Yes\",\"High\",W452=\"\",\"None\")","v":"None"},{"$f":"IF(AND(AO452=\"Non-Deficient\",AP452=\"Functional\"),1,0)","v":0},{"$f":"IF(AND(AO452=\"Deficient\",AP452=\"Functional\"),1,0)","v":0},{"$f":"IF(AND(AO452=\"Non-Deficient\",AP452=\"Non-Functional\"),1,0)","v":0},{"$f":"IF(AND(AO452=\"Deficient\",AP452=\"Non-Functional\"),1,0)","v":0},{"$f":"_xlfn.CONCAT(LEFT(H452,3),\"-\")&IF(H452=\"-\",0,COUNTIF($H$4:H452,H452))","v":"-0"},{"$f":"_xlfn.IFS($H452<=0,\"-\",AS452=1,_xlfn.CONCAT(\"FUN_NONDEF\",\"-DCON_\",LEFT(AQ452,1),\"-FCON_\",LEFT(AR452,1)),AT452=1,_xlfn.CONCAT(\"FUN_DEF\",\"-DCON_\",LEFT(AQ452,1),\"-FCON_\",LEFT(AR452,1)),AU452=1,_xlfn.CONCAT(\"NONFUN_NONDEF\",\"-DCON_\",LEFT(AQ452,1),\"-FCON_\",LEFT(AR452,1)),AV452=1,_xlfn.CONCAT(\"NONFUN_DEF\",\"-DCON_\",LEFT(AQ452,1),\"-FCON_\",LEFT(AR452,1)),AS452+AT452+AU452+AV452<1,_xlfn.CONCAT(\"-\"))","v":"-"}]
[null,null,null,null,null,null,null,null,null,null,null,null,null,null,null,null,null,null,null,null,null,0,null,null,null,null,null,null,null,null,null,0,0,{"$f":"S453","v":0},{"$f":"H453","v":0},"Unknown",{"$f":"_xlfn.IFS(G453=\"Natural\",0,H453=\"\",0,H453=\"COASTAL-CONSTRUCTED\",0,G453=\"Constructed\",_xlfn.XLOOKUP($H453,'Data Categories'!$U$4:$U$25,'Data Categories'!$V$4:V$25))","v":0},{"$f":"_xlfn.IFS(AK453=\"\",0,AJ453=\"Unknown\",0,AK453>1,AK453-AJ453,AK453=0,0)","v":0},{"$f":"_xlfn.IFS(Y453=\"\",0,Y453>1920,_xlfn.XLOOKUP($H453,'Data Categories'!$AE$20:$AE$42,'Data Categories'!$AG$20:$AG$42,0))","v":0},{"$f":"_xlfn.IFS(Y453=\"\",0,Y453>0,(2025-Y453))","v":0},{"$f":"_xlfn.IFS(Z453=\"Non-Deficient\",\"Non-Deficient\",Z453=\"Deficient\",\"Deficient\",AB453=\"Deficient\",\"Deficient\",Z453=\"Non-Deficient\",\"Non-Deficient\",AB453=\"Non-Deficient\",\"Non-Deficient\",P453=\"\",\"None\",AL453<0,\"Deficient\",AL453>10,\"Non-Deficient\")","v":"None"},{"$f":"_xlfn.IFS(H453=\"LOW WATER CROSSING\",\"Non-Functional\",G453=\"Natural\",\"Functional\",AA453=\"Functional\",\"Functional\",AC453=\"Functional\",\"Functional\",AA453=\"Non-Functional\",\"Non-Functional\",AC453=\"Non-Functional\",\"Non-Functional\",AA453=\"Unknown\",\"Unknown\",AC453=\"Unknown\",\"Unknown\",AA453=\"\",\"None\")","v":"None"},{"$f":"_xlfn.IFS(X453=\"Functionality\",\"Low\",W453=\"No\",\"Low\",Y453>=2015,\"High\",Y453>=1920,\"Low\",W453=\"\",\"None\",W453=\"Unknown\",\"None\")","v":"None"},{"$f":"_xlfn.IFS(H453=\"LOW WATER CROSSING\",\"Unknown\",G453=\"Natural\",\"None\",AM453<AN453,\"High\",AC453=\"Functional\",\"Low\",AC453=\"Non-Functional\",\"Low\",W453=\"No\",\"Low\",W453=\"Unknown\",\"None\",X453=\"Deficiency\",\"None\",W453=\"Yes\",\"High\",W453=\"\",\"None\")","v":"None"},0,0,0,0,{"$f":"_xlfn.CONCAT(LEFT(H453,3),\"-\")&IF(H453=\"-\",0,COUNTIF($H$4:H453,H453))","v":"-0"},{"$f":"_xlfn.IFS($H453<=0,\"-\",AS453=1,_xlfn.CONCAT(\"FUN_NONDEF\",\"-DCON_\",LEFT(AQ453,1),\"-FCON_\",LEFT(AR453,1)),AT453=1,_xlfn.CONCAT(\"FUN_DEF\",\"-DCON_\",LEFT(AQ453,1),\"-FCON_\",LEFT(AR453,1)),AU453=1,_xlfn.CONCAT(\"NONFUN_NONDEF\",\"-DCON_\",LEFT(AQ453,1),\"-FCON_\",LEFT(AR453,1)),AV453=1,_xlfn.CONCAT(\"NONFUN_DEF\",\"-DCON_\",LEFT(AQ453,1),\"-FCON_\",LEFT(AR453,1)),AS453+AT453+AU453+AV453<1,_xlfn.CONCAT(\"-\"))","v":"-"}]
[null,null,null,null,null,null,null,null,null,null,null,null,null,null,null,null,null,null,null,null,null,0,null,null,null,null,null,null,null,null,null,0,0,0,0,{"$f":"IF(P454>=1900,2025-P454,\"Unknown\")","v":"Unknown"},{"$f":"_xlfn.IFS(G454=\"Natural\",0,H454=\"\",0,H454=\"COASTAL-CONSTRUCTED\",0,G454=\"Constructed\",_xlfn.XLOOKUP($H454,'Data Categories'!$U$4:$U$25,'Data Categories'!$V$4:V$25))","v":0},{"$f":"_xlfn.IFS(AK454=\"\",0,AJ454=\"Unknown\",0,AK454>1,AK454-AJ454,AK454=0,0)","v":0},{"$f":"_xlfn.IFS(Y454=\"\",0,Y454>1920,_xlfn.XLOOKUP($H454,'Data Categories'!$AE$20:$AE$42,'Data Categories'!$AG$20:$AG$42,0))","v":0},{"$f":"_xlfn.IFS(Y454=\"\",0,Y454>0,(2025-Y454))","v":0},{"$f":"_xlfn.IFS(Z454=\"Non-Deficient\",\"Non-Deficient\",Z454=\"Deficient\",\"Deficient\",AB454=\"Deficient\",\"Deficient\",Z454=\"Non-Deficient\",\"Non-Deficient\",AB454=\"Non-Deficient\",\"Non-Deficient\",P454=\"\",\"None\",AL454<0,\"Deficient\",AL454>10,\"Non-Deficient\")","v":"None"},{"$f":"_xlfn.IFS(H454=\"LOW WATER CROSSING\",\"Non-Functional\",G454=\"Natural\",\"Functional\",AA454=\"Functional\",\"Functional\",AC454=\"Functional\",\"Functional\",AA454=\"Non-Functional\",\"Non-Functional\",AC454=\"Non-Functional\",\"Non-Functional\",AA454=\"Unknown\",\"Unknown\",AC454=\"Unknown\",\"Unknown\",AA454=\"\",\"None\")","v":"None"},{"$f":"_xlfn.IFS(X454=\"Functionality\",\"Low\",W454=\"No\",\"Low\",Y454>=2015,\"High\",Y454>=1920,\"Low\",W454=\"\",\"None\",W454=\"Unknown\",\"None\")","v":"None"},{"$f":"_xlfn.IFS(H454=\"LOW WATER CROSSING\",\"Unknown\",G454=\"Natural\",\"None\",AM454<AN454,\"High\",AC454=\"Functional\",\"Low\",AC454=\"Non-Functional\",\"Low\",W454=\"No\",\"Low\",W454=\"Unknown\",\"None\",X454=\"Deficiency\",\"None\",W454=\"Yes\",\"High\",W454=\"\",\"None\")","v":"None"},0,0,0,0,{"$f":"_xlfn.CONCAT(LEFT(H454,3),\"-\")&IF(H454=\"-\",0,COUNTIF($H$4:H454,H454))","v":"-0"},{"$f":"_xlfn.IFS($H454<=0,\"-\",AS454=1,_xlfn.CONCAT(\"FUN_NONDEF\",\"-DCON_\",LEFT(AQ454,1),\"-FCON_\",LEFT(AR454,1)),AT454=1,_xlfn.CONCAT(\"FUN_DEF\",\"-DCON_\",LEFT(AQ454,1),\"-FCON_\",LEFT(AR454,1)),AU454=1,_xlfn.CONCAT(\"NONFUN_NONDEF\",\"-DCON_\",LEFT(AQ454,1),\"-FCON_\",LEFT(AR454,1)),AV454=1,_xlfn.CONCAT(\"NONFUN_DEF\",\"-DCON_\",LEFT(AQ454,1),\"-FCON_\",LEFT(AR454,1)),AS454+AT454+AU454+AV454<1,_xlfn.CONCAT(\"-\"))","v":"-"}]
[null,null,null,null,null,null,null,null,null,null,null,null,null,null,null,null,null,null,null,null,null,0,null,null,null,null,null,null,null,null,null,0,0,0,0,"Unknown",{"$f":"_xlfn.IFS(G455=\"Natural\",0,H455=\"\",0,H455=\"COASTAL-CONSTRUCTED\",0,G455=\"Constructed\",_xlfn.XLOOKUP($H455,'Data Categories'!$U$4:$U$25,'Data Categories'!$V$4:V$25))","v":0},{"$f":"_xlfn.IFS(AK455=\"\",0,AJ455=\"Unknown\",0,AK455>1,AK455-AJ455,AK455=0,0)","v":0},{"$f":"_xlfn.IFS(Y455=\"\",0,Y455>1920,_xlfn.XLOOKUP($H455,'Data Categories'!$AE$20:$AE$42,'Data Categories'!$AG$20:$AG$42,0))","v":0},{"$f":"_xlfn.IFS(Y455=\"\",0,Y455>0,(2025-Y455))","v":0},{"$f":"_xlfn.IFS(Z455=\"Non-Deficient\",\"Non-Deficient\",Z455=\"Deficient\",\"Deficient\",AB455=\"Deficient\",\"Deficient\",Z455=\"Non-Deficient\",\"Non-Deficient\",AB455=\"Non-Deficient\",\"Non-Deficient\",P455=\"\",\"None\",AL455<0,\"Deficient\",AL455>10,\"Non-Deficient\")","v":"None"},{"$f":"_xlfn.IFS(H455=\"LOW WATER CROSSING\",\"Non-Functional\",G455=\"Natural\",\"Functional\",AA455=\"Functional\",\"Functional\",AC455=\"Functional\",\"Functional\",AA455=\"Non-Functional\",\"Non-Functional\",AC455=\"Non-Functional\",\"Non-Functional\",AA455=\"Unknown\",\"Unknown\",AC455=\"Unknown\",\"Unknown\",AA455=\"\",\"None\")","v":"None"},{"$f":"_xlfn.IFS(X455=\"Functionality\",\"Low\",W455=\"No\",\"Low\",Y455>=2015,\"High\",Y455>=1920,\"Low\",W455=\"\",\"None\",W455=\"Unknown\",\"None\")","v":"None"},{"$f":"_xlfn.IFS(H455=\"LOW WATER CROSSING\",\"Unknown\",G455=\"Natural\",\"None\",AM455<AN455,\"High\",AC455=\"Functional\",\"Low\",AC455=\"Non-Functional\",\"Low\",W455=\"No\",\"Low\",W455=\"Unknown\",\"None\",X455=\"Deficiency\",\"None\",W455=\"Yes\",\"High\",W455=\"\",\"None\")","v":"None"},0,0,0,0,{"$f":"_xlfn.CONCAT(LEFT(H455,3),\"-\")&IF(H455=\"-\",0,COUNTIF($H$4:H455,H455))","v":"-0"},{"$f":"_xlfn.IFS($H455<=0,\"-\",AS455=1,_xlfn.CONCAT(\"FUN_NONDEF\",\"-DCON_\",LEFT(AQ455,1),\"-FCON_\",LEFT(AR455,1)),AT455=1,_xlfn.CONCAT(\"FUN_DEF\",\"-DCON_\",LEFT(AQ455,1),\"-FCON_\",LEFT(AR455,1)),AU455=1,_xlfn.CONCAT(\"NONFUN_NONDEF\",\"-DCON_\",LEFT(AQ455,1),\"-FCON_\",LEFT(AR455,1)),AV455=1,_xlfn.CONCAT(\"NONFUN_DEF\",\"-DCON_\",LEFT(AQ455,1),\"-FCON_\",LEFT(AR455,1)),AS455+AT455+AU455+AV455<1,_xlfn.CONCAT(\"-\"))","v":"-"}]
[null,null,null,null,null,null,null,null,null,null,null,null,null,null,null,null,null,null,null,null,null,0,null,null,null,null,null,null,null,null,null,0,0,0,0,"Unknown",{"$f":"_xlfn.IFS(G456=\"Natural\",0,H456=\"\",0,H456=\"COASTAL-CONSTRUCTED\",0,G456=\"Constructed\",_xlfn.XLOOKUP($H456,'Data Categories'!$U$4:$U$25,'Data Categories'!$V$4:V$25))","v":0},{"$f":"_xlfn.IFS(AK456=\"\",0,AJ456=\"Unknown\",0,AK456>1,AK456-AJ456,AK456=0,0)","v":0},{"$f":"_xlfn.IFS(Y456=\"\",0,Y456>1920,_xlfn.XLOOKUP($H456,'Data Categories'!$AE$20:$AE$42,'Data Categories'!$AG$20:$AG$42,0))","v":0},{"$f":"_xlfn.IFS(Y456=\"\",0,Y456>0,(2025-Y456))","v":0},{"$f":"_xlfn.IFS(Z456=\"Non-Deficient\",\"Non-Deficient\",Z456=\"Deficient\",\"Deficient\",AB456=\"Deficient\",\"Deficient\",Z456=\"Non-Deficient\",\"Non-Deficient\",AB456=\"Non-Deficient\",\"Non-Deficient\",P456=\"\",\"None\",AL456<0,\"Deficient\",AL456>10,\"Non-Deficient\")","v":"None"},{"$f":"_xlfn.IFS(H456=\"LOW WATER CROSSING\",\"Non-Functional\",G456=\"Natural\",\"Functional\",AA456=\"Functional\",\"Functional\",AC456=\"Functional\",\"Functional\",AA456=\"Non-Functional\",\"Non-Functional\",AC456=\"Non-Functional\",\"Non-Functional\",AA456=\"Unknown\",\"Unknown\",AC456=\"Unknown\",\"Unknown\",AA456=\"\",\"None\")","v":"None"},{"$f":"_xlfn.IFS(X456=\"Functionality\",\"Low\",W456=\"No\",\"Low\",Y456>=2015,\"High\",Y456>=1920,\"Low\",W456=\"\",\"None\",W456=\"Unknown\",\"None\")","v":"None"},{"$f":"_xlfn.IFS(H456=\"LOW WATER CROSSING\",\"Unknown\",G456=\"Natural\",\"None\",AM456<AN456,\"High\",AC456=\"Functional\",\"Low\",AC456=\"Non-Functional\",\"Low\",W456=\"No\",\"Low\",W456=\"Unknown\",\"None\",X456=\"Deficiency\",\"None\",W456=\"Yes\",\"High\",W456=\"\",\"None\")","v":"None"},0,0,0,0,{"$f":"_xlfn.CONCAT(LEFT(H456,3),\"-\")&IF(H456=\"-\",0,COUNTIF($H$4:H456,H456))","v":"-0"},{"$f":"_xlfn.IFS($H456<=0,\"-\",AS456=1,_xlfn.CONCAT(\"FUN_NONDEF\",\"-DCON_\",LEFT(AQ456,1),\"-FCON_\",LEFT(AR456,1)),AT456=1,_xlfn.CONCAT(\"FUN_DEF\",\"-DCON_\",LEFT(AQ456,1),\"-FCON_\",LEFT(AR456,1)),AU456=1,_xlfn.CONCAT(\"NONFUN_NONDEF\",\"-DCON_\",LEFT(AQ456,1),\"-FCON_\",LEFT(AR456,1)),AV456=1,_xlfn.CONCAT(\"NONFUN_DEF\",\"-DCON_\",LEFT(AQ456,1),\"-FCON_\",LEFT(AR456,1)),AS456+AT456+AU456+AV456<1,_xlfn.CONCAT(\"-\"))","v":"-"}]
[null,null,null,null,null,null,null,null,null,null,null,null,null,null,null,null,null,null,null,null,null,0,null,null,null,null,null,null,null,null,null,0,0,0,0,"Unknown",{"$f":"_xlfn.IFS(G457=\"Natural\",0,H457=\"\",0,H457=\"COASTAL-CONSTRUCTED\",0,G457=\"Constructed\",_xlfn.XLOOKUP($H457,'Data Categories'!$U$4:$U$25,'Data Categories'!$V$4:V$25))","v":0},{"$f":"_xlfn.IFS(AK457=\"\",0,AJ457=\"Unknown\",0,AK457>1,AK457-AJ457,AK457=0,0)","v":0},{"$f":"_xlfn.IFS(Y457=\"\",0,Y457>1920,_xlfn.XLOOKUP($H457,'Data Categories'!$AE$20:$AE$42,'Data Categories'!$AG$20:$AG$42,0))","v":0},{"$f":"_xlfn.IFS(Y457=\"\",0,Y457>0,(2025-Y457))","v":0},{"$f":"_xlfn.IFS(Z457=\"Non-Deficient\",\"Non-Deficient\",Z457=\"Deficient\",\"Deficient\",AB457=\"Deficient\",\"Deficient\",Z457=\"Non-Deficient\",\"Non-Deficient\",AB457=\"Non-Deficient\",\"Non-Deficient\",P457=\"\",\"None\",AL457<0,\"Deficient\",AL457>10,\"Non-Deficient\")","v":"None"},{"$f":"_xlfn.IFS(H457=\"LOW WATER CROSSING\",\"Non-Functional\",G457=\"Natural\",\"Functional\",AA457=\"Functional\",\"Functional\",AC457=\"Functional\",\"Functional\",AA457=\"Non-Functional\",\"Non-Functional\",AC457=\"Non-Functional\",\"Non-Functional\",AA457=\"Unknown\",\"Unknown\",AC457=\"Unknown\",\"Unknown\",AA457=\"\",\"None\")","v":"None"},{"$f":"_xlfn.IFS(X457=\"Functionality\",\"Low\",W457=\"No\",\"Low\",Y457>=2015,\"High\",Y457>=1920,\"Low\",W457=\"\",\"None\",W457=\"Unknown\",\"None\")","v":"None"},{"$f":"_xlfn.IFS(H457=\"LOW WATER CROSSING\",\"Unknown\",G457=\"Natural\",\"None\",AM457<AN457,\"High\",AC457=\"Functional\",\"Low\",AC457=\"Non-Functional\",\"Low\",W457=\"No\",\"Low\",W457=\"Unknown\",\"None\",X457=\"Deficiency\",\"None\",W457=\"Yes\",\"High\",W457=\"\",\"None\")","v":"None"},0,0,0,0,{"$f":"_xlfn.CONCAT(LEFT(H457,3),\"-\")&IF(H457=\"-\",0,COUNTIF($H$4:H457,H457))","v":"-0"},{"$f":"_xlfn.IFS($H457<=0,\"-\",AS457=1,_xlfn.CONCAT(\"FUN_NONDEF\",\"-DCON_\",LEFT(AQ457,1),\"-FCON_\",LEFT(AR457,1)),AT457=1,_xlfn.CONCAT(\"FUN_DEF\",\"-DCON_\",LEFT(AQ457,1),\"-FCON_\",LEFT(AR457,1)),AU457=1,_xlfn.CONCAT(\"NONFUN_NONDEF\",\"-DCON_\",LEFT(AQ457,1),\"-FCON_\",LEFT(AR457,1)),AV457=1,_xlfn.CONCAT(\"NONFUN_DEF\",\"-DCON_\",LEFT(AQ457,1),\"-FCON_\",LEFT(AR457,1)),AS457+AT457+AU457+AV457<1,_xlfn.CONCAT(\"-\"))","v":"-"}]
[null,null,null,null,null,null,null,null,null,null,null,null,null,null,null,null,null,null,null,null,null,0,null,null,null,null,null,null,null,null,null,0,0,0,0,"Unknown",{"$f":"_xlfn.IFS(G458=\"Natural\",0,H458=\"\",0,H458=\"COASTAL-CONSTRUCTED\",0,G458=\"Constructed\",_xlfn.XLOOKUP($H458,'Data Categories'!$U$4:$U$25,'Data Categories'!$V$4:V$25))","v":0},{"$f":"_xlfn.IFS(AK458=\"\",0,AJ458=\"Unknown\",0,AK458>1,AK458-AJ458,AK458=0,0)","v":0},{"$f":"_xlfn.IFS(Y458=\"\",0,Y458>1920,_xlfn.XLOOKUP($H458,'Data Categories'!$AE$20:$AE$42,'Data Categories'!$AG$20:$AG$42,0))","v":0},{"$f":"_xlfn.IFS(Y458=\"\",0,Y458>0,(2025-Y458))","v":0},{"$f":"_xlfn.IFS(Z458=\"Non-Deficient\",\"Non-Deficient\",Z458=\"Deficient\",\"Deficient\",AB458=\"Deficient\",\"Deficient\",Z458=\"Non-Deficient\",\"Non-Deficient\",AB458=\"Non-Deficient\",\"Non-Deficient\",P458=\"\",\"None\",AL458<0,\"Deficient\",AL458>10,\"Non-Deficient\")","v":"None"},{"$f":"_xlfn.IFS(H458=\"LOW WATER CROSSING\",\"Non-Functional\",G458=\"Natural\",\"Functional\",AA458=\"Functional\",\"Functional\",AC458=\"Functional\",\"Functional\",AA458=\"Non-Functional\",\"Non-Functional\",AC458=\"Non-Functional\",\"Non-Functional\",AA458=\"Unknown\",\"Unknown\",AC458=\"Unknown\",\"Unknown\",AA458=\"\",\"None\")","v":"None"},{"$f":"_xlfn.IFS(X458=\"Functionality\",\"Low\",W458=\"No\",\"Low\",Y458>=2015,\"High\",Y458>=1920,\"Low\",W458=\"\",\"None\",W458=\"Unknown\",\"None\")","v":"None"},{"$f":"_xlfn.IFS(H458=\"LOW WATER CROSSING\",\"Unknown\",G458=\"Natural\",\"None\",AM458<AN458,\"High\",AC458=\"Functional\",\"Low\",AC458=\"Non-Functional\",\"Low\",W458=\"No\",\"Low\",W458=\"Unknown\",\"None\",X458=\"Deficiency\",\"None\",W458=\"Yes\",\"High\",W458=\"\",\"None\")","v":"None"},0,0,0,0,{"$f":"_xlfn.CONCAT(LEFT(H458,3),\"-\")&IF(H458=\"-\",0,COUNTIF($H$4:H458,H458))","v":"-0"},{"$f":"_xlfn.IFS($H458<=0,\"-\",AS458=1,_xlfn.CONCAT(\"FUN_NONDEF\",\"-DCON_\",LEFT(AQ458,1),\"-FCON_\",LEFT(AR458,1)),AT458=1,_xlfn.CONCAT(\"FUN_DEF\",\"-DCON_\",LEFT(AQ458,1),\"-FCON_\",LEFT(AR458,1)),AU458=1,_xlfn.CONCAT(\"NONFUN_NONDEF\",\"-DCON_\",LEFT(AQ458,1),\"-FCON_\",LEFT(AR458,1)),AV458=1,_xlfn.CONCAT(\"NONFUN_DEF\",\"-DCON_\",LEFT(AQ458,1),\"-FCON_\",LEFT(AR458,1)),AS458+AT458+AU458+AV458<1,_xlfn.CONCAT(\"-\"))","v":"-"}]
[null,null,null,null,null,null,null,null,null,null,null,null,null,null,null,null,null,null,null,null,null,0,null,null,null,null,null,null,null,null,null,0,0,0,0,"Unknown",{"$f":"_xlfn.IFS(G459=\"Natural\",0,H459=\"\",0,H459=\"COASTAL-CONSTRUCTED\",0,G459=\"Constructed\",_xlfn.XLOOKUP($H459,'Data Categories'!$U$4:$U$25,'Data Categories'!$V$4:V$25))","v":0},{"$f":"_xlfn.IFS(AK459=\"\",0,AJ459=\"Unknown\",0,AK459>1,AK459-AJ459,AK459=0,0)","v":0},{"$f":"_xlfn.IFS(Y459=\"\",0,Y459>1920,_xlfn.XLOOKUP($H459,'Data Categories'!$AE$20:$AE$42,'Data Categories'!$AG$20:$AG$42,0))","v":0},{"$f":"_xlfn.IFS(Y459=\"\",0,Y459>0,(2025-Y459))","v":0},{"$f":"_xlfn.IFS(Z459=\"Non-Deficient\",\"Non-Deficient\",Z459=\"Deficient\",\"Deficient\",AB459=\"Deficient\",\"Deficient\",Z459=\"Non-Deficient\",\"Non-Deficient\",AB459=\"Non-Deficient\",\"Non-Deficient\",P459=\"\",\"None\",AL459<0,\"Deficient\",AL459>10,\"Non-Deficient\")","v":"None"},{"$f":"_xlfn.IFS(H459=\"LOW WATER CROSSING\",\"Non-Functional\",G459=\"Natural\",\"Functional\",AA459=\"Functional\",\"Functional\",AC459=\"Functional\",\"Functional\",AA459=\"Non-Functional\",\"Non-Functional\",AC459=\"Non-Functional\",\"Non-Functional\",AA459=\"Unknown\",\"Unknown\",AC459=\"Unknown\",\"Unknown\",AA459=\"\",\"None\")","v":"None"},{"$f":"_xlfn.IFS(X459=\"Functionality\",\"Low\",W459=\"No\",\"Low\",Y459>=2015,\"High\",Y459>=1920,\"Low\",W459=\"\",\"None\",W459=\"Unknown\",\"None\")","v":"None"},{"$f":"_xlfn.IFS(H459=\"LOW WATER CROSSING\",\"Unknown\",G459=\"Natural\",\"None\",AM459<AN459,\"High\",AC459=\"Functional\",\"Low\",AC459=\"Non-Functional\",\"Low\",W459=\"No\",\"Low\",W459=\"Unknown\",\"None\",X459=\"Deficiency\",\"None\",W459=\"Yes\",\"High\",W459=\"\",\"None\")","v":"None"},0,0,0,0,{"$f":"_xlfn.CONCAT(LEFT(H459,3),\"-\")&IF(H459=\"-\",0,COUNTIF($H$4:H459,H459))","v":"-0"},{"$f":"_xlfn.IFS($H459<=0,\"-\",AS459=1,_xlfn.CONCAT(\"FUN_NONDEF\",\"-DCON_\",LEFT(AQ459,1),\"-FCON_\",LEFT(AR459,1)),AT459=1,_xlfn.CONCAT(\"FUN_DEF\",\"-DCON_\",LEFT(AQ459,1),\"-FCON_\",LEFT(AR459,1)),AU459=1,_xlfn.CONCAT(\"NONFUN_NONDEF\",\"-DCON_\",LEFT(AQ459,1),\"-FCON_\",LEFT(AR459,1)),AV459=1,_xlfn.CONCAT(\"NONFUN_DEF\",\"-DCON_\",LEFT(AQ459,1),\"-FCON_\",LEFT(AR459,1)),AS459+AT459+AU459+AV459<1,_xlfn.CONCAT(\"-\"))","v":"-"}]
[null,null,null,null,null,null,null,null,null,null,null,null,null,null,null,null,null,null,null,null,null,0,null,null,null,null,null,null,null,null,null,0,0,0,0,"Unknown",{"$f":"_xlfn.IFS(G460=\"Natural\",0,H460=\"\",0,H460=\"COASTAL-CONSTRUCTED\",0,G460=\"Constructed\",_xlfn.XLOOKUP($H460,'Data Categories'!$U$4:$U$25,'Data Categories'!$V$4:V$25))","v":0},{"$f":"_xlfn.IFS(AK460=\"\",0,AJ460=\"Unknown\",0,AK460>1,AK460-AJ460,AK460=0,0)","v":0},{"$f":"_xlfn.IFS(Y460=\"\",0,Y460>1920,_xlfn.XLOOKUP($H460,'Data Categories'!$AE$20:$AE$42,'Data Categories'!$AG$20:$AG$42,0))","v":0},{"$f":"_xlfn.IFS(Y460=\"\",0,Y460>0,(2025-Y460))","v":0},{"$f":"_xlfn.IFS(Z460=\"Non-Deficient\",\"Non-Deficient\",Z460=\"Deficient\",\"Deficient\",AB460=\"Deficient\",\"Deficient\",Z460=\"Non-Deficient\",\"Non-Deficient\",AB460=\"Non-Deficient\",\"Non-Deficient\",P460=\"\",\"None\",AL460<0,\"Deficient\",AL460>10,\"Non-Deficient\")","v":"None"},{"$f":"_xlfn.IFS(H460=\"LOW WATER CROSSING\",\"Non-Functional\",G460=\"Natural\",\"Functional\",AA460=\"Functional\",\"Functional\",AC460=\"Functional\",\"Functional\",AA460=\"Non-Functional\",\"Non-Functional\",AC460=\"Non-Functional\",\"Non-Functional\",AA460=\"Unknown\",\"Unknown\",AC460=\"Unknown\",\"Unknown\",AA460=\"\",\"None\")","v":"None"},{"$f":"_xlfn.IFS(X460=\"Functionality\",\"Low\",W460=\"No\",\"Low\",Y460>=2015,\"High\",Y460>=1920,\"Low\",W460=\"\",\"None\",W460=\"Unknown\",\"None\")","v":"None"},{"$f":"_xlfn.IFS(H460=\"LOW WATER CROSSING\",\"Unknown\",G460=\"Natural\",\"None\",AM460<AN460,\"High\",AC460=\"Functional\",\"Low\",AC460=\"Non-Functional\",\"Low\",W460=\"No\",\"Low\",W460=\"Unknown\",\"None\",X460=\"Deficiency\",\"None\",W460=\"Yes\",\"High\",W460=\"\",\"None\")","v":"None"},0,0,0,0,{"$f":"_xlfn.CONCAT(LEFT(H460,3),\"-\")&IF(H460=\"-\",0,COUNTIF($H$4:H460,H460))","v":"-0"},{"$f":"_xlfn.IFS($H460<=0,\"-\",AS460=1,_xlfn.CONCAT(\"FUN_NONDEF\",\"-DCON_\",LEFT(AQ460,1),\"-FCON_\",LEFT(AR460,1)),AT460=1,_xlfn.CONCAT(\"FUN_DEF\",\"-DCON_\",LEFT(AQ460,1),\"-FCON_\",LEFT(AR460,1)),AU460=1,_xlfn.CONCAT(\"NONFUN_NONDEF\",\"-DCON_\",LEFT(AQ460,1),\"-FCON_\",LEFT(AR460,1)),AV460=1,_xlfn.CONCAT(\"NONFUN_DEF\",\"-DCON_\",LEFT(AQ460,1),\"-FCON_\",LEFT(AR460,1)),AS460+AT460+AU460+AV460<1,_xlfn.CONCAT(\"-\"))","v":"-"}]
[null,null,null,null,null,null,null,null,null,null,null,null,null,null,null,null,null,null,null,null,null,0,null,null,null,null,null,null,null,null,null,0,0,0,0,"Unknown",{"$f":"_xlfn.IFS(G461=\"Natural\",0,H461=\"\",0,H461=\"COASTAL-CONSTRUCTED\",0,G461=\"Constructed\",_xlfn.XLOOKUP($H461,'Data Categories'!$U$4:$U$25,'Data Categories'!$V$4:V$25))","v":0},{"$f":"_xlfn.IFS(AK461=\"\",0,AJ461=\"Unknown\",0,AK461>1,AK461-AJ461,AK461=0,0)","v":0},{"$f":"_xlfn.IFS(Y461=\"\",0,Y461>1920,_xlfn.XLOOKUP($H461,'Data Categories'!$AE$20:$AE$42,'Data Categories'!$AG$20:$AG$42,0))","v":0},{"$f":"_xlfn.IFS(Y461=\"\",0,Y461>0,(2025-Y461))","v":0},{"$f":"_xlfn.IFS(Z461=\"Non-Deficient\",\"Non-Deficient\",Z461=\"Deficient\",\"Deficient\",AB461=\"Deficient\",\"Deficient\",Z461=\"Non-Deficient\",\"Non-Deficient\",AB461=\"Non-Deficient\",\"Non-Deficient\",P461=\"\",\"None\",AL461<0,\"Deficient\",AL461>10,\"Non-Deficient\")","v":"None"},{"$f":"_xlfn.IFS(H461=\"LOW WATER CROSSING\",\"Non-Functional\",G461=\"Natural\",\"Functional\",AA461=\"Functional\",\"Functional\",AC461=\"Functional\",\"Functional\",AA461=\"Non-Functional\",\"Non-Functional\",AC461=\"Non-Functional\",\"Non-Functional\",AA461=\"Unknown\",\"Unknown\",AC461=\"Unknown\",\"Unknown\",AA461=\"\",\"None\")","v":"None"},{"$f":"_xlfn.IFS(X461=\"Functionality\",\"Low\",W461=\"No\",\"Low\",Y461>=2015,\"High\",Y461>=1920,\"Low\",W461=\"\",\"None\",W461=\"Unknown\",\"None\")","v":"None"},{"$f":"_xlfn.IFS(H461=\"LOW WATER CROSSING\",\"Unknown\",G461=\"Natural\",\"None\",AM461<AN461,\"High\",AC461=\"Functional\",\"Low\",AC461=\"Non-Functional\",\"Low\",W461=\"No\",\"Low\",W461=\"Unknown\",\"None\",X461=\"Deficiency\",\"None\",W461=\"Yes\",\"High\",W461=\"\",\"None\")","v":"None"},0,0,0,0,{"$f":"_xlfn.CONCAT(LEFT(H461,3),\"-\")&IF(H461=\"-\",0,COUNTIF($H$4:H461,H461))","v":"-0"},{"$f":"_xlfn.IFS($H461<=0,\"-\",AS461=1,_xlfn.CONCAT(\"FUN_NONDEF\",\"-DCON_\",LEFT(AQ461,1),\"-FCON_\",LEFT(AR461,1)),AT461=1,_xlfn.CONCAT(\"FUN_DEF\",\"-DCON_\",LEFT(AQ461,1),\"-FCON_\",LEFT(AR461,1)),AU461=1,_xlfn.CONCAT(\"NONFUN_NONDEF\",\"-DCON_\",LEFT(AQ461,1),\"-FCON_\",LEFT(AR461,1)),AV461=1,_xlfn.CONCAT(\"NONFUN_DEF\",\"-DCON_\",LEFT(AQ461,1),\"-FCON_\",LEFT(AR461,1)),AS461+AT461+AU461+AV461<1,_xlfn.CONCAT(\"-\"))","v":"-"}]
[null,null,null,null,null,null,null,null,null,null,null,null,null,null,null,null,null,null,null,null,null,0,null,null,null,null,null,null,null,null,null,0,0,0,0,"Unknown",{"$f":"_xlfn.IFS(G462=\"Natural\",0,H462=\"\",0,H462=\"COASTAL-CONSTRUCTED\",0,G462=\"Constructed\",_xlfn.XLOOKUP($H462,'Data Categories'!$U$4:$U$25,'Data Categories'!$V$4:V$25))","v":0},{"$f":"_xlfn.IFS(AK462=\"\",0,AJ462=\"Unknown\",0,AK462>1,AK462-AJ462,AK462=0,0)","v":0},{"$f":"_xlfn.IFS(Y462=\"\",0,Y462>1920,_xlfn.XLOOKUP($H462,'Data Categories'!$AE$20:$AE$42,'Data Categories'!$AG$20:$AG$42,0))","v":0},{"$f":"_xlfn.IFS(Y462=\"\",0,Y462>0,(2025-Y462))","v":0},{"$f":"_xlfn.IFS(Z462=\"Non-Deficient\",\"Non-Deficient\",Z462=\"Deficient\",\"Deficient\",AB462=\"Deficient\",\"Deficient\",Z462=\"Non-Deficient\",\"Non-Deficient\",AB462=\"Non-Deficient\",\"Non-Deficient\",P462=\"\",\"None\",AL462<0,\"Deficient\",AL462>10,\"Non-Deficient\")","v":"None"},{"$f":"_xlfn.IFS(H462=\"LOW WATER CROSSING\",\"Non-Functional\",G462=\"Natural\",\"Functional\",AA462=\"Functional\",\"Functional\",AC462=\"Functional\",\"Functional\",AA462=\"Non-Functional\",\"Non-Functional\",AC462=\"Non-Functional\",\"Non-Functional\",AA462=\"Unknown\",\"Unknown\",AC462=\"Unknown\",\"Unknown\",AA462=\"\",\"None\")","v":"None"},{"$f":"_xlfn.IFS(X462=\"Functionality\",\"Low\",W462=\"No\",\"Low\",Y462>=2015,\"High\",Y462>=1920,\"Low\",W462=\"\",\"None\",W462=\"Unknown\",\"None\")","v":"None"},{"$f":"_xlfn.IFS(H462=\"LOW WATER CROSSING\",\"Unknown\",G462=\"Natural\",\"None\",AM462<AN462,\"High\",AC462=\"Functional\",\"Low\",AC462=\"Non-Functional\",\"Low\",W462=\"No\",\"Low\",W462=\"Unknown\",\"None\",X462=\"Deficiency\",\"None\",W462=\"Yes\",\"High\",W462=\"\",\"None\")","v":"None"},0,0,0,0,{"$f":"_xlfn.CONCAT(LEFT(H462,3),\"-\")&IF(H462=\"-\",0,COUNTIF($H$4:H462,H462))","v":"-0"},{"$f":"_xlfn.IFS($H462<=0,\"-\",AS462=1,_xlfn.CONCAT(\"FUN_NONDEF\",\"-DCON_\",LEFT(AQ462,1),\"-FCON_\",LEFT(AR462,1)),AT462=1,_xlfn.CONCAT(\"FUN_DEF\",\"-DCON_\",LEFT(AQ462,1),\"-FCON_\",LEFT(AR462,1)),AU462=1,_xlfn.CONCAT(\"NONFUN_NONDEF\",\"-DCON_\",LEFT(AQ462,1),\"-FCON_\",LEFT(AR462,1)),AV462=1,_xlfn.CONCAT(\"NONFUN_DEF\",\"-DCON_\",LEFT(AQ462,1),\"-FCON_\",LEFT(AR462,1)),AS462+AT462+AU462+AV462<1,_xlfn.CONCAT(\"-\"))","v":"-"}]
[null,null,null,null,null,null,null,null,null,null,null,null,null,null,null,null,null,null,null,null,null,0,null,null,null,null,null,null,null,null,null,0,0,0,0,"Unknown",{"$f":"_xlfn.IFS(G463=\"Natural\",0,H463=\"\",0,H463=\"COASTAL-CONSTRUCTED\",0,G463=\"Constructed\",_xlfn.XLOOKUP($H463,'Data Categories'!$U$4:$U$25,'Data Categories'!$V$4:V$25))","v":0},{"$f":"_xlfn.IFS(AK463=\"\",0,AJ463=\"Unknown\",0,AK463>1,AK463-AJ463,AK463=0,0)","v":0},{"$f":"_xlfn.IFS(Y463=\"\",0,Y463>1920,_xlfn.XLOOKUP($H463,'Data Categories'!$AE$20:$AE$42,'Data Categories'!$AG$20:$AG$42,0))","v":0},{"$f":"_xlfn.IFS(Y463=\"\",0,Y463>0,(2025-Y463))","v":0},{"$f":"_xlfn.IFS(Z463=\"Non-Deficient\",\"Non-Deficient\",Z463=\"Deficient\",\"Deficient\",AB463=\"Deficient\",\"Deficient\",Z463=\"Non-Deficient\",\"Non-Deficient\",AB463=\"Non-Deficient\",\"Non-Deficient\",P463=\"\",\"None\",AL463<0,\"Deficient\",AL463>10,\"Non-Deficient\")","v":"None"},{"$f":"_xlfn.IFS(H463=\"LOW WATER CROSSING\",\"Non-Functional\",G463=\"Natural\",\"Functional\",AA463=\"Functional\",\"Functional\",AC463=\"Functional\",\"Functional\",AA463=\"Non-Functional\",\"Non-Functional\",AC463=\"Non-Functional\",\"Non-Functional\",AA463=\"Unknown\",\"Unknown\",AC463=\"Unknown\",\"Unknown\",AA463=\"\",\"None\")","v":"None"},{"$f":"_xlfn.IFS(X463=\"Functionality\",\"Low\",W463=\"No\",\"Low\",Y463>=2015,\"High\",Y463>=1920,\"Low\",W463=\"\",\"None\",W463=\"Unknown\",\"None\")","v":"None"},{"$f":"_xlfn.IFS(H463=\"LOW WATER CROSSING\",\"Unknown\",G463=\"Natural\",\"None\",AM463<AN463,\"High\",AC463=\"Functional\",\"Low\",AC463=\"Non-Functional\",\"Low\",W463=\"No\",\"Low\",W463=\"Unknown\",\"None\",X463=\"Deficiency\",\"None\",W463=\"Yes\",\"High\",W463=\"\",\"None\")","v":"None"},0,0,0,0,{"$f":"_xlfn.CONCAT(LEFT(H463,3),\"-\")&IF(H463=\"-\",0,COUNTIF($H$4:H463,H463))","v":"-0"},{"$f":"_xlfn.IFS($H463<=0,\"-\",AS463=1,_xlfn.CONCAT(\"FUN_NONDEF\",\"-DCON_\",LEFT(AQ463,1),\"-FCON_\",LEFT(AR463,1)),AT463=1,_xlfn.CONCAT(\"FUN_DEF\",\"-DCON_\",LEFT(AQ463,1),\"-FCON_\",LEFT(AR463,1)),AU463=1,_xlfn.CONCAT(\"NONFUN_NONDEF\",\"-DCON_\",LEFT(AQ463,1),\"-FCON_\",LEFT(AR463,1)),AV463=1,_xlfn.CONCAT(\"NONFUN_DEF\",\"-DCON_\",LEFT(AQ463,1),\"-FCON_\",LEFT(AR463,1)),AS463+AT463+AU463+AV463<1,_xlfn.CONCAT(\"-\"))","v":"-"}]
[null,null,null,null,null,null,null,null,null,null,null,null,null,null,null,null,null,null,null,null,null,0,null,null,null,null,null,null,null,null,null,0,0,0,0,"Unknown",{"$f":"_xlfn.IFS(G464=\"Natural\",0,H464=\"\",0,H464=\"COASTAL-CONSTRUCTED\",0,G464=\"Constructed\",_xlfn.XLOOKUP($H464,'Data Categories'!$U$4:$U$25,'Data Categories'!$V$4:V$25))","v":0},{"$f":"_xlfn.IFS(AK464=\"\",0,AJ464=\"Unknown\",0,AK464>1,AK464-AJ464,AK464=0,0)","v":0},{"$f":"_xlfn.IFS(Y464=\"\",0,Y464>1920,_xlfn.XLOOKUP($H464,'Data Categories'!$AE$20:$AE$42,'Data Categories'!$AG$20:$AG$42,0))","v":0},{"$f":"_xlfn.IFS(Y464=\"\",0,Y464>0,(2025-Y464))","v":0},{"$f":"_xlfn.IFS(Z464=\"Non-Deficient\",\"Non-Deficient\",Z464=\"Deficient\",\"Deficient\",AB464=\"Deficient\",\"Deficient\",Z464=\"Non-Deficient\",\"Non-Deficient\",AB464=\"Non-Deficient\",\"Non-Deficient\",P464=\"\",\"None\",AL464<0,\"Deficient\",AL464>10,\"Non-Deficient\")","v":"None"},{"$f":"_xlfn.IFS(H464=\"LOW WATER CROSSING\",\"Non-Functional\",G464=\"Natural\",\"Functional\",AA464=\"Functional\",\"Functional\",AC464=\"Functional\",\"Functional\",AA464=\"Non-Functional\",\"Non-Functional\",AC464=\"Non-Functional\",\"Non-Functional\",AA464=\"Unknown\",\"Unknown\",AC464=\"Unknown\",\"Unknown\",AA464=\"\",\"None\")","v":"None"},{"$f":"_xlfn.IFS(X464=\"Functionality\",\"Low\",W464=\"No\",\"Low\",Y464>=2015,\"High\",Y464>=1920,\"Low\",W464=\"\",\"None\",W464=\"Unknown\",\"None\")","v":"None"},{"$f":"_xlfn.IFS(H464=\"LOW WATER CROSSING\",\"Unknown\",G464=\"Natural\",\"None\",AM464<AN464,\"High\",AC464=\"Functional\",\"Low\",AC464=\"Non-Functional\",\"Low\",W464=\"No\",\"Low\",W464=\"Unknown\",\"None\",X464=\"Deficiency\",\"None\",W464=\"Yes\",\"High\",W464=\"\",\"None\")","v":"None"},0,0,0,0,{"$f":"_xlfn.CONCAT(LEFT(H464,3),\"-\")&IF(H464=\"-\",0,COUNTIF($H$4:H464,H464))","v":"-0"},{"$f":"_xlfn.IFS($H464<=0,\"-\",AS464=1,_xlfn.CONCAT(\"FUN_NONDEF\",\"-DCON_\",LEFT(AQ464,1),\"-FCON_\",LEFT(AR464,1)),AT464=1,_xlfn.CONCAT(\"FUN_DEF\",\"-DCON_\",LEFT(AQ464,1),\"-FCON_\",LEFT(AR464,1)),AU464=1,_xlfn.CONCAT(\"NONFUN_NONDEF\",\"-DCON_\",LEFT(AQ464,1),\"-FCON_\",LEFT(AR464,1)),AV464=1,_xlfn.CONCAT(\"NONFUN_DEF\",\"-DCON_\",LEFT(AQ464,1),\"-FCON_\",LEFT(AR464,1)),AS464+AT464+AU464+AV464<1,_xlfn.CONCAT(\"-\"))","v":"-"}]
[null,null,null,null,null,null,null,null,null,null,null,null,null,null,null,null,null,null,null,null,null,0,null,null,null,null,null,null,null,null,null,0,0,0,0,"Unknown",{"$f":"_xlfn.IFS(G465=\"Natural\",0,H465=\"\",0,H465=\"COASTAL-CONSTRUCTED\",0,G465=\"Constructed\",_xlfn.XLOOKUP($H465,'Data Categories'!$U$4:$U$25,'Data Categories'!$V$4:V$25))","v":0},{"$f":"_xlfn.IFS(AK465=\"\",0,AJ465=\"Unknown\",0,AK465>1,AK465-AJ465,AK465=0,0)","v":0},{"$f":"_xlfn.IFS(Y465=\"\",0,Y465>1920,_xlfn.XLOOKUP($H465,'Data Categories'!$AE$20:$AE$42,'Data Categories'!$AG$20:$AG$42,0))","v":0},{"$f":"_xlfn.IFS(Y465=\"\",0,Y465>0,(2025-Y465))","v":0},{"$f":"_xlfn.IFS(Z465=\"Non-Deficient\",\"Non-Deficient\",Z465=\"Deficient\",\"Deficient\",AB465=\"Deficient\",\"Deficient\",Z465=\"Non-Deficient\",\"Non-Deficient\",AB465=\"Non-Deficient\",\"Non-Deficient\",P465=\"\",\"None\",AL465<0,\"Deficient\",AL465>10,\"Non-Deficient\")","v":"None"},{"$f":"_xlfn.IFS(H465=\"LOW WATER CROSSING\",\"Non-Functional\",G465=\"Natural\",\"Functional\",AA465=\"Functional\",\"Functional\",AC465=\"Functional\",\"Functional\",AA465=\"Non-Functional\",\"Non-Functional\",AC465=\"Non-Functional\",\"Non-Functional\",AA465=\"Unknown\",\"Unknown\",AC465=\"Unknown\",\"Unknown\",AA465=\"\",\"None\")","v":"None"},{"$f":"_xlfn.IFS(X465=\"Functionality\",\"Low\",W465=\"No\",\"Low\",Y465>=2015,\"High\",Y465>=1920,\"Low\",W465=\"\",\"None\",W465=\"Unknown\",\"None\")","v":"None"},{"$f":"_xlfn.IFS(H465=\"LOW WATER CROSSING\",\"Unknown\",G465=\"Natural\",\"None\",AM465<AN465,\"High\",AC465=\"Functional\",\"Low\",AC465=\"Non-Functional\",\"Low\",W465=\"No\",\"Low\",W465=\"Unknown\",\"None\",X465=\"Deficiency\",\"None\",W465=\"Yes\",\"High\",W465=\"\",\"None\")","v":"None"},0,0,0,0,{"$f":"_xlfn.CONCAT(LEFT(H465,3),\"-\")&IF(H465=\"-\",0,COUNTIF($H$4:H465,H465))","v":"-0"},{"$f":"_xlfn.IFS($H465<=0,\"-\",AS465=1,_xlfn.CONCAT(\"FUN_NONDEF\",\"-DCON_\",LEFT(AQ465,1),\"-FCON_\",LEFT(AR465,1)),AT465=1,_xlfn.CONCAT(\"FUN_DEF\",\"-DCON_\",LEFT(AQ465,1),\"-FCON_\",LEFT(AR465,1)),AU465=1,_xlfn.CONCAT(\"NONFUN_NONDEF\",\"-DCON_\",LEFT(AQ465,1),\"-FCON_\",LEFT(AR465,1)),AV465=1,_xlfn.CONCAT(\"NONFUN_DEF\",\"-DCON_\",LEFT(AQ465,1),\"-FCON_\",LEFT(AR465,1)),AS465+AT465+AU465+AV465<1,_xlfn.CONCAT(\"-\"))","v":"-"}]
[null,null,null,null,null,null,null,null,null,null,null,null,null,null,null,null,null,null,null,null,null,0,null,null,null,null,null,null,null,null,null,0,0,0,0,"Unknown",{"$f":"_xlfn.IFS(G466=\"Natural\",0,H466=\"\",0,H466=\"COASTAL-CONSTRUCTED\",0,G466=\"Constructed\",_xlfn.XLOOKUP($H466,'Data Categories'!$U$4:$U$25,'Data Categories'!$V$4:V$25))","v":0},{"$f":"_xlfn.IFS(AK466=\"\",0,AJ466=\"Unknown\",0,AK466>1,AK466-AJ466,AK466=0,0)","v":0},{"$f":"_xlfn.IFS(Y466=\"\",0,Y466>1920,_xlfn.XLOOKUP($H466,'Data Categories'!$AE$20:$AE$42,'Data Categories'!$AG$20:$AG$42,0))","v":0},{"$f":"_xlfn.IFS(Y466=\"\",0,Y466>0,(2025-Y466))","v":0},{"$f":"_xlfn.IFS(Z466=\"Non-Deficient\",\"Non-Deficient\",Z466=\"Deficient\",\"Deficient\",AB466=\"Deficient\",\"Deficient\",Z466=\"Non-Deficient\",\"Non-Deficient\",AB466=\"Non-Deficient\",\"Non-Deficient\",P466=\"\",\"None\",AL466<0,\"Deficient\",AL466>10,\"Non-Deficient\")","v":"None"},{"$f":"_xlfn.IFS(H466=\"LOW WATER CROSSING\",\"Non-Functional\",G466=\"Natural\",\"Functional\",AA466=\"Functional\",\"Functional\",AC466=\"Functional\",\"Functional\",AA466=\"Non-Functional\",\"Non-Functional\",AC466=\"Non-Functional\",\"Non-Functional\",AA466=\"Unknown\",\"Unknown\",AC466=\"Unknown\",\"Unknown\",AA466=\"\",\"None\")","v":"None"},{"$f":"_xlfn.IFS(X466=\"Functionality\",\"Low\",W466=\"No\",\"Low\",Y466>=2015,\"High\",Y466>=1920,\"Low\",W466=\"\",\"None\",W466=\"Unknown\",\"None\")","v":"None"},{"$f":"_xlfn.IFS(H466=\"LOW WATER CROSSING\",\"Unknown\",G466=\"Natural\",\"None\",AM466<AN466,\"High\",AC466=\"Functional\",\"Low\",AC466=\"Non-Functional\",\"Low\",W466=\"No\",\"Low\",W466=\"Unknown\",\"None\",X466=\"Deficiency\",\"None\",W466=\"Yes\",\"High\",W466=\"\",\"None\")","v":"None"},0,0,0,0,{"$f":"_xlfn.CONCAT(LEFT(H466,3),\"-\")&IF(H466=\"-\",0,COUNTIF($H$4:H466,H466))","v":"-0"},{"$f":"_xlfn.IFS($H466<=0,\"-\",AS466=1,_xlfn.CONCAT(\"FUN_NONDEF\",\"-DCON_\",LEFT(AQ466,1),\"-FCON_\",LEFT(AR466,1)),AT466=1,_xlfn.CONCAT(\"FUN_DEF\",\"-DCON_\",LEFT(AQ466,1),\"-FCON_\",LEFT(AR466,1)),AU466=1,_xlfn.CONCAT(\"NONFUN_NONDEF\",\"-DCON_\",LEFT(AQ466,1),\"-FCON_\",LEFT(AR466,1)),AV466=1,_xlfn.CONCAT(\"NONFUN_DEF\",\"-DCON_\",LEFT(AQ466,1),\"-FCON_\",LEFT(AR466,1)),AS466+AT466+AU466+AV466<1,_xlfn.CONCAT(\"-\"))","v":"-"}]
[null,null,null,null,null,null,null,null,null,null,null,null,null,null,null,null,null,null,null,null,null,0,null,null,null,null,null,null,null,null,null,0,0,0,0,"Unknown",{"$f":"_xlfn.IFS(G467=\"Natural\",0,H467=\"\",0,H467=\"COASTAL-CONSTRUCTED\",0,G467=\"Constructed\",_xlfn.XLOOKUP($H467,'Data Categories'!$U$4:$U$25,'Data Categories'!$V$4:V$25))","v":0},{"$f":"_xlfn.IFS(AK467=\"\",0,AJ467=\"Unknown\",0,AK467>1,AK467-AJ467,AK467=0,0)","v":0},{"$f":"_xlfn.IFS(Y467=\"\",0,Y467>1920,_xlfn.XLOOKUP($H467,'Data Categories'!$AE$20:$AE$42,'Data Categories'!$AG$20:$AG$42,0))","v":0},{"$f":"_xlfn.IFS(Y467=\"\",0,Y467>0,(2025-Y467))","v":0},{"$f":"_xlfn.IFS(Z467=\"Non-Deficient\",\"Non-Deficient\",Z467=\"Deficient\",\"Deficient\",AB467=\"Deficient\",\"Deficient\",Z467=\"Non-Deficient\",\"Non-Deficient\",AB467=\"Non-Deficient\",\"Non-Deficient\",P467=\"\",\"None\",AL467<0,\"Deficient\",AL467>10,\"Non-Deficient\")","v":"None"},{"$f":"_xlfn.IFS(H467=\"LOW WATER CROSSING\",\"Non-Functional\",G467=\"Natural\",\"Functional\",AA467=\"Functional\",\"Functional\",AC467=\"Functional\",\"Functional\",AA467=\"Non-Functional\",\"Non-Functional\",AC467=\"Non-Functional\",\"Non-Functional\",AA467=\"Unknown\",\"Unknown\",AC467=\"Unknown\",\"Unknown\",AA467=\"\",\"None\")","v":"None"},{"$f":"_xlfn.IFS(X467=\"Functionality\",\"Low\",W467=\"No\",\"Low\",Y467>=2015,\"High\",Y467>=1920,\"Low\",W467=\"\",\"None\",W467=\"Unknown\",\"None\")","v":"None"},{"$f":"_xlfn.IFS(H467=\"LOW WATER CROSSING\",\"Unknown\",G467=\"Natural\",\"None\",AM467<AN467,\"High\",AC467=\"Functional\",\"Low\",AC467=\"Non-Functional\",\"Low\",W467=\"No\",\"Low\",W467=\"Unknown\",\"None\",X467=\"Deficiency\",\"None\",W467=\"Yes\",\"High\",W467=\"\",\"None\")","v":"None"},0,0,0,0,{"$f":"_xlfn.CONCAT(LEFT(H467,3),\"-\")&IF(H467=\"-\",0,COUNTIF($H$4:H467,H467))","v":"-0"},{"$f":"_xlfn.IFS($H467<=0,\"-\",AS467=1,_xlfn.CONCAT(\"FUN_NONDEF\",\"-DCON_\",LEFT(AQ467,1),\"-FCON_\",LEFT(AR467,1)),AT467=1,_xlfn.CONCAT(\"FUN_DEF\",\"-DCON_\",LEFT(AQ467,1),\"-FCON_\",LEFT(AR467,1)),AU467=1,_xlfn.CONCAT(\"NONFUN_NONDEF\",\"-DCON_\",LEFT(AQ467,1),\"-FCON_\",LEFT(AR467,1)),AV467=1,_xlfn.CONCAT(\"NONFUN_DEF\",\"-DCON_\",LEFT(AQ467,1),\"-FCON_\",LEFT(AR467,1)),AS467+AT467+AU467+AV467<1,_xlfn.CONCAT(\"-\"))","v":"-"}]
[null,null,null,null,null,null,null,null,null,null,null,null,null,null,null,null,null,null,null,null,null,0,null,null,null,null,null,null,null,null,null,0,0,0,0,"Unknown",{"$f":"_xlfn.IFS(G468=\"Natural\",0,H468=\"\",0,H468=\"COASTAL-CONSTRUCTED\",0,G468=\"Constructed\",_xlfn.XLOOKUP($H468,'Data Categories'!$U$4:$U$25,'Data Categories'!$V$4:V$25))","v":0},{"$f":"_xlfn.IFS(AK468=\"\",0,AJ468=\"Unknown\",0,AK468>1,AK468-AJ468,AK468=0,0)","v":0},{"$f":"_xlfn.IFS(Y468=\"\",0,Y468>1920,_xlfn.XLOOKUP($H468,'Data Categories'!$AE$20:$AE$42,'Data Categories'!$AG$20:$AG$42,0))","v":0},{"$f":"_xlfn.IFS(Y468=\"\",0,Y468>0,(2025-Y468))","v":0},{"$f":"_xlfn.IFS(Z468=\"Non-Deficient\",\"Non-Deficient\",Z468=\"Deficient\",\"Deficient\",AB468=\"Deficient\",\"Deficient\",Z468=\"Non-Deficient\",\"Non-Deficient\",AB468=\"Non-Deficient\",\"Non-Deficient\",P468=\"\",\"None\",AL468<0,\"Deficient\",AL468>10,\"Non-Deficient\")","v":"None"},{"$f":"_xlfn.IFS(H468=\"LOW WATER CROSSING\",\"Non-Functional\",G468=\"Natural\",\"Functional\",AA468=\"Functional\",\"Functional\",AC468=\"Functional\",\"Functional\",AA468=\"Non-Functional\",\"Non-Functional\",AC468=\"Non-Functional\",\"Non-Functional\",AA468=\"Unknown\",\"Unknown\",AC468=\"Unknown\",\"Unknown\",AA468=\"\",\"None\")","v":"None"},{"$f":"_xlfn.IFS(X468=\"Functionality\",\"Low\",W468=\"No\",\"Low\",Y468>=2015,\"High\",Y468>=1920,\"Low\",W468=\"\",\"None\",W468=\"Unknown\",\"None\")","v":"None"},{"$f":"_xlfn.IFS(H468=\"LOW WATER CROSSING\",\"Unknown\",G468=\"Natural\",\"None\",AM468<AN468,\"High\",AC468=\"Functional\",\"Low\",AC468=\"Non-Functional\",\"Low\",W468=\"No\",\"Low\",W468=\"Unknown\",\"None\",X468=\"Deficiency\",\"None\",W468=\"Yes\",\"High\",W468=\"\",\"None\")","v":"None"},0,0,0,0,{"$f":"_xlfn.CONCAT(LEFT(H468,3),\"-\")&IF(H468=\"-\",0,COUNTIF($H$4:H468,H468))","v":"-0"},{"$f":"_xlfn.IFS($H468<=0,\"-\",AS468=1,_xlfn.CONCAT(\"FUN_NONDEF\",\"-DCON_\",LEFT(AQ468,1),\"-FCON_\",LEFT(AR468,1)),AT468=1,_xlfn.CONCAT(\"FUN_DEF\",\"-DCON_\",LEFT(AQ468,1),\"-FCON_\",LEFT(AR468,1)),AU468=1,_xlfn.CONCAT(\"NONFUN_NONDEF\",\"-DCON_\",LEFT(AQ468,1),\"-FCON_\",LEFT(AR468,1)),AV468=1,_xlfn.CONCAT(\"NONFUN_DEF\",\"-DCON_\",LEFT(AQ468,1),\"-FCON_\",LEFT(AR468,1)),AS468+AT468+AU468+AV468<1,_xlfn.CONCAT(\"-\"))","v":"-"}]
[null,null,null,null,null,null,null,null,null,null,null,null,null,null,null,null,null,null,null,null,null,0,null,null,null,null,null,null,null,null,null,0,0,0,0,"Unknown",{"$f":"_xlfn.IFS(G469=\"Natural\",0,H469=\"\",0,H469=\"COASTAL-CONSTRUCTED\",0,G469=\"Constructed\",_xlfn.XLOOKUP($H469,'Data Categories'!$U$4:$U$25,'Data Categories'!$V$4:V$25))","v":0},{"$f":"_xlfn.IFS(AK469=\"\",0,AJ469=\"Unknown\",0,AK469>1,AK469-AJ469,AK469=0,0)","v":0},{"$f":"_xlfn.IFS(Y469=\"\",0,Y469>1920,_xlfn.XLOOKUP($H469,'Data Categories'!$AE$20:$AE$42,'Data Categories'!$AG$20:$AG$42,0))","v":0},{"$f":"_xlfn.IFS(Y469=\"\",0,Y469>0,(2025-Y469))","v":0},{"$f":"_xlfn.IFS(Z469=\"Non-Deficient\",\"Non-Deficient\",Z469=\"Deficient\",\"Deficient\",AB469=\"Deficient\",\"Deficient\",Z469=\"Non-Deficient\",\"Non-Deficient\",AB469=\"Non-Deficient\",\"Non-Deficient\",P469=\"\",\"None\",AL469<0,\"Deficient\",AL469>10,\"Non-Deficient\")","v":"None"},{"$f":"_xlfn.IFS(H469=\"LOW WATER CROSSING\",\"Non-Functional\",G469=\"Natural\",\"Functional\",AA469=\"Functional\",\"Functional\",AC469=\"Functional\",\"Functional\",AA469=\"Non-Functional\",\"Non-Functional\",AC469=\"Non-Functional\",\"Non-Functional\",AA469=\"Unknown\",\"Unknown\",AC469=\"Unknown\",\"Unknown\",AA469=\"\",\"None\")","v":"None"},{"$f":"_xlfn.IFS(X469=\"Functionality\",\"Low\",W469=\"No\",\"Low\",Y469>=2015,\"High\",Y469>=1920,\"Low\",W469=\"\",\"None\",W469=\"Unknown\",\"None\")","v":"None"},{"$f":"_xlfn.IFS(H469=\"LOW WATER CROSSING\",\"Unknown\",G469=\"Natural\",\"None\",AM469<AN469,\"High\",AC469=\"Functional\",\"Low\",AC469=\"Non-Functional\",\"Low\",W469=\"No\",\"Low\",W469=\"Unknown\",\"None\",X469=\"Deficiency\",\"None\",W469=\"Yes\",\"High\",W469=\"\",\"None\")","v":"None"},0,0,0,0,{"$f":"_xlfn.CONCAT(LEFT(H469,3),\"-\")&IF(H469=\"-\",0,COUNTIF($H$4:H469,H469))","v":"-0"},{"$f":"_xlfn.IFS($H469<=0,\"-\",AS469=1,_xlfn.CONCAT(\"FUN_NONDEF\",\"-DCON_\",LEFT(AQ469,1),\"-FCON_\",LEFT(AR469,1)),AT469=1,_xlfn.CONCAT(\"FUN_DEF\",\"-DCON_\",LEFT(AQ469,1),\"-FCON_\",LEFT(AR469,1)),AU469=1,_xlfn.CONCAT(\"NONFUN_NONDEF\",\"-DCON_\",LEFT(AQ469,1),\"-FCON_\",LEFT(AR469,1)),AV469=1,_xlfn.CONCAT(\"NONFUN_DEF\",\"-DCON_\",LEFT(AQ469,1),\"-FCON_\",LEFT(AR469,1)),AS469+AT469+AU469+AV469<1,_xlfn.CONCAT(\"-\"))","v":"-"}]
[null,null,null,null,null,null,null,null,null,null,null,null,null,null,null,null,null,null,null,null,null,0,null,null,null,null,null,null,null,null,null,0,0,0,0,"Unknown",{"$f":"_xlfn.IFS(G470=\"Natural\",0,H470=\"\",0,H470=\"COASTAL-CONSTRUCTED\",0,G470=\"Constructed\",_xlfn.XLOOKUP($H470,'Data Categories'!$U$4:$U$25,'Data Categories'!$V$4:V$25))","v":0},{"$f":"_xlfn.IFS(AK470=\"\",0,AJ470=\"Unknown\",0,AK470>1,AK470-AJ470,AK470=0,0)","v":0},{"$f":"_xlfn.IFS(Y470=\"\",0,Y470>1920,_xlfn.XLOOKUP($H470,'Data Categories'!$AE$20:$AE$42,'Data Categories'!$AG$20:$AG$42,0))","v":0},{"$f":"_xlfn.IFS(Y470=\"\",0,Y470>0,(2025-Y470))","v":0},{"$f":"_xlfn.IFS(Z470=\"Non-Deficient\",\"Non-Deficient\",Z470=\"Deficient\",\"Deficient\",AB470=\"Deficient\",\"Deficient\",Z470=\"Non-Deficient\",\"Non-Deficient\",AB470=\"Non-Deficient\",\"Non-Deficient\",P470=\"\",\"None\",AL470<0,\"Deficient\",AL470>10,\"Non-Deficient\")","v":"None"},{"$f":"_xlfn.IFS(H470=\"LOW WATER CROSSING\",\"Non-Functional\",G470=\"Natural\",\"Functional\",AA470=\"Functional\",\"Functional\",AC470=\"Functional\",\"Functional\",AA470=\"Non-Functional\",\"Non-Functional\",AC470=\"Non-Functional\",\"Non-Functional\",AA470=\"Unknown\",\"Unknown\",AC470=\"Unknown\",\"Unknown\",AA470=\"\",\"None\")","v":"None"},{"$f":"_xlfn.IFS(X470=\"Functionality\",\"Low\",W470=\"No\",\"Low\",Y470>=2015,\"High\",Y470>=1920,\"Low\",W470=\"\",\"None\",W470=\"Unknown\",\"None\")","v":"None"},{"$f":"_xlfn.IFS(H470=\"LOW WATER CROSSING\",\"Unknown\",G470=\"Natural\",\"None\",AM470<AN470,\"High\",AC470=\"Functional\",\"Low\",AC470=\"Non-Functional\",\"Low\",W470=\"No\",\"Low\",W470=\"Unknown\",\"None\",X470=\"Deficiency\",\"None\",W470=\"Yes\",\"High\",W470=\"\",\"None\")","v":"None"},0,0,0,0,{"$f":"_xlfn.CONCAT(LEFT(H470,3),\"-\")&IF(H470=\"-\",0,COUNTIF($H$4:H470,H470))","v":"-0"},{"$f":"_xlfn.IFS($H470<=0,\"-\",AS470=1,_xlfn.CONCAT(\"FUN_NONDEF\",\"-DCON_\",LEFT(AQ470,1),\"-FCON_\",LEFT(AR470,1)),AT470=1,_xlfn.CONCAT(\"FUN_DEF\",\"-DCON_\",LEFT(AQ470,1),\"-FCON_\",LEFT(AR470,1)),AU470=1,_xlfn.CONCAT(\"NONFUN_NONDEF\",\"-DCON_\",LEFT(AQ470,1),\"-FCON_\",LEFT(AR470,1)),AV470=1,_xlfn.CONCAT(\"NONFUN_DEF\",\"-DCON_\",LEFT(AQ470,1),\"-FCON_\",LEFT(AR470,1)),AS470+AT470+AU470+AV470<1,_xlfn.CONCAT(\"-\"))","v":"-"}]
[null,null,null,null,null,null,null,null,null,null,null,null,null,null,null,null,null,null,null,null,null,0,null,null,null,null,null,null,null,null,null,0,0,0,0,"Unknown",{"$f":"_xlfn.IFS(G471=\"Natural\",0,H471=\"\",0,H471=\"COASTAL-CONSTRUCTED\",0,G471=\"Constructed\",_xlfn.XLOOKUP($H471,'Data Categories'!$U$4:$U$25,'Data Categories'!$V$4:V$25))","v":0},{"$f":"_xlfn.IFS(AK471=\"\",0,AJ471=\"Unknown\",0,AK471>1,AK471-AJ471,AK471=0,0)","v":0},{"$f":"_xlfn.IFS(Y471=\"\",0,Y471>1920,_xlfn.XLOOKUP($H471,'Data Categories'!$AE$20:$AE$42,'Data Categories'!$AG$20:$AG$42,0))","v":0},{"$f":"_xlfn.IFS(Y471=\"\",0,Y471>0,(2025-Y471))","v":0},{"$f":"_xlfn.IFS(Z471=\"Non-Deficient\",\"Non-Deficient\",Z471=\"Deficient\",\"Deficient\",AB471=\"Deficient\",\"Deficient\",Z471=\"Non-Deficient\",\"Non-Deficient\",AB471=\"Non-Deficient\",\"Non-Deficient\",P471=\"\",\"None\",AL471<0,\"Deficient\",AL471>10,\"Non-Deficient\")","v":"None"},{"$f":"_xlfn.IFS(H471=\"LOW WATER CROSSING\",\"Non-Functional\",G471=\"Natural\",\"Functional\",AA471=\"Functional\",\"Functional\",AC471=\"Functional\",\"Functional\",AA471=\"Non-Functional\",\"Non-Functional\",AC471=\"Non-Functional\",\"Non-Functional\",AA471=\"Unknown\",\"Unknown\",AC471=\"Unknown\",\"Unknown\",AA471=\"\",\"None\")","v":"None"},{"$f":"_xlfn.IFS(X471=\"Functionality\",\"Low\",W471=\"No\",\"Low\",Y471>=2015,\"High\",Y471>=1920,\"Low\",W471=\"\",\"None\",W471=\"Unknown\",\"None\")","v":"None"},{"$f":"_xlfn.IFS(H471=\"LOW WATER CROSSING\",\"Unknown\",G471=\"Natural\",\"None\",AM471<AN471,\"High\",AC471=\"Functional\",\"Low\",AC471=\"Non-Functional\",\"Low\",W471=\"No\",\"Low\",W471=\"Unknown\",\"None\",X471=\"Deficiency\",\"None\",W471=\"Yes\",\"High\",W471=\"\",\"None\")","v":"None"},0,0,0,0,{"$f":"_xlfn.CONCAT(LEFT(H471,3),\"-\")&IF(H471=\"-\",0,COUNTIF($H$4:H471,H471))","v":"-0"},{"$f":"_xlfn.IFS($H471<=0,\"-\",AS471=1,_xlfn.CONCAT(\"FUN_NONDEF\",\"-DCON_\",LEFT(AQ471,1),\"-FCON_\",LEFT(AR471,1)),AT471=1,_xlfn.CONCAT(\"FUN_DEF\",\"-DCON_\",LEFT(AQ471,1),\"-FCON_\",LEFT(AR471,1)),AU471=1,_xlfn.CONCAT(\"NONFUN_NONDEF\",\"-DCON_\",LEFT(AQ471,1),\"-FCON_\",LEFT(AR471,1)),AV471=1,_xlfn.CONCAT(\"NONFUN_DEF\",\"-DCON_\",LEFT(AQ471,1),\"-FCON_\",LEFT(AR471,1)),AS471+AT471+AU471+AV471<1,_xlfn.CONCAT(\"-\"))","v":"-"}]
[null,null,null,null,null,null,null,null,null,null,null,null,null,null,null,null,null,null,null,null,null,0,null,null,null,null,null,null,null,null,null,0,0,0,0,"Unknown",{"$f":"_xlfn.IFS(G472=\"Natural\",0,H472=\"\",0,H472=\"COASTAL-CONSTRUCTED\",0,G472=\"Constructed\",_xlfn.XLOOKUP($H472,'Data Categories'!$U$4:$U$25,'Data Categories'!$V$4:V$25))","v":0},{"$f":"_xlfn.IFS(AK472=\"\",0,AJ472=\"Unknown\",0,AK472>1,AK472-AJ472,AK472=0,0)","v":0},{"$f":"_xlfn.IFS(Y472=\"\",0,Y472>1920,_xlfn.XLOOKUP($H472,'Data Categories'!$AE$20:$AE$42,'Data Categories'!$AG$20:$AG$42,0))","v":0},{"$f":"_xlfn.IFS(Y472=\"\",0,Y472>0,(2025-Y472))","v":0},{"$f":"_xlfn.IFS(Z472=\"Non-Deficient\",\"Non-Deficient\",Z472=\"Deficient\",\"Deficient\",AB472=\"Deficient\",\"Deficient\",Z472=\"Non-Deficient\",\"Non-Deficient\",AB472=\"Non-Deficient\",\"Non-Deficient\",P472=\"\",\"None\",AL472<0,\"Deficient\",AL472>10,\"Non-Deficient\")","v":"None"},{"$f":"_xlfn.IFS(H472=\"LOW WATER CROSSING\",\"Non-Functional\",G472=\"Natural\",\"Functional\",AA472=\"Functional\",\"Functional\",AC472=\"Functional\",\"Functional\",AA472=\"Non-Functional\",\"Non-Functional\",AC472=\"Non-Functional\",\"Non-Functional\",AA472=\"Unknown\",\"Unknown\",AC472=\"Unknown\",\"Unknown\",AA472=\"\",\"None\")","v":"None"},{"$f":"_xlfn.IFS(X472=\"Functionality\",\"Low\",W472=\"No\",\"Low\",Y472>=2015,\"High\",Y472>=1920,\"Low\",W472=\"\",\"None\",W472=\"Unknown\",\"None\")","v":"None"},{"$f":"_xlfn.IFS(H472=\"LOW WATER CROSSING\",\"Unknown\",G472=\"Natural\",\"None\",AM472<AN472,\"High\",AC472=\"Functional\",\"Low\",AC472=\"Non-Functional\",\"Low\",W472=\"No\",\"Low\",W472=\"Unknown\",\"None\",X472=\"Deficiency\",\"None\",W472=\"Yes\",\"High\",W472=\"\",\"None\")","v":"None"},0,0,0,0,{"$f":"_xlfn.CONCAT(LEFT(H472,3),\"-\")&IF(H472=\"-\",0,COUNTIF($H$4:H472,H472))","v":"-0"},{"$f":"_xlfn.IFS($H472<=0,\"-\",AS472=1,_xlfn.CONCAT(\"FUN_NONDEF\",\"-DCON_\",LEFT(AQ472,1),\"-FCON_\",LEFT(AR472,1)),AT472=1,_xlfn.CONCAT(\"FUN_DEF\",\"-DCON_\",LEFT(AQ472,1),\"-FCON_\",LEFT(AR472,1)),AU472=1,_xlfn.CONCAT(\"NONFUN_NONDEF\",\"-DCON_\",LEFT(AQ472,1),\"-FCON_\",LEFT(AR472,1)),AV472=1,_xlfn.CONCAT(\"NONFUN_DEF\",\"-DCON_\",LEFT(AQ472,1),\"-FCON_\",LEFT(AR472,1)),AS472+AT472+AU472+AV472<1,_xlfn.CONCAT(\"-\"))","v":"-"}]
[null,null,null,null,null,null,null,null,null,null,null,null,null,null,null,null,null,null,null,null,null,0,null,null,null,null,null,null,null,null,null,0,0,0,0,"Unknown",{"$f":"_xlfn.IFS(G473=\"Natural\",0,H473=\"\",0,H473=\"COASTAL-CONSTRUCTED\",0,G473=\"Constructed\",_xlfn.XLOOKUP($H473,'Data Categories'!$U$4:$U$25,'Data Categories'!$V$4:V$25))","v":0},{"$f":"_xlfn.IFS(AK473=\"\",0,AJ473=\"Unknown\",0,AK473>1,AK473-AJ473,AK473=0,0)","v":0},{"$f":"_xlfn.IFS(Y473=\"\",0,Y473>1920,_xlfn.XLOOKUP($H473,'Data Categories'!$AE$20:$AE$42,'Data Categories'!$AG$20:$AG$42,0))","v":0},{"$f":"_xlfn.IFS(Y473=\"\",0,Y473>0,(2025-Y473))","v":0},{"$f":"_xlfn.IFS(Z473=\"Non-Deficient\",\"Non-Deficient\",Z473=\"Deficient\",\"Deficient\",AB473=\"Deficient\",\"Deficient\",Z473=\"Non-Deficient\",\"Non-Deficient\",AB473=\"Non-Deficient\",\"Non-Deficient\",P473=\"\",\"None\",AL473<0,\"Deficient\",AL473>10,\"Non-Deficient\")","v":"None"},{"$f":"_xlfn.IFS(H473=\"LOW WATER CROSSING\",\"Non-Functional\",G473=\"Natural\",\"Functional\",AA473=\"Functional\",\"Functional\",AC473=\"Functional\",\"Functional\",AA473=\"Non-Functional\",\"Non-Functional\",AC473=\"Non-Functional\",\"Non-Functional\",AA473=\"Unknown\",\"Unknown\",AC473=\"Unknown\",\"Unknown\",AA473=\"\",\"None\")","v":"None"},{"$f":"_xlfn.IFS(X473=\"Functionality\",\"Low\",W473=\"No\",\"Low\",Y473>=2015,\"High\",Y473>=1920,\"Low\",W473=\"\",\"None\",W473=\"Unknown\",\"None\")","v":"None"},{"$f":"_xlfn.IFS(H473=\"LOW WATER CROSSING\",\"Unknown\",G473=\"Natural\",\"None\",AM473<AN473,\"High\",AC473=\"Functional\",\"Low\",AC473=\"Non-Functional\",\"Low\",W473=\"No\",\"Low\",W473=\"Unknown\",\"None\",X473=\"Deficiency\",\"None\",W473=\"Yes\",\"High\",W473=\"\",\"None\")","v":"None"},0,0,0,0,{"$f":"_xlfn.CONCAT(LEFT(H473,3),\"-\")&IF(H473=\"-\",0,COUNTIF($H$4:H473,H473))","v":"-0"},{"$f":"_xlfn.IFS($H473<=0,\"-\",AS473=1,_xlfn.CONCAT(\"FUN_NONDEF\",\"-DCON_\",LEFT(AQ473,1),\"-FCON_\",LEFT(AR473,1)),AT473=1,_xlfn.CONCAT(\"FUN_DEF\",\"-DCON_\",LEFT(AQ473,1),\"-FCON_\",LEFT(AR473,1)),AU473=1,_xlfn.CONCAT(\"NONFUN_NONDEF\",\"-DCON_\",LEFT(AQ473,1),\"-FCON_\",LEFT(AR473,1)),AV473=1,_xlfn.CONCAT(\"NONFUN_DEF\",\"-DCON_\",LEFT(AQ473,1),\"-FCON_\",LEFT(AR473,1)),AS473+AT473+AU473+AV473<1,_xlfn.CONCAT(\"-\"))","v":"-"}]
[null,null,null,null,null,null,null,null,null,null,null,null,null,null,null,null,null,null,null,null,null,0,null,null,null,null,null,null,null,null,null,0,0,0,0,"Unknown",{"$f":"_xlfn.IFS(G474=\"Natural\",0,H474=\"\",0,H474=\"COASTAL-CONSTRUCTED\",0,G474=\"Constructed\",_xlfn.XLOOKUP($H474,'Data Categories'!$U$4:$U$25,'Data Categories'!$V$4:V$25))","v":0},{"$f":"_xlfn.IFS(AK474=\"\",0,AJ474=\"Unknown\",0,AK474>1,AK474-AJ474,AK474=0,0)","v":0},{"$f":"_xlfn.IFS(Y474=\"\",0,Y474>1920,_xlfn.XLOOKUP($H474,'Data Categories'!$AE$20:$AE$42,'Data Categories'!$AG$20:$AG$42,0))","v":0},{"$f":"_xlfn.IFS(Y474=\"\",0,Y474>0,(2025-Y474))","v":0},{"$f":"_xlfn.IFS(Z474=\"Non-Deficient\",\"Non-Deficient\",Z474=\"Deficient\",\"Deficient\",AB474=\"Deficient\",\"Deficient\",Z474=\"Non-Deficient\",\"Non-Deficient\",AB474=\"Non-Deficient\",\"Non-Deficient\",P474=\"\",\"None\",AL474<0,\"Deficient\",AL474>10,\"Non-Deficient\")","v":"None"},{"$f":"_xlfn.IFS(H474=\"LOW WATER CROSSING\",\"Non-Functional\",G474=\"Natural\",\"Functional\",AA474=\"Functional\",\"Functional\",AC474=\"Functional\",\"Functional\",AA474=\"Non-Functional\",\"Non-Functional\",AC474=\"Non-Functional\",\"Non-Functional\",AA474=\"Unknown\",\"Unknown\",AC474=\"Unknown\",\"Unknown\",AA474=\"\",\"None\")","v":"None"},{"$f":"_xlfn.IFS(X474=\"Functionality\",\"Low\",W474=\"No\",\"Low\",Y474>=2015,\"High\",Y474>=1920,\"Low\",W474=\"\",\"None\",W474=\"Unknown\",\"None\")","v":"None"},{"$f":"_xlfn.IFS(H474=\"LOW WATER CROSSING\",\"Unknown\",G474=\"Natural\",\"None\",AM474<AN474,\"High\",AC474=\"Functional\",\"Low\",AC474=\"Non-Functional\",\"Low\",W474=\"No\",\"Low\",W474=\"Unknown\",\"None\",X474=\"Deficiency\",\"None\",W474=\"Yes\",\"High\",W474=\"\",\"None\")","v":"None"},0,0,0,0,{"$f":"_xlfn.CONCAT(LEFT(H474,3),\"-\")&IF(H474=\"-\",0,COUNTIF($H$4:H474,H474))","v":"-0"},{"$f":"_xlfn.IFS($H474<=0,\"-\",AS474=1,_xlfn.CONCAT(\"FUN_NONDEF\",\"-DCON_\",LEFT(AQ474,1),\"-FCON_\",LEFT(AR474,1)),AT474=1,_xlfn.CONCAT(\"FUN_DEF\",\"-DCON_\",LEFT(AQ474,1),\"-FCON_\",LEFT(AR474,1)),AU474=1,_xlfn.CONCAT(\"NONFUN_NONDEF\",\"-DCON_\",LEFT(AQ474,1),\"-FCON_\",LEFT(AR474,1)),AV474=1,_xlfn.CONCAT(\"NONFUN_DEF\",\"-DCON_\",LEFT(AQ474,1),\"-FCON_\",LEFT(AR474,1)),AS474+AT474+AU474+AV474<1,_xlfn.CONCAT(\"-\"))","v":"-"}]
[null,null,null,null,null,null,null,null,null,null,null,null,null,null,null,null,null,null,null,null,null,0,null,null,null,null,null,null,null,null,null,0,0,0,0,"Unknown",{"$f":"_xlfn.IFS(G475=\"Natural\",0,H475=\"\",0,H475=\"COASTAL-CONSTRUCTED\",0,G475=\"Constructed\",_xlfn.XLOOKUP($H475,'Data Categories'!$U$4:$U$25,'Data Categories'!$V$4:V$25))","v":0},{"$f":"_xlfn.IFS(AK475=\"\",0,AJ475=\"Unknown\",0,AK475>1,AK475-AJ475,AK475=0,0)","v":0},{"$f":"_xlfn.IFS(Y475=\"\",0,Y475>1920,_xlfn.XLOOKUP($H475,'Data Categories'!$AE$20:$AE$42,'Data Categories'!$AG$20:$AG$42,0))","v":0},{"$f":"_xlfn.IFS(Y475=\"\",0,Y475>0,(2025-Y475))","v":0},{"$f":"_xlfn.IFS(Z475=\"Non-Deficient\",\"Non-Deficient\",Z475=\"Deficient\",\"Deficient\",AB475=\"Deficient\",\"Deficient\",Z475=\"Non-Deficient\",\"Non-Deficient\",AB475=\"Non-Deficient\",\"Non-Deficient\",P475=\"\",\"None\",AL475<0,\"Deficient\",AL475>10,\"Non-Deficient\")","v":"None"},{"$f":"_xlfn.IFS(H475=\"LOW WATER CROSSING\",\"Non-Functional\",G475=\"Natural\",\"Functional\",AA475=\"Functional\",\"Functional\",AC475=\"Functional\",\"Functional\",AA475=\"Non-Functional\",\"Non-Functional\",AC475=\"Non-Functional\",\"Non-Functional\",AA475=\"Unknown\",\"Unknown\",AC475=\"Unknown\",\"Unknown\",AA475=\"\",\"None\")","v":"None"},{"$f":"_xlfn.IFS(X475=\"Functionality\",\"Low\",W475=\"No\",\"Low\",Y475>=2015,\"High\",Y475>=1920,\"Low\",W475=\"\",\"None\",W475=\"Unknown\",\"None\")","v":"None"},{"$f":"_xlfn.IFS(H475=\"LOW WATER CROSSING\",\"Unknown\",G475=\"Natural\",\"None\",AM475<AN475,\"High\",AC475=\"Functional\",\"Low\",AC475=\"Non-Functional\",\"Low\",W475=\"No\",\"Low\",W475=\"Unknown\",\"None\",X475=\"Deficiency\",\"None\",W475=\"Yes\",\"High\",W475=\"\",\"None\")","v":"None"},0,0,0,0,{"$f":"_xlfn.CONCAT(LEFT(H475,3),\"-\")&IF(H475=\"-\",0,COUNTIF($H$4:H475,H475))","v":"-0"},{"$f":"_xlfn.IFS($H475<=0,\"-\",AS475=1,_xlfn.CONCAT(\"FUN_NONDEF\",\"-DCON_\",LEFT(AQ475,1),\"-FCON_\",LEFT(AR475,1)),AT475=1,_xlfn.CONCAT(\"FUN_DEF\",\"-DCON_\",LEFT(AQ475,1),\"-FCON_\",LEFT(AR475,1)),AU475=1,_xlfn.CONCAT(\"NONFUN_NONDEF\",\"-DCON_\",LEFT(AQ475,1),\"-FCON_\",LEFT(AR475,1)),AV475=1,_xlfn.CONCAT(\"NONFUN_DEF\",\"-DCON_\",LEFT(AQ475,1),\"-FCON_\",LEFT(AR475,1)),AS475+AT475+AU475+AV475<1,_xlfn.CONCAT(\"-\"))","v":"-"}]
[null,null,null,null,null,null,null,null,null,null,null,null,null,null,null,null,null,null,null,null,null,0,null,null,null,null,null,null,null,null,null,0,0,0,0,"Unknown",{"$f":"_xlfn.IFS(G476=\"Natural\",0,H476=\"\",0,H476=\"COASTAL-CONSTRUCTED\",0,G476=\"Constructed\",_xlfn.XLOOKUP($H476,'Data Categories'!$U$4:$U$25,'Data Categories'!$V$4:V$25))","v":0},{"$f":"_xlfn.IFS(AK476=\"\",0,AJ476=\"Unknown\",0,AK476>1,AK476-AJ476,AK476=0,0)","v":0},{"$f":"_xlfn.IFS(Y476=\"\",0,Y476>1920,_xlfn.XLOOKUP($H476,'Data Categories'!$AE$20:$AE$42,'Data Categories'!$AG$20:$AG$42,0))","v":0},{"$f":"_xlfn.IFS(Y476=\"\",0,Y476>0,(2025-Y476))","v":0},{"$f":"_xlfn.IFS(Z476=\"Non-Deficient\",\"Non-Deficient\",Z476=\"Deficient\",\"Deficient\",AB476=\"Deficient\",\"Deficient\",Z476=\"Non-Deficient\",\"Non-Deficient\",AB476=\"Non-Deficient\",\"Non-Deficient\",P476=\"\",\"None\",AL476<0,\"Deficient\",AL476>10,\"Non-Deficient\")","v":"None"},{"$f":"_xlfn.IFS(H476=\"LOW WATER CROSSING\",\"Non-Functional\",G476=\"Natural\",\"Functional\",AA476=\"Functional\",\"Functional\",AC476=\"Functional\",\"Functional\",AA476=\"Non-Functional\",\"Non-Functional\",AC476=\"Non-Functional\",\"Non-Functional\",AA476=\"Unknown\",\"Unknown\",AC476=\"Unknown\",\"Unknown\",AA476=\"\",\"None\")","v":"None"},{"$f":"_xlfn.IFS(X476=\"Functionality\",\"Low\",W476=\"No\",\"Low\",Y476>=2015,\"High\",Y476>=1920,\"Low\",W476=\"\",\"None\",W476=\"Unknown\",\"None\")","v":"None"},{"$f":"_xlfn.IFS(H476=\"LOW WATER CROSSING\",\"Unknown\",G476=\"Natural\",\"None\",AM476<AN476,\"High\",AC476=\"Functional\",\"Low\",AC476=\"Non-Functional\",\"Low\",W476=\"No\",\"Low\",W476=\"Unknown\",\"None\",X476=\"Deficiency\",\"None\",W476=\"Yes\",\"High\",W476=\"\",\"None\")","v":"None"},0,0,0,0,{"$f":"_xlfn.CONCAT(LEFT(H476,3),\"-\")&IF(H476=\"-\",0,COUNTIF($H$4:H476,H476))","v":"-0"},{"$f":"_xlfn.IFS($H476<=0,\"-\",AS476=1,_xlfn.CONCAT(\"FUN_NONDEF\",\"-DCON_\",LEFT(AQ476,1),\"-FCON_\",LEFT(AR476,1)),AT476=1,_xlfn.CONCAT(\"FUN_DEF\",\"-DCON_\",LEFT(AQ476,1),\"-FCON_\",LEFT(AR476,1)),AU476=1,_xlfn.CONCAT(\"NONFUN_NONDEF\",\"-DCON_\",LEFT(AQ476,1),\"-FCON_\",LEFT(AR476,1)),AV476=1,_xlfn.CONCAT(\"NONFUN_DEF\",\"-DCON_\",LEFT(AQ476,1),\"-FCON_\",LEFT(AR476,1)),AS476+AT476+AU476+AV476<1,_xlfn.CONCAT(\"-\"))","v":"-"}]
[null,null,null,null,null,null,null,null,null,null,null,null,null,null,null,null,null,null,null,null,null,0,null,null,null,null,null,null,null,null,null,0,0,0,0,"Unknown",{"$f":"_xlfn.IFS(G477=\"Natural\",0,H477=\"\",0,H477=\"COASTAL-CONSTRUCTED\",0,G477=\"Constructed\",_xlfn.XLOOKUP($H477,'Data Categories'!$U$4:$U$25,'Data Categories'!$V$4:V$25))","v":0},{"$f":"_xlfn.IFS(AK477=\"\",0,AJ477=\"Unknown\",0,AK477>1,AK477-AJ477,AK477=0,0)","v":0},{"$f":"_xlfn.IFS(Y477=\"\",0,Y477>1920,_xlfn.XLOOKUP($H477,'Data Categories'!$AE$20:$AE$42,'Data Categories'!$AG$20:$AG$42,0))","v":0},{"$f":"_xlfn.IFS(Y477=\"\",0,Y477>0,(2025-Y477))","v":0},{"$f":"_xlfn.IFS(Z477=\"Non-Deficient\",\"Non-Deficient\",Z477=\"Deficient\",\"Deficient\",AB477=\"Deficient\",\"Deficient\",Z477=\"Non-Deficient\",\"Non-Deficient\",AB477=\"Non-Deficient\",\"Non-Deficient\",P477=\"\",\"None\",AL477<0,\"Deficient\",AL477>10,\"Non-Deficient\")","v":"None"},{"$f":"_xlfn.IFS(H477=\"LOW WATER CROSSING\",\"Non-Functional\",G477=\"Natural\",\"Functional\",AA477=\"Functional\",\"Functional\",AC477=\"Functional\",\"Functional\",AA477=\"Non-Functional\",\"Non-Functional\",AC477=\"Non-Functional\",\"Non-Functional\",AA477=\"Unknown\",\"Unknown\",AC477=\"Unknown\",\"Unknown\",AA477=\"\",\"None\")","v":"None"},{"$f":"_xlfn.IFS(X477=\"Functionality\",\"Low\",W477=\"No\",\"Low\",Y477>=2015,\"High\",Y477>=1920,\"Low\",W477=\"\",\"None\",W477=\"Unknown\",\"None\")","v":"None"},{"$f":"_xlfn.IFS(H477=\"LOW WATER CROSSING\",\"Unknown\",G477=\"Natural\",\"None\",AM477<AN477,\"High\",AC477=\"Functional\",\"Low\",AC477=\"Non-Functional\",\"Low\",W477=\"No\",\"Low\",W477=\"Unknown\",\"None\",X477=\"Deficiency\",\"None\",W477=\"Yes\",\"High\",W477=\"\",\"None\")","v":"None"},0,0,0,0,{"$f":"_xlfn.CONCAT(LEFT(H477,3),\"-\")&IF(H477=\"-\",0,COUNTIF($H$4:H477,H477))","v":"-0"},{"$f":"_xlfn.IFS($H477<=0,\"-\",AS477=1,_xlfn.CONCAT(\"FUN_NONDEF\",\"-DCON_\",LEFT(AQ477,1),\"-FCON_\",LEFT(AR477,1)),AT477=1,_xlfn.CONCAT(\"FUN_DEF\",\"-DCON_\",LEFT(AQ477,1),\"-FCON_\",LEFT(AR477,1)),AU477=1,_xlfn.CONCAT(\"NONFUN_NONDEF\",\"-DCON_\",LEFT(AQ477,1),\"-FCON_\",LEFT(AR477,1)),AV477=1,_xlfn.CONCAT(\"NONFUN_DEF\",\"-DCON_\",LEFT(AQ477,1),\"-FCON_\",LEFT(AR477,1)),AS477+AT477+AU477+AV477<1,_xlfn.CONCAT(\"-\"))","v":"-"}]
[null,null,null,null,null,null,null,null,null,null,null,null,null,null,null,null,null,null,null,null,null,0,null,null,null,null,null,null,null,null,null,0,0,0,0,"Unknown",{"$f":"_xlfn.IFS(G478=\"Natural\",0,H478=\"\",0,H478=\"COASTAL-CONSTRUCTED\",0,G478=\"Constructed\",_xlfn.XLOOKUP($H478,'Data Categories'!$U$4:$U$25,'Data Categories'!$V$4:V$25))","v":0},{"$f":"_xlfn.IFS(AK478=\"\",0,AJ478=\"Unknown\",0,AK478>1,AK478-AJ478,AK478=0,0)","v":0},{"$f":"_xlfn.IFS(Y478=\"\",0,Y478>1920,_xlfn.XLOOKUP($H478,'Data Categories'!$AE$20:$AE$42,'Data Categories'!$AG$20:$AG$42,0))","v":0},{"$f":"_xlfn.IFS(Y478=\"\",0,Y478>0,(2025-Y478))","v":0},{"$f":"_xlfn.IFS(Z478=\"Non-Deficient\",\"Non-Deficient\",Z478=\"Deficient\",\"Deficient\",AB478=\"Deficient\",\"Deficient\",Z478=\"Non-Deficient\",\"Non-Deficient\",AB478=\"Non-Deficient\",\"Non-Deficient\",P478=\"\",\"None\",AL478<0,\"Deficient\",AL478>10,\"Non-Deficient\")","v":"None"},{"$f":"_xlfn.IFS(H478=\"LOW WATER CROSSING\",\"Non-Functional\",G478=\"Natural\",\"Functional\",AA478=\"Functional\",\"Functional\",AC478=\"Functional\",\"Functional\",AA478=\"Non-Functional\",\"Non-Functional\",AC478=\"Non-Functional\",\"Non-Functional\",AA478=\"Unknown\",\"Unknown\",AC478=\"Unknown\",\"Unknown\",AA478=\"\",\"None\")","v":"None"},{"$f":"_xlfn.IFS(X478=\"Functionality\",\"Low\",W478=\"No\",\"Low\",Y478>=2015,\"High\",Y478>=1920,\"Low\",W478=\"\",\"None\",W478=\"Unknown\",\"None\")","v":"None"},{"$f":"_xlfn.IFS(H478=\"LOW WATER CROSSING\",\"Unknown\",G478=\"Natural\",\"None\",AM478<AN478,\"High\",AC478=\"Functional\",\"Low\",AC478=\"Non-Functional\",\"Low\",W478=\"No\",\"Low\",W478=\"Unknown\",\"None\",X478=\"Deficiency\",\"None\",W478=\"Yes\",\"High\",W478=\"\",\"None\")","v":"None"},0,0,0,0,{"$f":"_xlfn.CONCAT(LEFT(H478,3),\"-\")&IF(H478=\"-\",0,COUNTIF($H$4:H478,H478))","v":"-0"},{"$f":"_xlfn.IFS($H478<=0,\"-\",AS478=1,_xlfn.CONCAT(\"FUN_NONDEF\",\"-DCON_\",LEFT(AQ478,1),\"-FCON_\",LEFT(AR478,1)),AT478=1,_xlfn.CONCAT(\"FUN_DEF\",\"-DCON_\",LEFT(AQ478,1),\"-FCON_\",LEFT(AR478,1)),AU478=1,_xlfn.CONCAT(\"NONFUN_NONDEF\",\"-DCON_\",LEFT(AQ478,1),\"-FCON_\",LEFT(AR478,1)),AV478=1,_xlfn.CONCAT(\"NONFUN_DEF\",\"-DCON_\",LEFT(AQ478,1),\"-FCON_\",LEFT(AR478,1)),AS478+AT478+AU478+AV478<1,_xlfn.CONCAT(\"-\"))","v":"-"}]
[null,null,null,null,null,null,null,null,null,null,null,null,null,null,null,null,null,null,null,null,null,0,null,null,null,null,null,null,null,null,null,0,0,0,0,"Unknown",{"$f":"_xlfn.IFS(G479=\"Natural\",0,H479=\"\",0,H479=\"COASTAL-CONSTRUCTED\",0,G479=\"Constructed\",_xlfn.XLOOKUP($H479,'Data Categories'!$U$4:$U$25,'Data Categories'!$V$4:V$25))","v":0},{"$f":"_xlfn.IFS(AK479=\"\",0,AJ479=\"Unknown\",0,AK479>1,AK479-AJ479,AK479=0,0)","v":0},{"$f":"_xlfn.IFS(Y479=\"\",0,Y479>1920,_xlfn.XLOOKUP($H479,'Data Categories'!$AE$20:$AE$42,'Data Categories'!$AG$20:$AG$42,0))","v":0},{"$f":"_xlfn.IFS(Y479=\"\",0,Y479>0,(2025-Y479))","v":0},{"$f":"_xlfn.IFS(Z479=\"Non-Deficient\",\"Non-Deficient\",Z479=\"Deficient\",\"Deficient\",AB479=\"Deficient\",\"Deficient\",Z479=\"Non-Deficient\",\"Non-Deficient\",AB479=\"Non-Deficient\",\"Non-Deficient\",P479=\"\",\"None\",AL479<0,\"Deficient\",AL479>10,\"Non-Deficient\")","v":"None"},{"$f":"_xlfn.IFS(H479=\"LOW WATER CROSSING\",\"Non-Functional\",G479=\"Natural\",\"Functional\",AA479=\"Functional\",\"Functional\",AC479=\"Functional\",\"Functional\",AA479=\"Non-Functional\",\"Non-Functional\",AC479=\"Non-Functional\",\"Non-Functional\",AA479=\"Unknown\",\"Unknown\",AC479=\"Unknown\",\"Unknown\",AA479=\"\",\"None\")","v":"None"},{"$f":"_xlfn.IFS(X479=\"Functionality\",\"Low\",W479=\"No\",\"Low\",Y479>=2015,\"High\",Y479>=1920,\"Low\",W479=\"\",\"None\",W479=\"Unknown\",\"None\")","v":"None"},{"$f":"_xlfn.IFS(H479=\"LOW WATER CROSSING\",\"Unknown\",G479=\"Natural\",\"None\",AM479<AN479,\"High\",AC479=\"Functional\",\"Low\",AC479=\"Non-Functional\",\"Low\",W479=\"No\",\"Low\",W479=\"Unknown\",\"None\",X479=\"Deficiency\",\"None\",W479=\"Yes\",\"High\",W479=\"\",\"None\")","v":"None"},0,0,0,0,{"$f":"_xlfn.CONCAT(LEFT(H479,3),\"-\")&IF(H479=\"-\",0,COUNTIF($H$4:H479,H479))","v":"-0"},{"$f":"_xlfn.IFS($H479<=0,\"-\",AS479=1,_xlfn.CONCAT(\"FUN_NONDEF\",\"-DCON_\",LEFT(AQ479,1),\"-FCON_\",LEFT(AR479,1)),AT479=1,_xlfn.CONCAT(\"FUN_DEF\",\"-DCON_\",LEFT(AQ479,1),\"-FCON_\",LEFT(AR479,1)),AU479=1,_xlfn.CONCAT(\"NONFUN_NONDEF\",\"-DCON_\",LEFT(AQ479,1),\"-FCON_\",LEFT(AR479,1)),AV479=1,_xlfn.CONCAT(\"NONFUN_DEF\",\"-DCON_\",LEFT(AQ479,1),\"-FCON_\",LEFT(AR479,1)),AS479+AT479+AU479+AV479<1,_xlfn.CONCAT(\"-\"))","v":"-"}]
[null,null,null,null,null,null,null,null,null,null,null,null,null,null,null,null,null,null,null,null,null,0,null,null,null,null,null,null,null,null,null,0,0,0,0,"Unknown",{"$f":"_xlfn.IFS(G480=\"Natural\",0,H480=\"\",0,H480=\"COASTAL-CONSTRUCTED\",0,G480=\"Constructed\",_xlfn.XLOOKUP($H480,'Data Categories'!$U$4:$U$25,'Data Categories'!$V$4:V$25))","v":0},{"$f":"_xlfn.IFS(AK480=\"\",0,AJ480=\"Unknown\",0,AK480>1,AK480-AJ480,AK480=0,0)","v":0},{"$f":"_xlfn.IFS(Y480=\"\",0,Y480>1920,_xlfn.XLOOKUP($H480,'Data Categories'!$AE$20:$AE$42,'Data Categories'!$AG$20:$AG$42,0))","v":0},{"$f":"_xlfn.IFS(Y480=\"\",0,Y480>0,(2025-Y480))","v":0},{"$f":"_xlfn.IFS(Z480=\"Non-Deficient\",\"Non-Deficient\",Z480=\"Deficient\",\"Deficient\",AB480=\"Deficient\",\"Deficient\",Z480=\"Non-Deficient\",\"Non-Deficient\",AB480=\"Non-Deficient\",\"Non-Deficient\",P480=\"\",\"None\",AL480<0,\"Deficient\",AL480>10,\"Non-Deficient\")","v":"None"},{"$f":"_xlfn.IFS(H480=\"LOW WATER CROSSING\",\"Non-Functional\",G480=\"Natural\",\"Functional\",AA480=\"Functional\",\"Functional\",AC480=\"Functional\",\"Functional\",AA480=\"Non-Functional\",\"Non-Functional\",AC480=\"Non-Functional\",\"Non-Functional\",AA480=\"Unknown\",\"Unknown\",AC480=\"Unknown\",\"Unknown\",AA480=\"\",\"None\")","v":"None"},{"$f":"_xlfn.IFS(X480=\"Functionality\",\"Low\",W480=\"No\",\"Low\",Y480>=2015,\"High\",Y480>=1920,\"Low\",W480=\"\",\"None\",W480=\"Unknown\",\"None\")","v":"None"},{"$f":"_xlfn.IFS(H480=\"LOW WATER CROSSING\",\"Unknown\",G480=\"Natural\",\"None\",AM480<AN480,\"High\",AC480=\"Functional\",\"Low\",AC480=\"Non-Functional\",\"Low\",W480=\"No\",\"Low\",W480=\"Unknown\",\"None\",X480=\"Deficiency\",\"None\",W480=\"Yes\",\"High\",W480=\"\",\"None\")","v":"None"},0,0,0,0,{"$f":"_xlfn.CONCAT(LEFT(H480,3),\"-\")&IF(H480=\"-\",0,COUNTIF($H$4:H480,H480))","v":"-0"},{"$f":"_xlfn.IFS($H480<=0,\"-\",AS480=1,_xlfn.CONCAT(\"FUN_NONDEF\",\"-DCON_\",LEFT(AQ480,1),\"-FCON_\",LEFT(AR480,1)),AT480=1,_xlfn.CONCAT(\"FUN_DEF\",\"-DCON_\",LEFT(AQ480,1),\"-FCON_\",LEFT(AR480,1)),AU480=1,_xlfn.CONCAT(\"NONFUN_NONDEF\",\"-DCON_\",LEFT(AQ480,1),\"-FCON_\",LEFT(AR480,1)),AV480=1,_xlfn.CONCAT(\"NONFUN_DEF\",\"-DCON_\",LEFT(AQ480,1),\"-FCON_\",LEFT(AR480,1)),AS480+AT480+AU480+AV480<1,_xlfn.CONCAT(\"-\"))","v":"-"}]
[null,null,null,null,null,null,null,null,null,null,null,null,null,null,null,null,null,null,null,null,null,0,null,null,null,null,null,null,null,null,null,0,0,0,0,"Unknown",{"$f":"_xlfn.IFS(G481=\"Natural\",0,H481=\"\",0,H481=\"COASTAL-CONSTRUCTED\",0,G481=\"Constructed\",_xlfn.XLOOKUP($H481,'Data Categories'!$U$4:$U$25,'Data Categories'!$V$4:V$25))","v":0},{"$f":"_xlfn.IFS(AK481=\"\",0,AJ481=\"Unknown\",0,AK481>1,AK481-AJ481,AK481=0,0)","v":0},{"$f":"_xlfn.IFS(Y481=\"\",0,Y481>1920,_xlfn.XLOOKUP($H481,'Data Categories'!$AE$20:$AE$42,'Data Categories'!$AG$20:$AG$42,0))","v":0},{"$f":"_xlfn.IFS(Y481=\"\",0,Y481>0,(2025-Y481))","v":0},{"$f":"_xlfn.IFS(Z481=\"Non-Deficient\",\"Non-Deficient\",Z481=\"Deficient\",\"Deficient\",AB481=\"Deficient\",\"Deficient\",Z481=\"Non-Deficient\",\"Non-Deficient\",AB481=\"Non-Deficient\",\"Non-Deficient\",P481=\"\",\"None\",AL481<0,\"Deficient\",AL481>10,\"Non-Deficient\")","v":"None"},{"$f":"_xlfn.IFS(H481=\"LOW WATER CROSSING\",\"Non-Functional\",G481=\"Natural\",\"Functional\",AA481=\"Functional\",\"Functional\",AC481=\"Functional\",\"Functional\",AA481=\"Non-Functional\",\"Non-Functional\",AC481=\"Non-Functional\",\"Non-Functional\",AA481=\"Unknown\",\"Unknown\",AC481=\"Unknown\",\"Unknown\",AA481=\"\",\"None\")","v":"None"},{"$f":"_xlfn.IFS(X481=\"Functionality\",\"Low\",W481=\"No\",\"Low\",Y481>=2015,\"High\",Y481>=1920,\"Low\",W481=\"\",\"None\",W481=\"Unknown\",\"None\")","v":"None"},{"$f":"_xlfn.IFS(H481=\"LOW WATER CROSSING\",\"Unknown\",G481=\"Natural\",\"None\",AM481<AN481,\"High\",AC481=\"Functional\",\"Low\",AC481=\"Non-Functional\",\"Low\",W481=\"No\",\"Low\",W481=\"Unknown\",\"None\",X481=\"Deficiency\",\"None\",W481=\"Yes\",\"High\",W481=\"\",\"None\")","v":"None"},0,0,0,0,{"$f":"_xlfn.CONCAT(LEFT(H481,3),\"-\")&IF(H481=\"-\",0,COUNTIF($H$4:H481,H481))","v":"-0"},{"$f":"_xlfn.IFS($H481<=0,\"-\",AS481=1,_xlfn.CONCAT(\"FUN_NONDEF\",\"-DCON_\",LEFT(AQ481,1),\"-FCON_\",LEFT(AR481,1)),AT481=1,_xlfn.CONCAT(\"FUN_DEF\",\"-DCON_\",LEFT(AQ481,1),\"-FCON_\",LEFT(AR481,1)),AU481=1,_xlfn.CONCAT(\"NONFUN_NONDEF\",\"-DCON_\",LEFT(AQ481,1),\"-FCON_\",LEFT(AR481,1)),AV481=1,_xlfn.CONCAT(\"NONFUN_DEF\",\"-DCON_\",LEFT(AQ481,1),\"-FCON_\",LEFT(AR481,1)),AS481+AT481+AU481+AV481<1,_xlfn.CONCAT(\"-\"))","v":"-"}]
[null,null,null,null,null,null,null,null,null,null,null,null,null,null,null,null,null,null,null,null,null,0,null,null,null,null,null,null,null,null,null,0,0,0,0,"Unknown",{"$f":"_xlfn.IFS(G482=\"Natural\",0,H482=\"\",0,H482=\"COASTAL-CONSTRUCTED\",0,G482=\"Constructed\",_xlfn.XLOOKUP($H482,'Data Categories'!$U$4:$U$25,'Data Categories'!$V$4:V$25))","v":0},{"$f":"_xlfn.IFS(AK482=\"\",0,AJ482=\"Unknown\",0,AK482>1,AK482-AJ482,AK482=0,0)","v":0},{"$f":"_xlfn.IFS(Y482=\"\",0,Y482>1920,_xlfn.XLOOKUP($H482,'Data Categories'!$AE$20:$AE$42,'Data Categories'!$AG$20:$AG$42,0))","v":0},{"$f":"_xlfn.IFS(Y482=\"\",0,Y482>0,(2025-Y482))","v":0},{"$f":"_xlfn.IFS(Z482=\"Non-Deficient\",\"Non-Deficient\",Z482=\"Deficient\",\"Deficient\",AB482=\"Deficient\",\"Deficient\",Z482=\"Non-Deficient\",\"Non-Deficient\",AB482=\"Non-Deficient\",\"Non-Deficient\",P482=\"\",\"None\",AL482<0,\"Deficient\",AL482>10,\"Non-Deficient\")","v":"None"},{"$f":"_xlfn.IFS(H482=\"LOW WATER CROSSING\",\"Non-Functional\",G482=\"Natural\",\"Functional\",AA482=\"Functional\",\"Functional\",AC482=\"Functional\",\"Functional\",AA482=\"Non-Functional\",\"Non-Functional\",AC482=\"Non-Functional\",\"Non-Functional\",AA482=\"Unknown\",\"Unknown\",AC482=\"Unknown\",\"Unknown\",AA482=\"\",\"None\")","v":"None"},{"$f":"_xlfn.IFS(X482=\"Functionality\",\"Low\",W482=\"No\",\"Low\",Y482>=2015,\"High\",Y482>=1920,\"Low\",W482=\"\",\"None\",W482=\"Unknown\",\"None\")","v":"None"},{"$f":"_xlfn.IFS(H482=\"LOW WATER CROSSING\",\"Unknown\",G482=\"Natural\",\"None\",AM482<AN482,\"High\",AC482=\"Functional\",\"Low\",AC482=\"Non-Functional\",\"Low\",W482=\"No\",\"Low\",W482=\"Unknown\",\"None\",X482=\"Deficiency\",\"None\",W482=\"Yes\",\"High\",W482=\"\",\"None\")","v":"None"},0,0,0,0,{"$f":"_xlfn.CONCAT(LEFT(H482,3),\"-\")&IF(H482=\"-\",0,COUNTIF($H$4:H482,H482))","v":"-0"},{"$f":"_xlfn.IFS($H482<=0,\"-\",AS482=1,_xlfn.CONCAT(\"FUN_NONDEF\",\"-DCON_\",LEFT(AQ482,1),\"-FCON_\",LEFT(AR482,1)),AT482=1,_xlfn.CONCAT(\"FUN_DEF\",\"-DCON_\",LEFT(AQ482,1),\"-FCON_\",LEFT(AR482,1)),AU482=1,_xlfn.CONCAT(\"NONFUN_NONDEF\",\"-DCON_\",LEFT(AQ482,1),\"-FCON_\",LEFT(AR482,1)),AV482=1,_xlfn.CONCAT(\"NONFUN_DEF\",\"-DCON_\",LEFT(AQ482,1),\"-FCON_\",LEFT(AR482,1)),AS482+AT482+AU482+AV482<1,_xlfn.CONCAT(\"-\"))","v":"-"}]
[null,null,null,null,null,null,null,null,null,null,null,null,null,null,null,null,null,null,null,null,null,0,null,null,null,null,null,null,null,null,null,0,0,0,0,"Unknown",{"$f":"_xlfn.IFS(G483=\"Natural\",0,H483=\"\",0,H483=\"COASTAL-CONSTRUCTED\",0,G483=\"Constructed\",_xlfn.XLOOKUP($H483,'Data Categories'!$U$4:$U$25,'Data Categories'!$V$4:V$25))","v":0},{"$f":"_xlfn.IFS(AK483=\"\",0,AJ483=\"Unknown\",0,AK483>1,AK483-AJ483,AK483=0,0)","v":0},{"$f":"_xlfn.IFS(Y483=\"\",0,Y483>1920,_xlfn.XLOOKUP($H483,'Data Categories'!$AE$20:$AE$42,'Data Categories'!$AG$20:$AG$42,0))","v":0},{"$f":"_xlfn.IFS(Y483=\"\",0,Y483>0,(2025-Y483))","v":0},{"$f":"_xlfn.IFS(Z483=\"Non-Deficient\",\"Non-Deficient\",Z483=\"Deficient\",\"Deficient\",AB483=\"Deficient\",\"Deficient\",Z483=\"Non-Deficient\",\"Non-Deficient\",AB483=\"Non-Deficient\",\"Non-Deficient\",P483=\"\",\"None\",AL483<0,\"Deficient\",AL483>10,\"Non-Deficient\")","v":"None"},{"$f":"_xlfn.IFS(H483=\"LOW WATER CROSSING\",\"Non-Functional\",G483=\"Natural\",\"Functional\",AA483=\"Functional\",\"Functional\",AC483=\"Functional\",\"Functional\",AA483=\"Non-Functional\",\"Non-Functional\",AC483=\"Non-Functional\",\"Non-Functional\",AA483=\"Unknown\",\"Unknown\",AC483=\"Unknown\",\"Unknown\",AA483=\"\",\"None\")","v":"None"},{"$f":"_xlfn.IFS(X483=\"Functionality\",\"Low\",W483=\"No\",\"Low\",Y483>=2015,\"High\",Y483>=1920,\"Low\",W483=\"\",\"None\",W483=\"Unknown\",\"None\")","v":"None"},{"$f":"_xlfn.IFS(H483=\"LOW WATER CROSSING\",\"Unknown\",G483=\"Natural\",\"None\",AM483<AN483,\"High\",AC483=\"Functional\",\"Low\",AC483=\"Non-Functional\",\"Low\",W483=\"No\",\"Low\",W483=\"Unknown\",\"None\",X483=\"Deficiency\",\"None\",W483=\"Yes\",\"High\",W483=\"\",\"None\")","v":"None"},0,0,0,0,{"$f":"_xlfn.CONCAT(LEFT(H483,3),\"-\")&IF(H483=\"-\",0,COUNTIF($H$4:H483,H483))","v":"-0"},{"$f":"_xlfn.IFS($H483<=0,\"-\",AS483=1,_xlfn.CONCAT(\"FUN_NONDEF\",\"-DCON_\",LEFT(AQ483,1),\"-FCON_\",LEFT(AR483,1)),AT483=1,_xlfn.CONCAT(\"FUN_DEF\",\"-DCON_\",LEFT(AQ483,1),\"-FCON_\",LEFT(AR483,1)),AU483=1,_xlfn.CONCAT(\"NONFUN_NONDEF\",\"-DCON_\",LEFT(AQ483,1),\"-FCON_\",LEFT(AR483,1)),AV483=1,_xlfn.CONCAT(\"NONFUN_DEF\",\"-DCON_\",LEFT(AQ483,1),\"-FCON_\",LEFT(AR483,1)),AS483+AT483+AU483+AV483<1,_xlfn.CONCAT(\"-\"))","v":"-"}]
[null,null,null,null,null,null,null,null,null,null,null,null,null,null,null,null,null,null,null,null,null,0,null,null,null,null,null,null,null,null,null,0,0,0,0,"Unknown",{"$f":"_xlfn.IFS(G484=\"Natural\",0,H484=\"\",0,H484=\"COASTAL-CONSTRUCTED\",0,G484=\"Constructed\",_xlfn.XLOOKUP($H484,'Data Categories'!$U$4:$U$25,'Data Categories'!$V$4:V$25))","v":0},{"$f":"_xlfn.IFS(AK484=\"\",0,AJ484=\"Unknown\",0,AK484>1,AK484-AJ484,AK484=0,0)","v":0},{"$f":"_xlfn.IFS(Y484=\"\",0,Y484>1920,_xlfn.XLOOKUP($H484,'Data Categories'!$AE$20:$AE$42,'Data Categories'!$AG$20:$AG$42,0))","v":0},{"$f":"_xlfn.IFS(Y484=\"\",0,Y484>0,(2025-Y484))","v":0},{"$f":"_xlfn.IFS(Z484=\"Non-Deficient\",\"Non-Deficient\",Z484=\"Deficient\",\"Deficient\",AB484=\"Deficient\",\"Deficient\",Z484=\"Non-Deficient\",\"Non-Deficient\",AB484=\"Non-Deficient\",\"Non-Deficient\",P484=\"\",\"None\",AL484<0,\"Deficient\",AL484>10,\"Non-Deficient\")","v":"None"},{"$f":"_xlfn.IFS(H484=\"LOW WATER CROSSING\",\"Non-Functional\",G484=\"Natural\",\"Functional\",AA484=\"Functional\",\"Functional\",AC484=\"Functional\",\"Functional\",AA484=\"Non-Functional\",\"Non-Functional\",AC484=\"Non-Functional\",\"Non-Functional\",AA484=\"Unknown\",\"Unknown\",AC484=\"Unknown\",\"Unknown\",AA484=\"\",\"None\")","v":"None"},{"$f":"_xlfn.IFS(X484=\"Functionality\",\"Low\",W484=\"No\",\"Low\",Y484>=2015,\"High\",Y484>=1920,\"Low\",W484=\"\",\"None\",W484=\"Unknown\",\"None\")","v":"None"},{"$f":"_xlfn.IFS(H484=\"LOW WATER CROSSING\",\"Unknown\",G484=\"Natural\",\"None\",AM484<AN484,\"High\",AC484=\"Functional\",\"Low\",AC484=\"Non-Functional\",\"Low\",W484=\"No\",\"Low\",W484=\"Unknown\",\"None\",X484=\"Deficiency\",\"None\",W484=\"Yes\",\"High\",W484=\"\",\"None\")","v":"None"},0,0,0,0,{"$f":"_xlfn.CONCAT(LEFT(H484,3),\"-\")&IF(H484=\"-\",0,COUNTIF($H$4:H484,H484))","v":"-0"},{"$f":"_xlfn.IFS($H484<=0,\"-\",AS484=1,_xlfn.CONCAT(\"FUN_NONDEF\",\"-DCON_\",LEFT(AQ484,1),\"-FCON_\",LEFT(AR484,1)),AT484=1,_xlfn.CONCAT(\"FUN_DEF\",\"-DCON_\",LEFT(AQ484,1),\"-FCON_\",LEFT(AR484,1)),AU484=1,_xlfn.CONCAT(\"NONFUN_NONDEF\",\"-DCON_\",LEFT(AQ484,1),\"-FCON_\",LEFT(AR484,1)),AV484=1,_xlfn.CONCAT(\"NONFUN_DEF\",\"-DCON_\",LEFT(AQ484,1),\"-FCON_\",LEFT(AR484,1)),AS484+AT484+AU484+AV484<1,_xlfn.CONCAT(\"-\"))","v":"-"}]
[null,null,null,null,null,null,null,null,null,null,null,null,null,null,null,null,null,null,null,null,null,0,null,null,null,null,null,null,null,null,null,0,0,0,0,"Unknown",{"$f":"_xlfn.IFS(G485=\"Natural\",0,H485=\"\",0,H485=\"COASTAL-CONSTRUCTED\",0,G485=\"Constructed\",_xlfn.XLOOKUP($H485,'Data Categories'!$U$4:$U$25,'Data Categories'!$V$4:V$25))","v":0},{"$f":"_xlfn.IFS(AK485=\"\",0,AJ485=\"Unknown\",0,AK485>1,AK485-AJ485,AK485=0,0)","v":0},{"$f":"_xlfn.IFS(Y485=\"\",0,Y485>1920,_xlfn.XLOOKUP($H485,'Data Categories'!$AE$20:$AE$42,'Data Categories'!$AG$20:$AG$42,0))","v":0},{"$f":"_xlfn.IFS(Y485=\"\",0,Y485>0,(2025-Y485))","v":0},{"$f":"_xlfn.IFS(Z485=\"Non-Deficient\",\"Non-Deficient\",Z485=\"Deficient\",\"Deficient\",AB485=\"Deficient\",\"Deficient\",Z485=\"Non-Deficient\",\"Non-Deficient\",AB485=\"Non-Deficient\",\"Non-Deficient\",P485=\"\",\"None\",AL485<0,\"Deficient\",AL485>10,\"Non-Deficient\")","v":"None"},{"$f":"_xlfn.IFS(H485=\"LOW WATER CROSSING\",\"Non-Functional\",G485=\"Natural\",\"Functional\",AA485=\"Functional\",\"Functional\",AC485=\"Functional\",\"Functional\",AA485=\"Non-Functional\",\"Non-Functional\",AC485=\"Non-Functional\",\"Non-Functional\",AA485=\"Unknown\",\"Unknown\",AC485=\"Unknown\",\"Unknown\",AA485=\"\",\"None\")","v":"None"},{"$f":"_xlfn.IFS(X485=\"Functionality\",\"Low\",W485=\"No\",\"Low\",Y485>=2015,\"High\",Y485>=1920,\"Low\",W485=\"\",\"None\",W485=\"Unknown\",\"None\")","v":"None"},{"$f":"_xlfn.IFS(H485=\"LOW WATER CROSSING\",\"Unknown\",G485=\"Natural\",\"None\",AM485<AN485,\"High\",AC485=\"Functional\",\"Low\",AC485=\"Non-Functional\",\"Low\",W485=\"No\",\"Low\",W485=\"Unknown\",\"None\",X485=\"Deficiency\",\"None\",W485=\"Yes\",\"High\",W485=\"\",\"None\")","v":"None"},0,0,0,0,{"$f":"_xlfn.CONCAT(LEFT(H485,3),\"-\")&IF(H485=\"-\",0,COUNTIF($H$4:H485,H485))","v":"-0"},{"$f":"_xlfn.IFS($H485<=0,\"-\",AS485=1,_xlfn.CONCAT(\"FUN_NONDEF\",\"-DCON_\",LEFT(AQ485,1),\"-FCON_\",LEFT(AR485,1)),AT485=1,_xlfn.CONCAT(\"FUN_DEF\",\"-DCON_\",LEFT(AQ485,1),\"-FCON_\",LEFT(AR485,1)),AU485=1,_xlfn.CONCAT(\"NONFUN_NONDEF\",\"-DCON_\",LEFT(AQ485,1),\"-FCON_\",LEFT(AR485,1)),AV485=1,_xlfn.CONCAT(\"NONFUN_DEF\",\"-DCON_\",LEFT(AQ485,1),\"-FCON_\",LEFT(AR485,1)),AS485+AT485+AU485+AV485<1,_xlfn.CONCAT(\"-\"))","v":"-"}]
[null,null,null,null,null,null,null,null,null,null,null,null,null,null,null,null,null,null,null,null,null,0,null,null,null,null,null,null,null,null,null,0,0,0,0,"Unknown",{"$f":"_xlfn.IFS(G486=\"Natural\",0,H486=\"\",0,H486=\"COASTAL-CONSTRUCTED\",0,G486=\"Constructed\",_xlfn.XLOOKUP($H486,'Data Categories'!$U$4:$U$25,'Data Categories'!$V$4:V$25))","v":0},{"$f":"_xlfn.IFS(AK486=\"\",0,AJ486=\"Unknown\",0,AK486>1,AK486-AJ486,AK486=0,0)","v":0},{"$f":"_xlfn.IFS(Y486=\"\",0,Y486>1920,_xlfn.XLOOKUP($H486,'Data Categories'!$AE$20:$AE$42,'Data Categories'!$AG$20:$AG$42,0))","v":0},{"$f":"_xlfn.IFS(Y486=\"\",0,Y486>0,(2025-Y486))","v":0},{"$f":"_xlfn.IFS(Z486=\"Non-Deficient\",\"Non-Deficient\",Z486=\"Deficient\",\"Deficient\",AB486=\"Deficient\",\"Deficient\",Z486=\"Non-Deficient\",\"Non-Deficient\",AB486=\"Non-Deficient\",\"Non-Deficient\",P486=\"\",\"None\",AL486<0,\"Deficient\",AL486>10,\"Non-Deficient\")","v":"None"},{"$f":"_xlfn.IFS(H486=\"LOW WATER CROSSING\",\"Non-Functional\",G486=\"Natural\",\"Functional\",AA486=\"Functional\",\"Functional\",AC486=\"Functional\",\"Functional\",AA486=\"Non-Functional\",\"Non-Functional\",AC486=\"Non-Functional\",\"Non-Functional\",AA486=\"Unknown\",\"Unknown\",AC486=\"Unknown\",\"Unknown\",AA486=\"\",\"None\")","v":"None"},{"$f":"_xlfn.IFS(X486=\"Functionality\",\"Low\",W486=\"No\",\"Low\",Y486>=2015,\"High\",Y486>=1920,\"Low\",W486=\"\",\"None\",W486=\"Unknown\",\"None\")","v":"None"},{"$f":"_xlfn.IFS(H486=\"LOW WATER CROSSING\",\"Unknown\",G486=\"Natural\",\"None\",AM486<AN486,\"High\",AC486=\"Functional\",\"Low\",AC486=\"Non-Functional\",\"Low\",W486=\"No\",\"Low\",W486=\"Unknown\",\"None\",X486=\"Deficiency\",\"None\",W486=\"Yes\",\"High\",W486=\"\",\"None\")","v":"None"},0,0,0,0,{"$f":"_xlfn.CONCAT(LEFT(H486,3),\"-\")&IF(H486=\"-\",0,COUNTIF($H$4:H486,H486))","v":"-0"},{"$f":"_xlfn.IFS($H486<=0,\"-\",AS486=1,_xlfn.CONCAT(\"FUN_NONDEF\",\"-DCON_\",LEFT(AQ486,1),\"-FCON_\",LEFT(AR486,1)),AT486=1,_xlfn.CONCAT(\"FUN_DEF\",\"-DCON_\",LEFT(AQ486,1),\"-FCON_\",LEFT(AR486,1)),AU486=1,_xlfn.CONCAT(\"NONFUN_NONDEF\",\"-DCON_\",LEFT(AQ486,1),\"-FCON_\",LEFT(AR486,1)),AV486=1,_xlfn.CONCAT(\"NONFUN_DEF\",\"-DCON_\",LEFT(AQ486,1),\"-FCON_\",LEFT(AR486,1)),AS486+AT486+AU486+AV486<1,_xlfn.CONCAT(\"-\"))","v":"-"}]
[null,null,null,null,null,null,null,null,null,null,null,null,null,null,null,null,null,null,null,null,null,0,null,null,null,null,null,null,null,null,null,0,0,0,0,"Unknown",{"$f":"_xlfn.IFS(G487=\"Natural\",0,H487=\"\",0,H487=\"COASTAL-CONSTRUCTED\",0,G487=\"Constructed\",_xlfn.XLOOKUP($H487,'Data Categories'!$U$4:$U$25,'Data Categories'!$V$4:V$25))","v":0},{"$f":"_xlfn.IFS(AK487=\"\",0,AJ487=\"Unknown\",0,AK487>1,AK487-AJ487,AK487=0,0)","v":0},{"$f":"_xlfn.IFS(Y487=\"\",0,Y487>1920,_xlfn.XLOOKUP($H487,'Data Categories'!$AE$20:$AE$42,'Data Categories'!$AG$20:$AG$42,0))","v":0},{"$f":"_xlfn.IFS(Y487=\"\",0,Y487>0,(2025-Y487))","v":0},{"$f":"_xlfn.IFS(Z487=\"Non-Deficient\",\"Non-Deficient\",Z487=\"Deficient\",\"Deficient\",AB487=\"Deficient\",\"Deficient\",Z487=\"Non-Deficient\",\"Non-Deficient\",AB487=\"Non-Deficient\",\"Non-Deficient\",P487=\"\",\"None\",AL487<0,\"Deficient\",AL487>10,\"Non-Deficient\")","v":"None"},{"$f":"_xlfn.IFS(H487=\"LOW WATER CROSSING\",\"Non-Functional\",G487=\"Natural\",\"Functional\",AA487=\"Functional\",\"Functional\",AC487=\"Functional\",\"Functional\",AA487=\"Non-Functional\",\"Non-Functional\",AC487=\"Non-Functional\",\"Non-Functional\",AA487=\"Unknown\",\"Unknown\",AC487=\"Unknown\",\"Unknown\",AA487=\"\",\"None\")","v":"None"},{"$f":"_xlfn.IFS(X487=\"Functionality\",\"Low\",W487=\"No\",\"Low\",Y487>=2015,\"High\",Y487>=1920,\"Low\",W487=\"\",\"None\",W487=\"Unknown\",\"None\")","v":"None"},{"$f":"_xlfn.IFS(H487=\"LOW WATER CROSSING\",\"Unknown\",G487=\"Natural\",\"None\",AM487<AN487,\"High\",AC487=\"Functional\",\"Low\",AC487=\"Non-Functional\",\"Low\",W487=\"No\",\"Low\",W487=\"Unknown\",\"None\",X487=\"Deficiency\",\"None\",W487=\"Yes\",\"High\",W487=\"\",\"None\")","v":"None"},0,0,0,0,{"$f":"_xlfn.CONCAT(LEFT(H487,3),\"-\")&IF(H487=\"-\",0,COUNTIF($H$4:H487,H487))","v":"-0"},{"$f":"_xlfn.IFS($H487<=0,\"-\",AS487=1,_xlfn.CONCAT(\"FUN_NONDEF\",\"-DCON_\",LEFT(AQ487,1),\"-FCON_\",LEFT(AR487,1)),AT487=1,_xlfn.CONCAT(\"FUN_DEF\",\"-DCON_\",LEFT(AQ487,1),\"-FCON_\",LEFT(AR487,1)),AU487=1,_xlfn.CONCAT(\"NONFUN_NONDEF\",\"-DCON_\",LEFT(AQ487,1),\"-FCON_\",LEFT(AR487,1)),AV487=1,_xlfn.CONCAT(\"NONFUN_DEF\",\"-DCON_\",LEFT(AQ487,1),\"-FCON_\",LEFT(AR487,1)),AS487+AT487+AU487+AV487<1,_xlfn.CONCAT(\"-\"))","v":"-"}]
[null,null,null,null,null,null,null,null,null,null,null,null,null,null,null,null,null,null,null,null,null,0,null,null,null,null,null,null,null,null,null,0,0,0,0,"Unknown",{"$f":"_xlfn.IFS(G488=\"Natural\",0,H488=\"\",0,H488=\"COASTAL-CONSTRUCTED\",0,G488=\"Constructed\",_xlfn.XLOOKUP($H488,'Data Categories'!$U$4:$U$25,'Data Categories'!$V$4:V$25))","v":0},{"$f":"_xlfn.IFS(AK488=\"\",0,AJ488=\"Unknown\",0,AK488>1,AK488-AJ488,AK488=0,0)","v":0},{"$f":"_xlfn.IFS(Y488=\"\",0,Y488>1920,_xlfn.XLOOKUP($H488,'Data Categories'!$AE$20:$AE$42,'Data Categories'!$AG$20:$AG$42,0))","v":0},{"$f":"_xlfn.IFS(Y488=\"\",0,Y488>0,(2025-Y488))","v":0},{"$f":"_xlfn.IFS(Z488=\"Non-Deficient\",\"Non-Deficient\",Z488=\"Deficient\",\"Deficient\",AB488=\"Deficient\",\"Deficient\",Z488=\"Non-Deficient\",\"Non-Deficient\",AB488=\"Non-Deficient\",\"Non-Deficient\",P488=\"\",\"None\",AL488<0,\"Deficient\",AL488>10,\"Non-Deficient\")","v":"None"},{"$f":"_xlfn.IFS(H488=\"LOW WATER CROSSING\",\"Non-Functional\",G488=\"Natural\",\"Functional\",AA488=\"Functional\",\"Functional\",AC488=\"Functional\",\"Functional\",AA488=\"Non-Functional\",\"Non-Functional\",AC488=\"Non-Functional\",\"Non-Functional\",AA488=\"Unknown\",\"Unknown\",AC488=\"Unknown\",\"Unknown\",AA488=\"\",\"None\")","v":"None"},{"$f":"_xlfn.IFS(X488=\"Functionality\",\"Low\",W488=\"No\",\"Low\",Y488>=2015,\"High\",Y488>=1920,\"Low\",W488=\"\",\"None\",W488=\"Unknown\",\"None\")","v":"None"},{"$f":"_xlfn.IFS(H488=\"LOW WATER CROSSING\",\"Unknown\",G488=\"Natural\",\"None\",AM488<AN488,\"High\",AC488=\"Functional\",\"Low\",AC488=\"Non-Functional\",\"Low\",W488=\"No\",\"Low\",W488=\"Unknown\",\"None\",X488=\"Deficiency\",\"None\",W488=\"Yes\",\"High\",W488=\"\",\"None\")","v":"None"},0,0,0,0,{"$f":"_xlfn.CONCAT(LEFT(H488,3),\"-\")&IF(H488=\"-\",0,COUNTIF($H$4:H488,H488))","v":"-0"},{"$f":"_xlfn.IFS($H488<=0,\"-\",AS488=1,_xlfn.CONCAT(\"FUN_NONDEF\",\"-DCON_\",LEFT(AQ488,1),\"-FCON_\",LEFT(AR488,1)),AT488=1,_xlfn.CONCAT(\"FUN_DEF\",\"-DCON_\",LEFT(AQ488,1),\"-FCON_\",LEFT(AR488,1)),AU488=1,_xlfn.CONCAT(\"NONFUN_NONDEF\",\"-DCON_\",LEFT(AQ488,1),\"-FCON_\",LEFT(AR488,1)),AV488=1,_xlfn.CONCAT(\"NONFUN_DEF\",\"-DCON_\",LEFT(AQ488,1),\"-FCON_\",LEFT(AR488,1)),AS488+AT488+AU488+AV488<1,_xlfn.CONCAT(\"-\"))","v":"-"}]
[null,null,null,null,null,null,null,null,null,null,null,null,null,null,null,null,null,null,null,null,null,0,null,null,null,null,null,null,null,null,null,0,0,0,0,"Unknown",{"$f":"_xlfn.IFS(G489=\"Natural\",0,H489=\"\",0,H489=\"COASTAL-CONSTRUCTED\",0,G489=\"Constructed\",_xlfn.XLOOKUP($H489,'Data Categories'!$U$4:$U$25,'Data Categories'!$V$4:V$25))","v":0},{"$f":"_xlfn.IFS(AK489=\"\",0,AJ489=\"Unknown\",0,AK489>1,AK489-AJ489,AK489=0,0)","v":0},{"$f":"_xlfn.IFS(Y489=\"\",0,Y489>1920,_xlfn.XLOOKUP($H489,'Data Categories'!$AE$20:$AE$42,'Data Categories'!$AG$20:$AG$42,0))","v":0},{"$f":"_xlfn.IFS(Y489=\"\",0,Y489>0,(2025-Y489))","v":0},{"$f":"_xlfn.IFS(Z489=\"Non-Deficient\",\"Non-Deficient\",Z489=\"Deficient\",\"Deficient\",AB489=\"Deficient\",\"Deficient\",Z489=\"Non-Deficient\",\"Non-Deficient\",AB489=\"Non-Deficient\",\"Non-Deficient\",P489=\"\",\"None\",AL489<0,\"Deficient\",AL489>10,\"Non-Deficient\")","v":"None"},{"$f":"_xlfn.IFS(H489=\"LOW WATER CROSSING\",\"Non-Functional\",G489=\"Natural\",\"Functional\",AA489=\"Functional\",\"Functional\",AC489=\"Functional\",\"Functional\",AA489=\"Non-Functional\",\"Non-Functional\",AC489=\"Non-Functional\",\"Non-Functional\",AA489=\"Unknown\",\"Unknown\",AC489=\"Unknown\",\"Unknown\",AA489=\"\",\"None\")","v":"None"},{"$f":"_xlfn.IFS(X489=\"Functionality\",\"Low\",W489=\"No\",\"Low\",Y489>=2015,\"High\",Y489>=1920,\"Low\",W489=\"\",\"None\",W489=\"Unknown\",\"None\")","v":"None"},{"$f":"_xlfn.IFS(H489=\"LOW WATER CROSSING\",\"Unknown\",G489=\"Natural\",\"None\",AM489<AN489,\"High\",AC489=\"Functional\",\"Low\",AC489=\"Non-Functional\",\"Low\",W489=\"No\",\"Low\",W489=\"Unknown\",\"None\",X489=\"Deficiency\",\"None\",W489=\"Yes\",\"High\",W489=\"\",\"None\")","v":"None"},0,0,0,0,{"$f":"_xlfn.CONCAT(LEFT(H489,3),\"-\")&IF(H489=\"-\",0,COUNTIF($H$4:H489,H489))","v":"-0"},{"$f":"_xlfn.IFS($H489<=0,\"-\",AS489=1,_xlfn.CONCAT(\"FUN_NONDEF\",\"-DCON_\",LEFT(AQ489,1),\"-FCON_\",LEFT(AR489,1)),AT489=1,_xlfn.CONCAT(\"FUN_DEF\",\"-DCON_\",LEFT(AQ489,1),\"-FCON_\",LEFT(AR489,1)),AU489=1,_xlfn.CONCAT(\"NONFUN_NONDEF\",\"-DCON_\",LEFT(AQ489,1),\"-FCON_\",LEFT(AR489,1)),AV489=1,_xlfn.CONCAT(\"NONFUN_DEF\",\"-DCON_\",LEFT(AQ489,1),\"-FCON_\",LEFT(AR489,1)),AS489+AT489+AU489+AV489<1,_xlfn.CONCAT(\"-\"))","v":"-"}]
[null,null,null,null,null,null,null,null,null,null,null,null,null,null,null,null,null,null,null,null,null,0,null,null,null,null,null,null,null,null,null,0,0,0,0,"Unknown",{"$f":"_xlfn.IFS(G490=\"Natural\",0,H490=\"\",0,H490=\"COASTAL-CONSTRUCTED\",0,G490=\"Constructed\",_xlfn.XLOOKUP($H490,'Data Categories'!$U$4:$U$25,'Data Categories'!$V$4:V$25))","v":0},{"$f":"_xlfn.IFS(AK490=\"\",0,AJ490=\"Unknown\",0,AK490>1,AK490-AJ490,AK490=0,0)","v":0},{"$f":"_xlfn.IFS(Y490=\"\",0,Y490>1920,_xlfn.XLOOKUP($H490,'Data Categories'!$AE$20:$AE$42,'Data Categories'!$AG$20:$AG$42,0))","v":0},{"$f":"_xlfn.IFS(Y490=\"\",0,Y490>0,(2025-Y490))","v":0},{"$f":"_xlfn.IFS(Z490=\"Non-Deficient\",\"Non-Deficient\",Z490=\"Deficient\",\"Deficient\",AB490=\"Deficient\",\"Deficient\",Z490=\"Non-Deficient\",\"Non-Deficient\",AB490=\"Non-Deficient\",\"Non-Deficient\",P490=\"\",\"None\",AL490<0,\"Deficient\",AL490>10,\"Non-Deficient\")","v":"None"},{"$f":"_xlfn.IFS(H490=\"LOW WATER CROSSING\",\"Non-Functional\",G490=\"Natural\",\"Functional\",AA490=\"Functional\",\"Functional\",AC490=\"Functional\",\"Functional\",AA490=\"Non-Functional\",\"Non-Functional\",AC490=\"Non-Functional\",\"Non-Functional\",AA490=\"Unknown\",\"Unknown\",AC490=\"Unknown\",\"Unknown\",AA490=\"\",\"None\")","v":"None"},{"$f":"_xlfn.IFS(X490=\"Functionality\",\"Low\",W490=\"No\",\"Low\",Y490>=2015,\"High\",Y490>=1920,\"Low\",W490=\"\",\"None\",W490=\"Unknown\",\"None\")","v":"None"},{"$f":"_xlfn.IFS(H490=\"LOW WATER CROSSING\",\"Unknown\",G490=\"Natural\",\"None\",AM490<AN490,\"High\",AC490=\"Functional\",\"Low\",AC490=\"Non-Functional\",\"Low\",W490=\"No\",\"Low\",W490=\"Unknown\",\"None\",X490=\"Deficiency\",\"None\",W490=\"Yes\",\"High\",W490=\"\",\"None\")","v":"None"},0,0,0,0,{"$f":"_xlfn.CONCAT(LEFT(H490,3),\"-\")&IF(H490=\"-\",0,COUNTIF($H$4:H490,H490))","v":"-0"},{"$f":"_xlfn.IFS($H490<=0,\"-\",AS490=1,_xlfn.CONCAT(\"FUN_NONDEF\",\"-DCON_\",LEFT(AQ490,1),\"-FCON_\",LEFT(AR490,1)),AT490=1,_xlfn.CONCAT(\"FUN_DEF\",\"-DCON_\",LEFT(AQ490,1),\"-FCON_\",LEFT(AR490,1)),AU490=1,_xlfn.CONCAT(\"NONFUN_NONDEF\",\"-DCON_\",LEFT(AQ490,1),\"-FCON_\",LEFT(AR490,1)),AV490=1,_xlfn.CONCAT(\"NONFUN_DEF\",\"-DCON_\",LEFT(AQ490,1),\"-FCON_\",LEFT(AR490,1)),AS490+AT490+AU490+AV490<1,_xlfn.CONCAT(\"-\"))","v":"-"}]
[null,null,null,null,null,null,null,null,null,null,null,null,null,null,null,null,null,null,null,null,null,0,null,null,null,null,null,null,null,null,null,0,0,0,0,"Unknown",{"$f":"_xlfn.IFS(G491=\"Natural\",0,H491=\"\",0,H491=\"COASTAL-CONSTRUCTED\",0,G491=\"Constructed\",_xlfn.XLOOKUP($H491,'Data Categories'!$U$4:$U$25,'Data Categories'!$V$4:V$25))","v":0},{"$f":"_xlfn.IFS(AK491=\"\",0,AJ491=\"Unknown\",0,AK491>1,AK491-AJ491,AK491=0,0)","v":0},{"$f":"_xlfn.IFS(Y491=\"\",0,Y491>1920,_xlfn.XLOOKUP($H491,'Data Categories'!$AE$20:$AE$42,'Data Categories'!$AG$20:$AG$42,0))","v":0},{"$f":"_xlfn.IFS(Y491=\"\",0,Y491>0,(2025-Y491))","v":0},{"$f":"_xlfn.IFS(Z491=\"Non-Deficient\",\"Non-Deficient\",Z491=\"Deficient\",\"Deficient\",AB491=\"Deficient\",\"Deficient\",Z491=\"Non-Deficient\",\"Non-Deficient\",AB491=\"Non-Deficient\",\"Non-Deficient\",P491=\"\",\"None\",AL491<0,\"Deficient\",AL491>10,\"Non-Deficient\")","v":"None"},{"$f":"_xlfn.IFS(H491=\"LOW WATER CROSSING\",\"Non-Functional\",G491=\"Natural\",\"Functional\",AA491=\"Functional\",\"Functional\",AC491=\"Functional\",\"Functional\",AA491=\"Non-Functional\",\"Non-Functional\",AC491=\"Non-Functional\",\"Non-Functional\",AA491=\"Unknown\",\"Unknown\",AC491=\"Unknown\",\"Unknown\",AA491=\"\",\"None\")","v":"None"},{"$f":"_xlfn.IFS(X491=\"Functionality\",\"Low\",W491=\"No\",\"Low\",Y491>=2015,\"High\",Y491>=1920,\"Low\",W491=\"\",\"None\",W491=\"Unknown\",\"None\")","v":"None"},{"$f":"_xlfn.IFS(H491=\"LOW WATER CROSSING\",\"Unknown\",G491=\"Natural\",\"None\",AM491<AN491,\"High\",AC491=\"Functional\",\"Low\",AC491=\"Non-Functional\",\"Low\",W491=\"No\",\"Low\",W491=\"Unknown\",\"None\",X491=\"Deficiency\",\"None\",W491=\"Yes\",\"High\",W491=\"\",\"None\")","v":"None"},0,0,0,0,{"$f":"_xlfn.CONCAT(LEFT(H491,3),\"-\")&IF(H491=\"-\",0,COUNTIF($H$4:H491,H491))","v":"-0"},{"$f":"_xlfn.IFS($H491<=0,\"-\",AS491=1,_xlfn.CONCAT(\"FUN_NONDEF\",\"-DCON_\",LEFT(AQ491,1),\"-FCON_\",LEFT(AR491,1)),AT491=1,_xlfn.CONCAT(\"FUN_DEF\",\"-DCON_\",LEFT(AQ491,1),\"-FCON_\",LEFT(AR491,1)),AU491=1,_xlfn.CONCAT(\"NONFUN_NONDEF\",\"-DCON_\",LEFT(AQ491,1),\"-FCON_\",LEFT(AR491,1)),AV491=1,_xlfn.CONCAT(\"NONFUN_DEF\",\"-DCON_\",LEFT(AQ491,1),\"-FCON_\",LEFT(AR491,1)),AS491+AT491+AU491+AV491<1,_xlfn.CONCAT(\"-\"))","v":"-"}]
[null,null,null,null,null,null,null,null,null,null,null,null,null,null,null,null,null,null,null,null,null,0,null,null,null,null,null,null,null,null,null,0,0,0,0,"Unknown",{"$f":"_xlfn.IFS(G492=\"Natural\",0,H492=\"\",0,H492=\"COASTAL-CONSTRUCTED\",0,G492=\"Constructed\",_xlfn.XLOOKUP($H492,'Data Categories'!$U$4:$U$25,'Data Categories'!$V$4:V$25))","v":0},{"$f":"_xlfn.IFS(AK492=\"\",0,AJ492=\"Unknown\",0,AK492>1,AK492-AJ492,AK492=0,0)","v":0},{"$f":"_xlfn.IFS(Y492=\"\",0,Y492>1920,_xlfn.XLOOKUP($H492,'Data Categories'!$AE$20:$AE$42,'Data Categories'!$AG$20:$AG$42,0))","v":0},{"$f":"_xlfn.IFS(Y492=\"\",0,Y492>0,(2025-Y492))","v":0},{"$f":"_xlfn.IFS(Z492=\"Non-Deficient\",\"Non-Deficient\",Z492=\"Deficient\",\"Deficient\",AB492=\"Deficient\",\"Deficient\",Z492=\"Non-Deficient\",\"Non-Deficient\",AB492=\"Non-Deficient\",\"Non-Deficient\",P492=\"\",\"None\",AL492<0,\"Deficient\",AL492>10,\"Non-Deficient\")","v":"None"},{"$f":"_xlfn.IFS(H492=\"LOW WATER CROSSING\",\"Non-Functional\",G492=\"Natural\",\"Functional\",AA492=\"Functional\",\"Functional\",AC492=\"Functional\",\"Functional\",AA492=\"Non-Functional\",\"Non-Functional\",AC492=\"Non-Functional\",\"Non-Functional\",AA492=\"Unknown\",\"Unknown\",AC492=\"Unknown\",\"Unknown\",AA492=\"\",\"None\")","v":"None"},{"$f":"_xlfn.IFS(X492=\"Functionality\",\"Low\",W492=\"No\",\"Low\",Y492>=2015,\"High\",Y492>=1920,\"Low\",W492=\"\",\"None\",W492=\"Unknown\",\"None\")","v":"None"},{"$f":"_xlfn.IFS(H492=\"LOW WATER CROSSING\",\"Unknown\",G492=\"Natural\",\"None\",AM492<AN492,\"High\",AC492=\"Functional\",\"Low\",AC492=\"Non-Functional\",\"Low\",W492=\"No\",\"Low\",W492=\"Unknown\",\"None\",X492=\"Deficiency\",\"None\",W492=\"Yes\",\"High\",W492=\"\",\"None\")","v":"None"},0,0,0,0,{"$f":"_xlfn.CONCAT(LEFT(H492,3),\"-\")&IF(H492=\"-\",0,COUNTIF($H$4:H492,H492))","v":"-0"},{"$f":"_xlfn.IFS($H492<=0,\"-\",AS492=1,_xlfn.CONCAT(\"FUN_NONDEF\",\"-DCON_\",LEFT(AQ492,1),\"-FCON_\",LEFT(AR492,1)),AT492=1,_xlfn.CONCAT(\"FUN_DEF\",\"-DCON_\",LEFT(AQ492,1),\"-FCON_\",LEFT(AR492,1)),AU492=1,_xlfn.CONCAT(\"NONFUN_NONDEF\",\"-DCON_\",LEFT(AQ492,1),\"-FCON_\",LEFT(AR492,1)),AV492=1,_xlfn.CONCAT(\"NONFUN_DEF\",\"-DCON_\",LEFT(AQ492,1),\"-FCON_\",LEFT(AR492,1)),AS492+AT492+AU492+AV492<1,_xlfn.CONCAT(\"-\"))","v":"-"}]
[null,null,null,null,null,null,null,null,null,null,null,null,null,null,null,null,null,null,null,null,null,0,null,null,null,null,null,null,null,null,null,0,0,0,0,"Unknown",{"$f":"_xlfn.IFS(G493=\"Natural\",0,H493=\"\",0,H493=\"COASTAL-CONSTRUCTED\",0,G493=\"Constructed\",_xlfn.XLOOKUP($H493,'Data Categories'!$U$4:$U$25,'Data Categories'!$V$4:V$25))","v":0},{"$f":"_xlfn.IFS(AK493=\"\",0,AJ493=\"Unknown\",0,AK493>1,AK493-AJ493,AK493=0,0)","v":0},{"$f":"_xlfn.IFS(Y493=\"\",0,Y493>1920,_xlfn.XLOOKUP($H493,'Data Categories'!$AE$20:$AE$42,'Data Categories'!$AG$20:$AG$42,0))","v":0},{"$f":"_xlfn.IFS(Y493=\"\",0,Y493>0,(2025-Y493))","v":0},{"$f":"_xlfn.IFS(Z493=\"Non-Deficient\",\"Non-Deficient\",Z493=\"Deficient\",\"Deficient\",AB493=\"Deficient\",\"Deficient\",Z493=\"Non-Deficient\",\"Non-Deficient\",AB493=\"Non-Deficient\",\"Non-Deficient\",P493=\"\",\"None\",AL493<0,\"Deficient\",AL493>10,\"Non-Deficient\")","v":"None"},{"$f":"_xlfn.IFS(H493=\"LOW WATER CROSSING\",\"Non-Functional\",G493=\"Natural\",\"Functional\",AA493=\"Functional\",\"Functional\",AC493=\"Functional\",\"Functional\",AA493=\"Non-Functional\",\"Non-Functional\",AC493=\"Non-Functional\",\"Non-Functional\",AA493=\"Unknown\",\"Unknown\",AC493=\"Unknown\",\"Unknown\",AA493=\"\",\"None\")","v":"None"},{"$f":"_xlfn.IFS(X493=\"Functionality\",\"Low\",W493=\"No\",\"Low\",Y493>=2015,\"High\",Y493>=1920,\"Low\",W493=\"\",\"None\",W493=\"Unknown\",\"None\")","v":"None"},{"$f":"_xlfn.IFS(H493=\"LOW WATER CROSSING\",\"Unknown\",G493=\"Natural\",\"None\",AM493<AN493,\"High\",AC493=\"Functional\",\"Low\",AC493=\"Non-Functional\",\"Low\",W493=\"No\",\"Low\",W493=\"Unknown\",\"None\",X493=\"Deficiency\",\"None\",W493=\"Yes\",\"High\",W493=\"\",\"None\")","v":"None"},0,0,0,0,{"$f":"_xlfn.CONCAT(LEFT(H493,3),\"-\")&IF(H493=\"-\",0,COUNTIF($H$4:H493,H493))","v":"-0"},{"$f":"_xlfn.IFS($H493<=0,\"-\",AS493=1,_xlfn.CONCAT(\"FUN_NONDEF\",\"-DCON_\",LEFT(AQ493,1),\"-FCON_\",LEFT(AR493,1)),AT493=1,_xlfn.CONCAT(\"FUN_DEF\",\"-DCON_\",LEFT(AQ493,1),\"-FCON_\",LEFT(AR493,1)),AU493=1,_xlfn.CONCAT(\"NONFUN_NONDEF\",\"-DCON_\",LEFT(AQ493,1),\"-FCON_\",LEFT(AR493,1)),AV493=1,_xlfn.CONCAT(\"NONFUN_DEF\",\"-DCON_\",LEFT(AQ493,1),\"-FCON_\",LEFT(AR493,1)),AS493+AT493+AU493+AV493<1,_xlfn.CONCAT(\"-\"))","v":"-"}]
[null,null,null,null,null,null,null,null,null,null,null,null,null,null,null,null,null,null,null,null,null,0,null,null,null,null,null,null,null,null,null,0,0,0,0,"Unknown",{"$f":"_xlfn.IFS(G494=\"Natural\",0,H494=\"\",0,H494=\"COASTAL-CONSTRUCTED\",0,G494=\"Constructed\",_xlfn.XLOOKUP($H494,'Data Categories'!$U$4:$U$25,'Data Categories'!$V$4:V$25))","v":0},{"$f":"_xlfn.IFS(AK494=\"\",0,AJ494=\"Unknown\",0,AK494>1,AK494-AJ494,AK494=0,0)","v":0},{"$f":"_xlfn.IFS(Y494=\"\",0,Y494>1920,_xlfn.XLOOKUP($H494,'Data Categories'!$AE$20:$AE$42,'Data Categories'!$AG$20:$AG$42,0))","v":0},{"$f":"_xlfn.IFS(Y494=\"\",0,Y494>0,(2025-Y494))","v":0},{"$f":"_xlfn.IFS(Z494=\"Non-Deficient\",\"Non-Deficient\",Z494=\"Deficient\",\"Deficient\",AB494=\"Deficient\",\"Deficient\",Z494=\"Non-Deficient\",\"Non-Deficient\",AB494=\"Non-Deficient\",\"Non-Deficient\",P494=\"\",\"None\",AL494<0,\"Deficient\",AL494>10,\"Non-Deficient\")","v":"None"},{"$f":"_xlfn.IFS(H494=\"LOW WATER CROSSING\",\"Non-Functional\",G494=\"Natural\",\"Functional\",AA494=\"Functional\",\"Functional\",AC494=\"Functional\",\"Functional\",AA494=\"Non-Functional\",\"Non-Functional\",AC494=\"Non-Functional\",\"Non-Functional\",AA494=\"Unknown\",\"Unknown\",AC494=\"Unknown\",\"Unknown\",AA494=\"\",\"None\")","v":"None"},{"$f":"_xlfn.IFS(X494=\"Functionality\",\"Low\",W494=\"No\",\"Low\",Y494>=2015,\"High\",Y494>=1920,\"Low\",W494=\"\",\"None\",W494=\"Unknown\",\"None\")","v":"None"},{"$f":"_xlfn.IFS(H494=\"LOW WATER CROSSING\",\"Unknown\",G494=\"Natural\",\"None\",AM494<AN494,\"High\",AC494=\"Functional\",\"Low\",AC494=\"Non-Functional\",\"Low\",W494=\"No\",\"Low\",W494=\"Unknown\",\"None\",X494=\"Deficiency\",\"None\",W494=\"Yes\",\"High\",W494=\"\",\"None\")","v":"None"},0,0,0,0,{"$f":"_xlfn.CONCAT(LEFT(H494,3),\"-\")&IF(H494=\"-\",0,COUNTIF($H$4:H494,H494))","v":"-0"},{"$f":"_xlfn.IFS($H494<=0,\"-\",AS494=1,_xlfn.CONCAT(\"FUN_NONDEF\",\"-DCON_\",LEFT(AQ494,1),\"-FCON_\",LEFT(AR494,1)),AT494=1,_xlfn.CONCAT(\"FUN_DEF\",\"-DCON_\",LEFT(AQ494,1),\"-FCON_\",LEFT(AR494,1)),AU494=1,_xlfn.CONCAT(\"NONFUN_NONDEF\",\"-DCON_\",LEFT(AQ494,1),\"-FCON_\",LEFT(AR494,1)),AV494=1,_xlfn.CONCAT(\"NONFUN_DEF\",\"-DCON_\",LEFT(AQ494,1),\"-FCON_\",LEFT(AR494,1)),AS494+AT494+AU494+AV494<1,_xlfn.CONCAT(\"-\"))","v":"-"}]
[null,null,null,null,null,null,null,null,null,null,null,null,null,null,null,null,null,null,null,null,null,0,null,null,null,null,null,null,null,null,null,0,0,0,0,"Unknown",{"$f":"_xlfn.IFS(G495=\"Natural\",0,H495=\"\",0,H495=\"COASTAL-CONSTRUCTED\",0,G495=\"Constructed\",_xlfn.XLOOKUP($H495,'Data Categories'!$U$4:$U$25,'Data Categories'!$V$4:V$25))","v":0},{"$f":"_xlfn.IFS(AK495=\"\",0,AJ495=\"Unknown\",0,AK495>1,AK495-AJ495,AK495=0,0)","v":0},{"$f":"_xlfn.IFS(Y495=\"\",0,Y495>1920,_xlfn.XLOOKUP($H495,'Data Categories'!$AE$20:$AE$42,'Data Categories'!$AG$20:$AG$42,0))","v":0},{"$f":"_xlfn.IFS(Y495=\"\",0,Y495>0,(2025-Y495))","v":0},{"$f":"_xlfn.IFS(Z495=\"Non-Deficient\",\"Non-Deficient\",Z495=\"Deficient\",\"Deficient\",AB495=\"Deficient\",\"Deficient\",Z495=\"Non-Deficient\",\"Non-Deficient\",AB495=\"Non-Deficient\",\"Non-Deficient\",P495=\"\",\"None\",AL495<0,\"Deficient\",AL495>10,\"Non-Deficient\")","v":"None"},{"$f":"_xlfn.IFS(H495=\"LOW WATER CROSSING\",\"Non-Functional\",G495=\"Natural\",\"Functional\",AA495=\"Functional\",\"Functional\",AC495=\"Functional\",\"Functional\",AA495=\"Non-Functional\",\"Non-Functional\",AC495=\"Non-Functional\",\"Non-Functional\",AA495=\"Unknown\",\"Unknown\",AC495=\"Unknown\",\"Unknown\",AA495=\"\",\"None\")","v":"None"},{"$f":"_xlfn.IFS(X495=\"Functionality\",\"Low\",W495=\"No\",\"Low\",Y495>=2015,\"High\",Y495>=1920,\"Low\",W495=\"\",\"None\",W495=\"Unknown\",\"None\")","v":"None"},{"$f":"_xlfn.IFS(H495=\"LOW WATER CROSSING\",\"Unknown\",G495=\"Natural\",\"None\",AM495<AN495,\"High\",AC495=\"Functional\",\"Low\",AC495=\"Non-Functional\",\"Low\",W495=\"No\",\"Low\",W495=\"Unknown\",\"None\",X495=\"Deficiency\",\"None\",W495=\"Yes\",\"High\",W495=\"\",\"None\")","v":"None"},0,0,0,0,{"$f":"_xlfn.CONCAT(LEFT(H495,3),\"-\")&IF(H495=\"-\",0,COUNTIF($H$4:H495,H495))","v":"-0"},{"$f":"_xlfn.IFS($H495<=0,\"-\",AS495=1,_xlfn.CONCAT(\"FUN_NONDEF\",\"-DCON_\",LEFT(AQ495,1),\"-FCON_\",LEFT(AR495,1)),AT495=1,_xlfn.CONCAT(\"FUN_DEF\",\"-DCON_\",LEFT(AQ495,1),\"-FCON_\",LEFT(AR495,1)),AU495=1,_xlfn.CONCAT(\"NONFUN_NONDEF\",\"-DCON_\",LEFT(AQ495,1),\"-FCON_\",LEFT(AR495,1)),AV495=1,_xlfn.CONCAT(\"NONFUN_DEF\",\"-DCON_\",LEFT(AQ495,1),\"-FCON_\",LEFT(AR495,1)),AS495+AT495+AU495+AV495<1,_xlfn.CONCAT(\"-\"))","v":"-"}]
[null,null,null,null,null,null,null,null,null,null,null,null,null,null,null,null,null,null,null,null,null,0,null,null,null,null,null,null,null,null,null,0,0,0,0,"Unknown",{"$f":"_xlfn.IFS(G496=\"Natural\",0,H496=\"\",0,H496=\"COASTAL-CONSTRUCTED\",0,G496=\"Constructed\",_xlfn.XLOOKUP($H496,'Data Categories'!$U$4:$U$25,'Data Categories'!$V$4:V$25))","v":0},{"$f":"_xlfn.IFS(AK496=\"\",0,AJ496=\"Unknown\",0,AK496>1,AK496-AJ496,AK496=0,0)","v":0},{"$f":"_xlfn.IFS(Y496=\"\",0,Y496>1920,_xlfn.XLOOKUP($H496,'Data Categories'!$AE$20:$AE$42,'Data Categories'!$AG$20:$AG$42,0))","v":0},{"$f":"_xlfn.IFS(Y496=\"\",0,Y496>0,(2025-Y496))","v":0},{"$f":"_xlfn.IFS(Z496=\"Non-Deficient\",\"Non-Deficient\",Z496=\"Deficient\",\"Deficient\",AB496=\"Deficient\",\"Deficient\",Z496=\"Non-Deficient\",\"Non-Deficient\",AB496=\"Non-Deficient\",\"Non-Deficient\",P496=\"\",\"None\",AL496<0,\"Deficient\",AL496>10,\"Non-Deficient\")","v":"None"},{"$f":"_xlfn.IFS(H496=\"LOW WATER CROSSING\",\"Non-Functional\",G496=\"Natural\",\"Functional\",AA496=\"Functional\",\"Functional\",AC496=\"Functional\",\"Functional\",AA496=\"Non-Functional\",\"Non-Functional\",AC496=\"Non-Functional\",\"Non-Functional\",AA496=\"Unknown\",\"Unknown\",AC496=\"Unknown\",\"Unknown\",AA496=\"\",\"None\")","v":"None"},{"$f":"_xlfn.IFS(X496=\"Functionality\",\"Low\",W496=\"No\",\"Low\",Y496>=2015,\"High\",Y496>=1920,\"Low\",W496=\"\",\"None\",W496=\"Unknown\",\"None\")","v":"None"},{"$f":"_xlfn.IFS(H496=\"LOW WATER CROSSING\",\"Unknown\",G496=\"Natural\",\"None\",AM496<AN496,\"High\",AC496=\"Functional\",\"Low\",AC496=\"Non-Functional\",\"Low\",W496=\"No\",\"Low\",W496=\"Unknown\",\"None\",X496=\"Deficiency\",\"None\",W496=\"Yes\",\"High\",W496=\"\",\"None\")","v":"None"},0,0,0,0,{"$f":"_xlfn.CONCAT(LEFT(H496,3),\"-\")&IF(H496=\"-\",0,COUNTIF($H$4:H496,H496))","v":"-0"},{"$f":"_xlfn.IFS($H496<=0,\"-\",AS496=1,_xlfn.CONCAT(\"FUN_NONDEF\",\"-DCON_\",LEFT(AQ496,1),\"-FCON_\",LEFT(AR496,1)),AT496=1,_xlfn.CONCAT(\"FUN_DEF\",\"-DCON_\",LEFT(AQ496,1),\"-FCON_\",LEFT(AR496,1)),AU496=1,_xlfn.CONCAT(\"NONFUN_NONDEF\",\"-DCON_\",LEFT(AQ496,1),\"-FCON_\",LEFT(AR496,1)),AV496=1,_xlfn.CONCAT(\"NONFUN_DEF\",\"-DCON_\",LEFT(AQ496,1),\"-FCON_\",LEFT(AR496,1)),AS496+AT496+AU496+AV496<1,_xlfn.CONCAT(\"-\"))","v":"-"}]
[null,null,null,null,null,null,null,null,null,null,null,null,null,null,null,null,null,null,null,null,null,0,null,null,null,null,null,null,null,null,null,0,0,0,0,"Unknown",{"$f":"_xlfn.IFS(G497=\"Natural\",0,H497=\"\",0,H497=\"COASTAL-CONSTRUCTED\",0,G497=\"Constructed\",_xlfn.XLOOKUP($H497,'Data Categories'!$U$4:$U$25,'Data Categories'!$V$4:V$25))","v":0},{"$f":"_xlfn.IFS(AK497=\"\",0,AJ497=\"Unknown\",0,AK497>1,AK497-AJ497,AK497=0,0)","v":0},{"$f":"_xlfn.IFS(Y497=\"\",0,Y497>1920,_xlfn.XLOOKUP($H497,'Data Categories'!$AE$20:$AE$42,'Data Categories'!$AG$20:$AG$42,0))","v":0},{"$f":"_xlfn.IFS(Y497=\"\",0,Y497>0,(2025-Y497))","v":0},{"$f":"_xlfn.IFS(Z497=\"Non-Deficient\",\"Non-Deficient\",Z497=\"Deficient\",\"Deficient\",AB497=\"Deficient\",\"Deficient\",Z497=\"Non-Deficient\",\"Non-Deficient\",AB497=\"Non-Deficient\",\"Non-Deficient\",P497=\"\",\"None\",AL497<0,\"Deficient\",AL497>10,\"Non-Deficient\")","v":"None"},{"$f":"_xlfn.IFS(H497=\"LOW WATER CROSSING\",\"Non-Functional\",G497=\"Natural\",\"Functional\",AA497=\"Functional\",\"Functional\",AC497=\"Functional\",\"Functional\",AA497=\"Non-Functional\",\"Non-Functional\",AC497=\"Non-Functional\",\"Non-Functional\",AA497=\"Unknown\",\"Unknown\",AC497=\"Unknown\",\"Unknown\",AA497=\"\",\"None\")","v":"None"},{"$f":"_xlfn.IFS(X497=\"Functionality\",\"Low\",W497=\"No\",\"Low\",Y497>=2015,\"High\",Y497>=1920,\"Low\",W497=\"\",\"None\",W497=\"Unknown\",\"None\")","v":"None"},{"$f":"_xlfn.IFS(H497=\"LOW WATER CROSSING\",\"Unknown\",G497=\"Natural\",\"None\",AM497<AN497,\"High\",AC497=\"Functional\",\"Low\",AC497=\"Non-Functional\",\"Low\",W497=\"No\",\"Low\",W497=\"Unknown\",\"None\",X497=\"Deficiency\",\"None\",W497=\"Yes\",\"High\",W497=\"\",\"None\")","v":"None"},0,0,0,0,{"$f":"_xlfn.CONCAT(LEFT(H497,3),\"-\")&IF(H497=\"-\",0,COUNTIF($H$4:H497,H497))","v":"-0"},{"$f":"_xlfn.IFS($H497<=0,\"-\",AS497=1,_xlfn.CONCAT(\"FUN_NONDEF\",\"-DCON_\",LEFT(AQ497,1),\"-FCON_\",LEFT(AR497,1)),AT497=1,_xlfn.CONCAT(\"FUN_DEF\",\"-DCON_\",LEFT(AQ497,1),\"-FCON_\",LEFT(AR497,1)),AU497=1,_xlfn.CONCAT(\"NONFUN_NONDEF\",\"-DCON_\",LEFT(AQ497,1),\"-FCON_\",LEFT(AR497,1)),AV497=1,_xlfn.CONCAT(\"NONFUN_DEF\",\"-DCON_\",LEFT(AQ497,1),\"-FCON_\",LEFT(AR497,1)),AS497+AT497+AU497+AV497<1,_xlfn.CONCAT(\"-\"))","v":"-"}]
[null,null,null,null,null,null,null,null,null,null,null,null,null,null,null,null,null,null,null,null,null,0,null,null,null,null,null,null,null,null,null,0,0,0,0,"Unknown",{"$f":"_xlfn.IFS(G498=\"Natural\",0,H498=\"\",0,H498=\"COASTAL-CONSTRUCTED\",0,G498=\"Constructed\",_xlfn.XLOOKUP($H498,'Data Categories'!$U$4:$U$25,'Data Categories'!$V$4:V$25))","v":0},{"$f":"_xlfn.IFS(AK498=\"\",0,AJ498=\"Unknown\",0,AK498>1,AK498-AJ498,AK498=0,0)","v":0},{"$f":"_xlfn.IFS(Y498=\"\",0,Y498>1920,_xlfn.XLOOKUP($H498,'Data Categories'!$AE$20:$AE$42,'Data Categories'!$AG$20:$AG$42,0))","v":0},{"$f":"_xlfn.IFS(Y498=\"\",0,Y498>0,(2025-Y498))","v":0},{"$f":"_xlfn.IFS(Z498=\"Non-Deficient\",\"Non-Deficient\",Z498=\"Deficient\",\"Deficient\",AB498=\"Deficient\",\"Deficient\",Z498=\"Non-Deficient\",\"Non-Deficient\",AB498=\"Non-Deficient\",\"Non-Deficient\",P498=\"\",\"None\",AL498<0,\"Deficient\",AL498>10,\"Non-Deficient\")","v":"None"},{"$f":"_xlfn.IFS(H498=\"LOW WATER CROSSING\",\"Non-Functional\",G498=\"Natural\",\"Functional\",AA498=\"Functional\",\"Functional\",AC498=\"Functional\",\"Functional\",AA498=\"Non-Functional\",\"Non-Functional\",AC498=\"Non-Functional\",\"Non-Functional\",AA498=\"Unknown\",\"Unknown\",AC498=\"Unknown\",\"Unknown\",AA498=\"\",\"None\")","v":"None"},{"$f":"_xlfn.IFS(X498=\"Functionality\",\"Low\",W498=\"No\",\"Low\",Y498>=2015,\"High\",Y498>=1920,\"Low\",W498=\"\",\"None\",W498=\"Unknown\",\"None\")","v":"None"},{"$f":"_xlfn.IFS(H498=\"LOW WATER CROSSING\",\"Unknown\",G498=\"Natural\",\"None\",AM498<AN498,\"High\",AC498=\"Functional\",\"Low\",AC498=\"Non-Functional\",\"Low\",W498=\"No\",\"Low\",W498=\"Unknown\",\"None\",X498=\"Deficiency\",\"None\",W498=\"Yes\",\"High\",W498=\"\",\"None\")","v":"None"},0,0,0,0,{"$f":"_xlfn.CONCAT(LEFT(H498,3),\"-\")&IF(H498=\"-\",0,COUNTIF($H$4:H498,H498))","v":"-0"},{"$f":"_xlfn.IFS($H498<=0,\"-\",AS498=1,_xlfn.CONCAT(\"FUN_NONDEF\",\"-DCON_\",LEFT(AQ498,1),\"-FCON_\",LEFT(AR498,1)),AT498=1,_xlfn.CONCAT(\"FUN_DEF\",\"-DCON_\",LEFT(AQ498,1),\"-FCON_\",LEFT(AR498,1)),AU498=1,_xlfn.CONCAT(\"NONFUN_NONDEF\",\"-DCON_\",LEFT(AQ498,1),\"-FCON_\",LEFT(AR498,1)),AV498=1,_xlfn.CONCAT(\"NONFUN_DEF\",\"-DCON_\",LEFT(AQ498,1),\"-FCON_\",LEFT(AR498,1)),AS498+AT498+AU498+AV498<1,_xlfn.CONCAT(\"-\"))","v":"-"}]
[null,null,null,null,null,null,null,null,null,null,null,null,null,null,null,null,null,null,null,null,null,0,null,null,null,null,null,null,null,null,null,0,0,0,0,"Unknown",{"$f":"_xlfn.IFS(G499=\"Natural\",0,H499=\"\",0,H499=\"COASTAL-CONSTRUCTED\",0,G499=\"Constructed\",_xlfn.XLOOKUP($H499,'Data Categories'!$U$4:$U$25,'Data Categories'!$V$4:V$25))","v":0},{"$f":"_xlfn.IFS(AK499=\"\",0,AJ499=\"Unknown\",0,AK499>1,AK499-AJ499,AK499=0,0)","v":0},{"$f":"_xlfn.IFS(Y499=\"\",0,Y499>1920,_xlfn.XLOOKUP($H499,'Data Categories'!$AE$20:$AE$42,'Data Categories'!$AG$20:$AG$42,0))","v":0},{"$f":"_xlfn.IFS(Y499=\"\",0,Y499>0,(2025-Y499))","v":0},{"$f":"_xlfn.IFS(Z499=\"Non-Deficient\",\"Non-Deficient\",Z499=\"Deficient\",\"Deficient\",AB499=\"Deficient\",\"Deficient\",Z499=\"Non-Deficient\",\"Non-Deficient\",AB499=\"Non-Deficient\",\"Non-Deficient\",P499=\"\",\"None\",AL499<0,\"Deficient\",AL499>10,\"Non-Deficient\")","v":"None"},{"$f":"_xlfn.IFS(H499=\"LOW WATER CROSSING\",\"Non-Functional\",G499=\"Natural\",\"Functional\",AA499=\"Functional\",\"Functional\",AC499=\"Functional\",\"Functional\",AA499=\"Non-Functional\",\"Non-Functional\",AC499=\"Non-Functional\",\"Non-Functional\",AA499=\"Unknown\",\"Unknown\",AC499=\"Unknown\",\"Unknown\",AA499=\"\",\"None\")","v":"None"},{"$f":"_xlfn.IFS(X499=\"Functionality\",\"Low\",W499=\"No\",\"Low\",Y499>=2015,\"High\",Y499>=1920,\"Low\",W499=\"\",\"None\",W499=\"Unknown\",\"None\")","v":"None"},{"$f":"_xlfn.IFS(H499=\"LOW WATER CROSSING\",\"Unknown\",G499=\"Natural\",\"None\",AM499<AN499,\"High\",AC499=\"Functional\",\"Low\",AC499=\"Non-Functional\",\"Low\",W499=\"No\",\"Low\",W499=\"Unknown\",\"None\",X499=\"Deficiency\",\"None\",W499=\"Yes\",\"High\",W499=\"\",\"None\")","v":"None"},0,0,0,0,{"$f":"_xlfn.CONCAT(LEFT(H499,3),\"-\")&IF(H499=\"-\",0,COUNTIF($H$4:H499,H499))","v":"-0"},{"$f":"_xlfn.IFS($H499<=0,\"-\",AS499=1,_xlfn.CONCAT(\"FUN_NONDEF\",\"-DCON_\",LEFT(AQ499,1),\"-FCON_\",LEFT(AR499,1)),AT499=1,_xlfn.CONCAT(\"FUN_DEF\",\"-DCON_\",LEFT(AQ499,1),\"-FCON_\",LEFT(AR499,1)),AU499=1,_xlfn.CONCAT(\"NONFUN_NONDEF\",\"-DCON_\",LEFT(AQ499,1),\"-FCON_\",LEFT(AR499,1)),AV499=1,_xlfn.CONCAT(\"NONFUN_DEF\",\"-DCON_\",LEFT(AQ499,1),\"-FCON_\",LEFT(AR499,1)),AS499+AT499+AU499+AV499<1,_xlfn.CONCAT(\"-\"))","v":"-"}]
[null,null,null,null,null,null,null,null,null,null,null,null,null,null,null,null,null,null,null,null,null,0,null,null,null,null,null,null,null,null,null,0,0,0,0,"Unknown",{"$f":"_xlfn.IFS(G500=\"Natural\",0,H500=\"\",0,H500=\"COASTAL-CONSTRUCTED\",0,G500=\"Constructed\",_xlfn.XLOOKUP($H500,'Data Categories'!$U$4:$U$25,'Data Categories'!$V$4:V$25))","v":0},{"$f":"_xlfn.IFS(AK500=\"\",0,AJ500=\"Unknown\",0,AK500>1,AK500-AJ500,AK500=0,0)","v":0},{"$f":"_xlfn.IFS(Y500=\"\",0,Y500>1920,_xlfn.XLOOKUP($H500,'Data Categories'!$AE$20:$AE$42,'Data Categories'!$AG$20:$AG$42,0))","v":0},{"$f":"_xlfn.IFS(Y500=\"\",0,Y500>0,(2025-Y500))","v":0},{"$f":"_xlfn.IFS(Z500=\"Non-Deficient\",\"Non-Deficient\",Z500=\"Deficient\",\"Deficient\",AB500=\"Deficient\",\"Deficient\",Z500=\"Non-Deficient\",\"Non-Deficient\",AB500=\"Non-Deficient\",\"Non-Deficient\",P500=\"\",\"None\",AL500<0,\"Deficient\",AL500>10,\"Non-Deficient\")","v":"None"},{"$f":"_xlfn.IFS(H500=\"LOW WATER CROSSING\",\"Non-Functional\",G500=\"Natural\",\"Functional\",AA500=\"Functional\",\"Functional\",AC500=\"Functional\",\"Functional\",AA500=\"Non-Functional\",\"Non-Functional\",AC500=\"Non-Functional\",\"Non-Functional\",AA500=\"Unknown\",\"Unknown\",AC500=\"Unknown\",\"Unknown\",AA500=\"\",\"None\")","v":"None"},{"$f":"_xlfn.IFS(X500=\"Functionality\",\"Low\",W500=\"No\",\"Low\",Y500>=2015,\"High\",Y500>=1920,\"Low\",W500=\"\",\"None\",W500=\"Unknown\",\"None\")","v":"None"},{"$f":"_xlfn.IFS(H500=\"LOW WATER CROSSING\",\"Unknown\",G500=\"Natural\",\"None\",AM500<AN500,\"High\",AC500=\"Functional\",\"Low\",AC500=\"Non-Functional\",\"Low\",W500=\"No\",\"Low\",W500=\"Unknown\",\"None\",X500=\"Deficiency\",\"None\",W500=\"Yes\",\"High\",W500=\"\",\"None\")","v":"None"},0,0,0,0,{"$f":"_xlfn.CONCAT(LEFT(H500,3),\"-\")&IF(H500=\"-\",0,COUNTIF($H$4:H500,H500))","v":"-0"},{"$f":"_xlfn.IFS($H500<=0,\"-\",AS500=1,_xlfn.CONCAT(\"FUN_NONDEF\",\"-DCON_\",LEFT(AQ500,1),\"-FCON_\",LEFT(AR500,1)),AT500=1,_xlfn.CONCAT(\"FUN_DEF\",\"-DCON_\",LEFT(AQ500,1),\"-FCON_\",LEFT(AR500,1)),AU500=1,_xlfn.CONCAT(\"NONFUN_NONDEF\",\"-DCON_\",LEFT(AQ500,1),\"-FCON_\",LEFT(AR500,1)),AV500=1,_xlfn.CONCAT(\"NONFUN_DEF\",\"-DCON_\",LEFT(AQ500,1),\"-FCON_\",LEFT(AR500,1)),AS500+AT500+AU500+AV500<1,_xlfn.CONCAT(\"-\"))","v":"-"}]
[null,null,null,null,null,null,null,null,null,null,null,null,null,null,null,null,null,null,null,null,null,0,null,null,null,null,null,null,null,null,null,0,0,0,0,"Unknown",{"$f":"_xlfn.IFS(G502=\"Natural\",0,H502=\"\",0,H502=\"COASTAL-CONSTRUCTED\",0,G502=\"Constructed\",_xlfn.XLOOKUP($H502,'Data Categories'!$U$4:$U$25,'Data Categories'!$V$4:V$25))","v":0},{"$f":"_xlfn.IFS(AK502=\"\",0,AJ502=\"Unknown\",0,AK502>1,AK502-AJ502,AK502=0,0)","v":0},{"$f":"_xlfn.IFS(Y502=\"\",0,Y502>1920,_xlfn.XLOOKUP($H502,'Data Categories'!$AE$20:$AE$42,'Data Categories'!$AG$20:$AG$42,0))","v":0},{"$f":"_xlfn.IFS(Y502=\"\",0,Y502>0,(2025-Y502))","v":0},{"$f":"_xlfn.IFS(Z502=\"Non-Deficient\",\"Non-Deficient\",Z502=\"Deficient\",\"Deficient\",AB502=\"Deficient\",\"Deficient\",Z502=\"Non-Deficient\",\"Non-Deficient\",AB502=\"Non-Deficient\",\"Non-Deficient\",P502=\"\",\"None\",AL502<0,\"Deficient\",AL502>10,\"Non-Deficient\")","v":"None"},{"$f":"_xlfn.IFS(H502=\"LOW WATER CROSSING\",\"Non-Functional\",G502=\"Natural\",\"Functional\",AA502=\"Functional\",\"Functional\",AC502=\"Functional\",\"Functional\",AA502=\"Non-Functional\",\"Non-Functional\",AC502=\"Non-Functional\",\"Non-Functional\",AA502=\"Unknown\",\"Unknown\",AC502=\"Unknown\",\"Unknown\",AA502=\"\",\"None\")","v":"None"},{"$f":"_xlfn.IFS(X502=\"Functionality\",\"Low\",W502=\"No\",\"Low\",Y502>=2015,\"High\",Y502>=1920,\"Low\",W502=\"\",\"None\",W502=\"Unknown\",\"None\")","v":"None"},{"$f":"_xlfn.IFS(H502=\"LOW WATER CROSSING\",\"Unknown\",G502=\"Natural\",\"None\",AM502<AN502,\"High\",AC502=\"Functional\",\"Low\",AC502=\"Non-Functional\",\"Low\",W502=\"No\",\"Low\",W502=\"Unknown\",\"None\",X502=\"Deficiency\",\"None\",W502=\"Yes\",\"High\",W502=\"\",\"None\")","v":"None"},0,0,0,0,{"$f":"_xlfn.CONCAT(LEFT(H502,3),\"-\")&IF(H502=\"-\",0,COUNTIF($H$4:H502,H502))","v":"-0"},{"$f":"_xlfn.IFS($H502<=0,\"-\",AS502=1,_xlfn.CONCAT(\"FUN_NONDEF\",\"-DCON_\",LEFT(AQ502,1),\"-FCON_\",LEFT(AR502,1)),AT502=1,_xlfn.CONCAT(\"FUN_DEF\",\"-DCON_\",LEFT(AQ502,1),\"-FCON_\",LEFT(AR502,1)),AU502=1,_xlfn.CONCAT(\"NONFUN_NONDEF\",\"-DCON_\",LEFT(AQ502,1),\"-FCON_\",LEFT(AR502,1)),AV502=1,_xlfn.CONCAT(\"NONFUN_DEF\",\"-DCON_\",LEFT(AQ502,1),\"-FCON_\",LEFT(AR502,1)),AS502+AT502+AU502+AV502<1,_xlfn.CONCAT(\"-\"))","v":"-"}]
[null,null,null,null,null,null,null,null,null,null,null,null,null,null,null,null,null,null,null,null,null,0,null,null,null,null,null,null,null,null,null,0,0,0,0,"Unknown",{"$f":"_xlfn.IFS(G513=\"Natural\",0,H513=\"\",0,H513=\"COASTAL-CONSTRUCTED\",0,G513=\"Constructed\",_xlfn.XLOOKUP($H513,'Data Categories'!$U$4:$U$25,'Data Categories'!$V$4:V$25))","v":0},{"$f":"_xlfn.IFS(AK513=\"\",0,AJ513=\"Unknown\",0,AK513>1,AK513-AJ513,AK513=0,0)","v":0},{"$f":"_xlfn.IFS(Y513=\"\",0,Y513>1920,_xlfn.XLOOKUP($H513,'Data Categories'!$AE$20:$AE$42,'Data Categories'!$AG$20:$AG$42,0))","v":0},{"$f":"_xlfn.IFS(Y513=\"\",0,Y513>0,(2025-Y513))","v":0},{"$f":"_xlfn.IFS(Z513=\"Non-Deficient\",\"Non-Deficient\",Z513=\"Deficient\",\"Deficient\",AB513=\"Deficient\",\"Deficient\",Z513=\"Non-Deficient\",\"Non-Deficient\",AB513=\"Non-Deficient\",\"Non-Deficient\",P513=\"\",\"None\",AL513<0,\"Deficient\",AL513>10,\"Non-Deficient\")","v":"None"},{"$f":"_xlfn.IFS(H513=\"LOW WATER CROSSING\",\"Non-Functional\",G513=\"Natural\",\"Functional\",AA513=\"Functional\",\"Functional\",AC513=\"Functional\",\"Functional\",AA513=\"Non-Functional\",\"Non-Functional\",AC513=\"Non-Functional\",\"Non-Functional\",AA513=\"Unknown\",\"Unknown\",AC513=\"Unknown\",\"Unknown\",AA513=\"\",\"None\")","v":"None"},{"$f":"_xlfn.IFS(X513=\"Functionality\",\"Low\",W513=\"No\",\"Low\",Y513>=2015,\"High\",Y513>=1920,\"Low\",W513=\"\",\"None\",W513=\"Unknown\",\"None\")","v":"None"},{"$f":"_xlfn.IFS(H513=\"LOW WATER CROSSING\",\"Unknown\",G513=\"Natural\",\"None\",AM513<AN513,\"High\",AC513=\"Functional\",\"Low\",AC513=\"Non-Functional\",\"Low\",W513=\"No\",\"Low\",W513=\"Unknown\",\"None\",X513=\"Deficiency\",\"None\",W513=\"Yes\",\"High\",W513=\"\",\"None\")","v":"None"},0,0,0,0,{"$f":"_xlfn.CONCAT(LEFT(H513,3),\"-\")&IF(H513=\"-\",0,COUNTIF($H$4:H513,H513))","v":"-0"},{"$f":"_xlfn.IFS($H513<=0,\"-\",AS513=1,_xlfn.CONCAT(\"FUN_NONDEF\",\"-DCON_\",LEFT(AQ513,1),\"-FCON_\",LEFT(AR513,1)),AT513=1,_xlfn.CONCAT(\"FUN_DEF\",\"-DCON_\",LEFT(AQ513,1),\"-FCON_\",LEFT(AR513,1)),AU513=1,_xlfn.CONCAT(\"NONFUN_NONDEF\",\"-DCON_\",LEFT(AQ513,1),\"-FCON_\",LEFT(AR513,1)),AV513=1,_xlfn.CONCAT(\"NONFUN_DEF\",\"-DCON_\",LEFT(AQ513,1),\"-FCON_\",LEFT(AR513,1)),AS513+AT513+AU513+AV513<1,_xlfn.CONCAT(\"-\"))","v":"-"}]
[null,null,null,null,null,null,null,null,null,null,null,null,null,null,null,null,null,null,null,null,null,0,null,null,null,null,null,null,null,null,null,0,0,0,0,"Unknown",{"$f":"_xlfn.IFS(G525=\"Natural\",0,H525=\"\",0,H525=\"COASTAL-CONSTRUCTED\",0,G525=\"Constructed\",_xlfn.XLOOKUP($H525,'Data Categories'!$U$4:$U$25,'Data Categories'!$V$4:V$25))","v":0},{"$f":"_xlfn.IFS(AK525=\"\",0,AJ525=\"Unknown\",0,AK525>1,AK525-AJ525,AK525=0,0)","v":0},{"$f":"_xlfn.IFS(Y525=\"\",0,Y525>1920,_xlfn.XLOOKUP($H525,'Data Categories'!$AE$20:$AE$42,'Data Categories'!$AG$20:$AG$42,0))","v":0},{"$f":"_xlfn.IFS(Y525=\"\",0,Y525>0,(2025-Y525))","v":0},{"$f":"_xlfn.IFS(Z525=\"Non-Deficient\",\"Non-Deficient\",Z525=\"Deficient\",\"Deficient\",AB525=\"Deficient\",\"Deficient\",Z525=\"Non-Deficient\",\"Non-Deficient\",AB525=\"Non-Deficient\",\"Non-Deficient\",P525=\"\",\"None\",AL525<0,\"Deficient\",AL525>10,\"Non-Deficient\")","v":"None"},{"$f":"_xlfn.IFS(H525=\"LOW WATER CROSSING\",\"Non-Functional\",G525=\"Natural\",\"Functional\",AA525=\"Functional\",\"Functional\",AC525=\"Functional\",\"Functional\",AA525=\"Non-Functional\",\"Non-Functional\",AC525=\"Non-Functional\",\"Non-Functional\",AA525=\"Unknown\",\"Unknown\",AC525=\"Unknown\",\"Unknown\",AA525=\"\",\"None\")","v":"None"},{"$f":"_xlfn.IFS(X525=\"Functionality\",\"Low\",W525=\"No\",\"Low\",Y525>=2015,\"High\",Y525>=1920,\"Low\",W525=\"\",\"None\",W525=\"Unknown\",\"None\")","v":"None"},{"$f":"_xlfn.IFS(H525=\"LOW WATER CROSSING\",\"Unknown\",G525=\"Natural\",\"None\",AM525<AN525,\"High\",AC525=\"Functional\",\"Low\",AC525=\"Non-Functional\",\"Low\",W525=\"No\",\"Low\",W525=\"Unknown\",\"None\",X525=\"Deficiency\",\"None\",W525=\"Yes\",\"High\",W525=\"\",\"None\")","v":"None"},0,0,0,0,{"$f":"_xlfn.CONCAT(LEFT(H525,3),\"-\")&IF(H525=\"-\",0,COUNTIF($H$4:H525,H525))","v":"-0"},{"$f":"_xlfn.IFS($H525<=0,\"-\",AS525=1,_xlfn.CONCAT(\"FUN_NONDEF\",\"-DCON_\",LEFT(AQ525,1),\"-FCON_\",LEFT(AR525,1)),AT525=1,_xlfn.CONCAT(\"FUN_DEF\",\"-DCON_\",LEFT(AQ525,1),\"-FCON_\",LEFT(AR525,1)),AU525=1,_xlfn.CONCAT(\"NONFUN_NONDEF\",\"-DCON_\",LEFT(AQ525,1),\"-FCON_\",LEFT(AR525,1)),AV525=1,_xlfn.CONCAT(\"NONFUN_DEF\",\"-DCON_\",LEFT(AQ525,1),\"-FCON_\",LEFT(AR525,1)),AS525+AT525+AU525+AV525<1,_xlfn.CONCAT(\"-\"))","v":"-"}]
[null,null,null,null,null,null,null,null,null,null,null,null,null,null,null,null,null,null,null,null,null,0,null,null,null,null,null,null,null,null,null,0,0,0,0,"Unknown",{"$f":"_xlfn.IFS(G532=\"Natural\",0,H532=\"\",0,H532=\"COASTAL-CONSTRUCTED\",0,G532=\"Constructed\",_xlfn.XLOOKUP($H532,'Data Categories'!$U$4:$U$25,'Data Categories'!$V$4:V$25))","v":0},{"$f":"_xlfn.IFS(AK532=\"\",0,AJ532=\"Unknown\",0,AK532>1,AK532-AJ532,AK532=0,0)","v":0},{"$f":"_xlfn.IFS(Y532=\"\",0,Y532>1920,_xlfn.XLOOKUP($H532,'Data Categories'!$AE$20:$AE$42,'Data Categories'!$AG$20:$AG$42,0))","v":0},{"$f":"_xlfn.IFS(Y532=\"\",0,Y532>0,(2025-Y532))","v":0},{"$f":"_xlfn.IFS(Z532=\"Non-Deficient\",\"Non-Deficient\",Z532=\"Deficient\",\"Deficient\",AB532=\"Deficient\",\"Deficient\",Z532=\"Non-Deficient\",\"Non-Deficient\",AB532=\"Non-Deficient\",\"Non-Deficient\",P532=\"\",\"None\",AL532<0,\"Deficient\",AL532>10,\"Non-Deficient\")","v":"None"},{"$f":"_xlfn.IFS(H532=\"LOW WATER CROSSING\",\"Non-Functional\",G532=\"Natural\",\"Functional\",AA532=\"Functional\",\"Functional\",AC532=\"Functional\",\"Functional\",AA532=\"Non-Functional\",\"Non-Functional\",AC532=\"Non-Functional\",\"Non-Functional\",AA532=\"Unknown\",\"Unknown\",AC532=\"Unknown\",\"Unknown\",AA532=\"\",\"None\")","v":"None"},{"$f":"_xlfn.IFS(X532=\"Functionality\",\"Low\",W532=\"No\",\"Low\",Y532>=2015,\"High\",Y532>=1920,\"Low\",W532=\"\",\"None\",W532=\"Unknown\",\"None\")","v":"None"},{"$f":"_xlfn.IFS(H532=\"LOW WATER CROSSING\",\"Unknown\",G532=\"Natural\",\"None\",AM532<AN532,\"High\",AC532=\"Functional\",\"Low\",AC532=\"Non-Functional\",\"Low\",W532=\"No\",\"Low\",W532=\"Unknown\",\"None\",X532=\"Deficiency\",\"None\",W532=\"Yes\",\"High\",W532=\"\",\"None\")","v":"None"},0,0,0,0,{"$f":"_xlfn.CONCAT(LEFT(H532,3),\"-\")&IF(H532=\"-\",0,COUNTIF($H$4:H532,H532))","v":"-0"},{"$f":"_xlfn.IFS($H532<=0,\"-\",AS532=1,_xlfn.CONCAT(\"FUN_NONDEF\",\"-DCON_\",LEFT(AQ532,1),\"-FCON_\",LEFT(AR532,1)),AT532=1,_xlfn.CONCAT(\"FUN_DEF\",\"-DCON_\",LEFT(AQ532,1),\"-FCON_\",LEFT(AR532,1)),AU532=1,_xlfn.CONCAT(\"NONFUN_NONDEF\",\"-DCON_\",LEFT(AQ532,1),\"-FCON_\",LEFT(AR532,1)),AV532=1,_xlfn.CONCAT(\"NONFUN_DEF\",\"-DCON_\",LEFT(AQ532,1),\"-FCON_\",LEFT(AR532,1)),AS532+AT532+AU532+AV532<1,_xlfn.CONCAT(\"-\"))","v":"-"}]
[null,null,null,null,null,null,null,null,null,null,null,null,null,null,null,null,null,null,null,null,null,0,null,null,null,null,null,null,null,null,null,0,0,0,0,"Unknown",{"$f":"_xlfn.IFS(G541=\"Natural\",0,H541=\"\",0,H541=\"COASTAL-CONSTRUCTED\",0,G541=\"Constructed\",_xlfn.XLOOKUP($H541,'Data Categories'!$U$4:$U$25,'Data Categories'!$V$4:V$25))","v":0},{"$f":"_xlfn.IFS(AK541=\"\",0,AJ541=\"Unknown\",0,AK541>1,AK541-AJ541,AK541=0,0)","v":0},{"$f":"_xlfn.IFS(Y541=\"\",0,Y541>1920,_xlfn.XLOOKUP($H541,'Data Categories'!$AE$20:$AE$42,'Data Categories'!$AG$20:$AG$42,0))","v":0},{"$f":"_xlfn.IFS(Y541=\"\",0,Y541>0,(2025-Y541))","v":0},{"$f":"_xlfn.IFS(Z541=\"Non-Deficient\",\"Non-Deficient\",Z541=\"Deficient\",\"Deficient\",AB541=\"Deficient\",\"Deficient\",Z541=\"Non-Deficient\",\"Non-Deficient\",AB541=\"Non-Deficient\",\"Non-Deficient\",P541=\"\",\"None\",AL541<0,\"Deficient\",AL541>10,\"Non-Deficient\")","v":"None"},{"$f":"_xlfn.IFS(H541=\"LOW WATER CROSSING\",\"Non-Functional\",G541=\"Natural\",\"Functional\",AA541=\"Functional\",\"Functional\",AC541=\"Functional\",\"Functional\",AA541=\"Non-Functional\",\"Non-Functional\",AC541=\"Non-Functional\",\"Non-Functional\",AA541=\"Unknown\",\"Unknown\",AC541=\"Unknown\",\"Unknown\",AA541=\"\",\"None\")","v":"None"},{"$f":"_xlfn.IFS(X541=\"Functionality\",\"Low\",W541=\"No\",\"Low\",Y541>=2015,\"High\",Y541>=1920,\"Low\",W541=\"\",\"None\",W541=\"Unknown\",\"None\")","v":"None"},{"$f":"_xlfn.IFS(H541=\"LOW WATER CROSSING\",\"Unknown\",G541=\"Natural\",\"None\",AM541<AN541,\"High\",AC541=\"Functional\",\"Low\",AC541=\"Non-Functional\",\"Low\",W541=\"No\",\"Low\",W541=\"Unknown\",\"None\",X541=\"Deficiency\",\"None\",W541=\"Yes\",\"High\",W541=\"\",\"None\")","v":"None"},0,0,0,0,{"$f":"_xlfn.CONCAT(LEFT(H541,3),\"-\")&IF(H541=\"-\",0,COUNTIF($H$4:H541,H541))","v":"-0"},{"$f":"_xlfn.IFS($H541<=0,\"-\",AS541=1,_xlfn.CONCAT(\"FUN_NONDEF\",\"-DCON_\",LEFT(AQ541,1),\"-FCON_\",LEFT(AR541,1)),AT541=1,_xlfn.CONCAT(\"FUN_DEF\",\"-DCON_\",LEFT(AQ541,1),\"-FCON_\",LEFT(AR541,1)),AU541=1,_xlfn.CONCAT(\"NONFUN_NONDEF\",\"-DCON_\",LEFT(AQ541,1),\"-FCON_\",LEFT(AR541,1)),AV541=1,_xlfn.CONCAT(\"NONFUN_DEF\",\"-DCON_\",LEFT(AQ541,1),\"-FCON_\",LEFT(AR541,1)),AS541+AT541+AU541+AV541<1,_xlfn.CONCAT(\"-\"))","v":"-"}]
[null,null,null,null,null,null,null,null,null,null,null,null,null,null,null,null,null,null,null,null,null,0,null,null,null,null,null,null,null,null,null,0,0,0,0,"Unknown",{"$f":"_xlfn.IFS(G546=\"Natural\",0,H546=\"\",0,H546=\"COASTAL-CONSTRUCTED\",0,G546=\"Constructed\",_xlfn.XLOOKUP($H546,'Data Categories'!$U$4:$U$25,'Data Categories'!$V$4:V$25))","v":0},{"$f":"_xlfn.IFS(AK546=\"\",0,AJ546=\"Unknown\",0,AK546>1,AK546-AJ546,AK546=0,0)","v":0},{"$f":"_xlfn.IFS(Y546=\"\",0,Y546>1920,_xlfn.XLOOKUP($H546,'Data Categories'!$AE$20:$AE$42,'Data Categories'!$AG$20:$AG$42,0))","v":0},{"$f":"_xlfn.IFS(Y546=\"\",0,Y546>0,(2025-Y546))","v":0},{"$f":"_xlfn.IFS(Z546=\"Non-Deficient\",\"Non-Deficient\",Z546=\"Deficient\",\"Deficient\",AB546=\"Deficient\",\"Deficient\",Z546=\"Non-Deficient\",\"Non-Deficient\",AB546=\"Non-Deficient\",\"Non-Deficient\",P546=\"\",\"None\",AL546<0,\"Deficient\",AL546>10,\"Non-Deficient\")","v":"None"},{"$f":"_xlfn.IFS(H546=\"LOW WATER CROSSING\",\"Non-Functional\",G546=\"Natural\",\"Functional\",AA546=\"Functional\",\"Functional\",AC546=\"Functional\",\"Functional\",AA546=\"Non-Functional\",\"Non-Functional\",AC546=\"Non-Functional\",\"Non-Functional\",AA546=\"Unknown\",\"Unknown\",AC546=\"Unknown\",\"Unknown\",AA546=\"\",\"None\")","v":"None"},{"$f":"_xlfn.IFS(X546=\"Functionality\",\"Low\",W546=\"No\",\"Low\",Y546>=2015,\"High\",Y546>=1920,\"Low\",W546=\"\",\"None\",W546=\"Unknown\",\"None\")","v":"None"},{"$f":"_xlfn.IFS(H546=\"LOW WATER CROSSING\",\"Unknown\",G546=\"Natural\",\"None\",AM546<AN546,\"High\",AC546=\"Functional\",\"Low\",AC546=\"Non-Functional\",\"Low\",W546=\"No\",\"Low\",W546=\"Unknown\",\"None\",X546=\"Deficiency\",\"None\",W546=\"Yes\",\"High\",W546=\"\",\"None\")","v":"None"},0,0,0,0,{"$f":"_xlfn.CONCAT(LEFT(H546,3),\"-\")&IF(H546=\"-\",0,COUNTIF($H$4:H546,H546))","v":"-0"},{"$f":"_xlfn.IFS($H546<=0,\"-\",AS546=1,_xlfn.CONCAT(\"FUN_NONDEF\",\"-DCON_\",LEFT(AQ546,1),\"-FCON_\",LEFT(AR546,1)),AT546=1,_xlfn.CONCAT(\"FUN_DEF\",\"-DCON_\",LEFT(AQ546,1),\"-FCON_\",LEFT(AR546,1)),AU546=1,_xlfn.CONCAT(\"NONFUN_NONDEF\",\"-DCON_\",LEFT(AQ546,1),\"-FCON_\",LEFT(AR546,1)),AV546=1,_xlfn.CONCAT(\"NONFUN_DEF\",\"-DCON_\",LEFT(AQ546,1),\"-FCON_\",LEFT(AR546,1)),AS546+AT546+AU546+AV546<1,_xlfn.CONCAT(\"-\"))","v":"-"}]
[null,null,null,null,null,null,null,null,null,null,null,null,null,null,null,null,null,null,null,null,null,0,null,null,null,null,null,null,null,null,null,0,0,0,0,"Unknown",{"$f":"_xlfn.IFS(G553=\"Natural\",0,H553=\"\",0,H553=\"COASTAL-CONSTRUCTED\",0,G553=\"Constructed\",_xlfn.XLOOKUP($H553,'Data Categories'!$U$4:$U$25,'Data Categories'!$V$4:V$25))","v":0},{"$f":"_xlfn.IFS(AK553=\"\",0,AJ553=\"Unknown\",0,AK553>1,AK553-AJ553,AK553=0,0)","v":0},{"$f":"_xlfn.IFS(Y553=\"\",0,Y553>1920,_xlfn.XLOOKUP($H553,'Data Categories'!$AE$20:$AE$42,'Data Categories'!$AG$20:$AG$42,0))","v":0},{"$f":"_xlfn.IFS(Y553=\"\",0,Y553>0,(2025-Y553))","v":0},{"$f":"_xlfn.IFS(Z553=\"Non-Deficient\",\"Non-Deficient\",Z553=\"Deficient\",\"Deficient\",AB553=\"Deficient\",\"Deficient\",Z553=\"Non-Deficient\",\"Non-Deficient\",AB553=\"Non-Deficient\",\"Non-Deficient\",P553=\"\",\"None\",AL553<0,\"Deficient\",AL553>10,\"Non-Deficient\")","v":"None"},{"$f":"_xlfn.IFS(H553=\"LOW WATER CROSSING\",\"Non-Functional\",G553=\"Natural\",\"Functional\",AA553=\"Functional\",\"Functional\",AC553=\"Functional\",\"Functional\",AA553=\"Non-Functional\",\"Non-Functional\",AC553=\"Non-Functional\",\"Non-Functional\",AA553=\"Unknown\",\"Unknown\",AC553=\"Unknown\",\"Unknown\",AA553=\"\",\"None\")","v":"None"},{"$f":"_xlfn.IFS(X553=\"Functionality\",\"Low\",W553=\"No\",\"Low\",Y553>=2015,\"High\",Y553>=1920,\"Low\",W553=\"\",\"None\",W553=\"Unknown\",\"None\")","v":"None"},{"$f":"_xlfn.IFS(H553=\"LOW WATER CROSSING\",\"Unknown\",G553=\"Natural\",\"None\",AM553<AN553,\"High\",AC553=\"Functional\",\"Low\",AC553=\"Non-Functional\",\"Low\",W553=\"No\",\"Low\",W553=\"Unknown\",\"None\",X553=\"Deficiency\",\"None\",W553=\"Yes\",\"High\",W553=\"\",\"None\")","v":"None"},0,0,0,0,{"$f":"_xlfn.CONCAT(LEFT(H553,3),\"-\")&IF(H553=\"-\",0,COUNTIF($H$4:H553,H553))","v":"-0"},{"$f":"_xlfn.IFS($H553<=0,\"-\",AS553=1,_xlfn.CONCAT(\"FUN_NONDEF\",\"-DCON_\",LEFT(AQ553,1),\"-FCON_\",LEFT(AR553,1)),AT553=1,_xlfn.CONCAT(\"FUN_DEF\",\"-DCON_\",LEFT(AQ553,1),\"-FCON_\",LEFT(AR553,1)),AU553=1,_xlfn.CONCAT(\"NONFUN_NONDEF\",\"-DCON_\",LEFT(AQ553,1),\"-FCON_\",LEFT(AR553,1)),AV553=1,_xlfn.CONCAT(\"NONFUN_DEF\",\"-DCON_\",LEFT(AQ553,1),\"-FCON_\",LEFT(AR553,1)),AS553+AT553+AU553+AV553<1,_xlfn.CONCAT(\"-\"))","v":"-"}]
[null,null,null,null,null,null,null,null,null,null,null,null,null,null,null,null,null,null,null,null,null,0,null,null,null,null,null,null,null,null,null,0,0,0,0,"Unknown",{"$f":"_xlfn.IFS(G565=\"Natural\",0,H565=\"\",0,H565=\"COASTAL-CONSTRUCTED\",0,G565=\"Constructed\",_xlfn.XLOOKUP($H565,'Data Categories'!$U$4:$U$25,'Data Categories'!$V$4:V$25))","v":0},{"$f":"_xlfn.IFS(AK565=\"\",0,AJ565=\"Unknown\",0,AK565>1,AK565-AJ565,AK565=0,0)","v":0},{"$f":"_xlfn.IFS(Y565=\"\",0,Y565>1920,_xlfn.XLOOKUP($H565,'Data Categories'!$AE$20:$AE$42,'Data Categories'!$AG$20:$AG$42,0))","v":0},{"$f":"_xlfn.IFS(Y565=\"\",0,Y565>0,(2025-Y565))","v":0},{"$f":"_xlfn.IFS(Z565=\"Non-Deficient\",\"Non-Deficient\",Z565=\"Deficient\",\"Deficient\",AB565=\"Deficient\",\"Deficient\",Z565=\"Non-Deficient\",\"Non-Deficient\",AB565=\"Non-Deficient\",\"Non-Deficient\",P565=\"\",\"None\",AL565<0,\"Deficient\",AL565>10,\"Non-Deficient\")","v":"None"},{"$f":"_xlfn.IFS(H565=\"LOW WATER CROSSING\",\"Non-Functional\",G565=\"Natural\",\"Functional\",AA565=\"Functional\",\"Functional\",AC565=\"Functional\",\"Functional\",AA565=\"Non-Functional\",\"Non-Functional\",AC565=\"Non-Functional\",\"Non-Functional\",AA565=\"Unknown\",\"Unknown\",AC565=\"Unknown\",\"Unknown\",AA565=\"\",\"None\")","v":"None"},{"$f":"_xlfn.IFS(X565=\"Functionality\",\"Low\",W565=\"No\",\"Low\",Y565>=2015,\"High\",Y565>=1920,\"Low\",W565=\"\",\"None\",W565=\"Unknown\",\"None\")","v":"None"},{"$f":"_xlfn.IFS(H565=\"LOW WATER CROSSING\",\"Unknown\",G565=\"Natural\",\"None\",AM565<AN565,\"High\",AC565=\"Functional\",\"Low\",AC565=\"Non-Functional\",\"Low\",W565=\"No\",\"Low\",W565=\"Unknown\",\"None\",X565=\"Deficiency\",\"None\",W565=\"Yes\",\"High\",W565=\"\",\"None\")","v":"None"},0,0,0,0,{"$f":"_xlfn.CONCAT(LEFT(H565,3),\"-\")&IF(H565=\"-\",0,COUNTIF($H$4:H565,H565))","v":"-0"},{"$f":"_xlfn.IFS($H565<=0,\"-\",AS565=1,_xlfn.CONCAT(\"FUN_NONDEF\",\"-DCON_\",LEFT(AQ565,1),\"-FCON_\",LEFT(AR565,1)),AT565=1,_xlfn.CONCAT(\"FUN_DEF\",\"-DCON_\",LEFT(AQ565,1),\"-FCON_\",LEFT(AR565,1)),AU565=1,_xlfn.CONCAT(\"NONFUN_NONDEF\",\"-DCON_\",LEFT(AQ565,1),\"-FCON_\",LEFT(AR565,1)),AV565=1,_xlfn.CONCAT(\"NONFUN_DEF\",\"-DCON_\",LEFT(AQ565,1),\"-FCON_\",LEFT(AR565,1)),AS565+AT565+AU565+AV565<1,_xlfn.CONCAT(\"-\"))","v":"-"}]
[null,null,null,null,null,null,null,null,null,null,null,null,null,null,null,null,null,null,null,null,null,0,null,null,null,null,null,null,null,null,null,0,0,0,0,"Unknown",{"$f":"_xlfn.IFS(G572=\"Natural\",0,H572=\"\",0,H572=\"COASTAL-CONSTRUCTED\",0,G572=\"Constructed\",_xlfn.XLOOKUP($H572,'Data Categories'!$U$4:$U$25,'Data Categories'!$V$4:V$25))","v":0},{"$f":"_xlfn.IFS(AK572=\"\",0,AJ572=\"Unknown\",0,AK572>1,AK572-AJ572,AK572=0,0)","v":0},{"$f":"_xlfn.IFS(Y572=\"\",0,Y572>1920,_xlfn.XLOOKUP($H572,'Data Categories'!$AE$20:$AE$42,'Data Categories'!$AG$20:$AG$42,0))","v":0},{"$f":"_xlfn.IFS(Y572=\"\",0,Y572>0,(2025-Y572))","v":0},{"$f":"_xlfn.IFS(Z572=\"Non-Deficient\",\"Non-Deficient\",Z572=\"Deficient\",\"Deficient\",AB572=\"Deficient\",\"Deficient\",Z572=\"Non-Deficient\",\"Non-Deficient\",AB572=\"Non-Deficient\",\"Non-Deficient\",P572=\"\",\"None\",AL572<0,\"Deficient\",AL572>10,\"Non-Deficient\")","v":"None"},{"$f":"_xlfn.IFS(H572=\"LOW WATER CROSSING\",\"Non-Functional\",G572=\"Natural\",\"Functional\",AA572=\"Functional\",\"Functional\",AC572=\"Functional\",\"Functional\",AA572=\"Non-Functional\",\"Non-Functional\",AC572=\"Non-Functional\",\"Non-Functional\",AA572=\"Unknown\",\"Unknown\",AC572=\"Unknown\",\"Unknown\",AA572=\"\",\"None\")","v":"None"},{"$f":"_xlfn.IFS(X572=\"Functionality\",\"Low\",W572=\"No\",\"Low\",Y572>=2015,\"High\",Y572>=1920,\"Low\",W572=\"\",\"None\",W572=\"Unknown\",\"None\")","v":"None"},{"$f":"_xlfn.IFS(H572=\"LOW WATER CROSSING\",\"Unknown\",G572=\"Natural\",\"None\",AM572<AN572,\"High\",AC572=\"Functional\",\"Low\",AC572=\"Non-Functional\",\"Low\",W572=\"No\",\"Low\",W572=\"Unknown\",\"None\",X572=\"Deficiency\",\"None\",W572=\"Yes\",\"High\",W572=\"\",\"None\")","v":"None"},0,0,0,0,{"$f":"_xlfn.CONCAT(LEFT(H572,3),\"-\")&IF(H572=\"-\",0,COUNTIF($H$4:H572,H572))","v":"-0"},{"$f":"_xlfn.IFS($H572<=0,\"-\",AS572=1,_xlfn.CONCAT(\"FUN_NONDEF\",\"-DCON_\",LEFT(AQ572,1),\"-FCON_\",LEFT(AR572,1)),AT572=1,_xlfn.CONCAT(\"FUN_DEF\",\"-DCON_\",LEFT(AQ572,1),\"-FCON_\",LEFT(AR572,1)),AU572=1,_xlfn.CONCAT(\"NONFUN_NONDEF\",\"-DCON_\",LEFT(AQ572,1),\"-FCON_\",LEFT(AR572,1)),AV572=1,_xlfn.CONCAT(\"NONFUN_DEF\",\"-DCON_\",LEFT(AQ572,1),\"-FCON_\",LEFT(AR572,1)),AS572+AT572+AU572+AV572<1,_xlfn.CONCAT(\"-\"))","v":"-"}]
[null,null,null,null,null,null,null,null,null,null,null,null,null,null,null,null,null,null,null,null,null,0,null,null,null,null,null,null,null,null,null,0,0,0,0,"Unknown",{"$f":"_xlfn.IFS(G583=\"Natural\",0,H583=\"\",0,H583=\"COASTAL-CONSTRUCTED\",0,G583=\"Constructed\",_xlfn.XLOOKUP($H583,'Data Categories'!$U$4:$U$25,'Data Categories'!$V$4:V$25))","v":0},{"$f":"_xlfn.IFS(AK583=\"\",0,AJ583=\"Unknown\",0,AK583>1,AK583-AJ583,AK583=0,0)","v":0},{"$f":"_xlfn.IFS(Y583=\"\",0,Y583>1920,_xlfn.XLOOKUP($H583,'Data Categories'!$AE$20:$AE$42,'Data Categories'!$AG$20:$AG$42,0))","v":0},{"$f":"_xlfn.IFS(Y583=\"\",0,Y583>0,(2025-Y583))","v":0},{"$f":"_xlfn.IFS(Z583=\"Non-Deficient\",\"Non-Deficient\",Z583=\"Deficient\",\"Deficient\",AB583=\"Deficient\",\"Deficient\",Z583=\"Non-Deficient\",\"Non-Deficient\",AB583=\"Non-Deficient\",\"Non-Deficient\",P583=\"\",\"None\",AL583<0,\"Deficient\",AL583>10,\"Non-Deficient\")","v":"None"},{"$f":"_xlfn.IFS(H583=\"LOW WATER CROSSING\",\"Non-Functional\",G583=\"Natural\",\"Functional\",AA583=\"Functional\",\"Functional\",AC583=\"Functional\",\"Functional\",AA583=\"Non-Functional\",\"Non-Functional\",AC583=\"Non-Functional\",\"Non-Functional\",AA583=\"Unknown\",\"Unknown\",AC583=\"Unknown\",\"Unknown\",AA583=\"\",\"None\")","v":"None"},{"$f":"_xlfn.IFS(X583=\"Functionality\",\"Low\",W583=\"No\",\"Low\",Y583>=2015,\"High\",Y583>=1920,\"Low\",W583=\"\",\"None\",W583=\"Unknown\",\"None\")","v":"None"},{"$f":"_xlfn.IFS(H583=\"LOW WATER CROSSING\",\"Unknown\",G583=\"Natural\",\"None\",AM583<AN583,\"High\",AC583=\"Functional\",\"Low\",AC583=\"Non-Functional\",\"Low\",W583=\"No\",\"Low\",W583=\"Unknown\",\"None\",X583=\"Deficiency\",\"None\",W583=\"Yes\",\"High\",W583=\"\",\"None\")","v":"None"},0,0,0,0,{"$f":"_xlfn.CONCAT(LEFT(H583,3),\"-\")&IF(H583=\"-\",0,COUNTIF($H$4:H583,H583))","v":"-0"},{"$f":"_xlfn.IFS($H583<=0,\"-\",AS583=1,_xlfn.CONCAT(\"FUN_NONDEF\",\"-DCON_\",LEFT(AQ583,1),\"-FCON_\",LEFT(AR583,1)),AT583=1,_xlfn.CONCAT(\"FUN_DEF\",\"-DCON_\",LEFT(AQ583,1),\"-FCON_\",LEFT(AR583,1)),AU583=1,_xlfn.CONCAT(\"NONFUN_NONDEF\",\"-DCON_\",LEFT(AQ583,1),\"-FCON_\",LEFT(AR583,1)),AV583=1,_xlfn.CONCAT(\"NONFUN_DEF\",\"-DCON_\",LEFT(AQ583,1),\"-FCON_\",LEFT(AR583,1)),AS583+AT583+AU583+AV583<1,_xlfn.CONCAT(\"-\"))","v":"-"}]
[null,null,null,null,null,null,null,null,null,null,null,null,null,null,null,null,null,null,null,null,null,0,null,null,null,null,null,null,null,null,null,0,0,0,0,"Unknown",{"$f":"_xlfn.IFS(G595=\"Natural\",0,H595=\"\",0,H595=\"COASTAL-CONSTRUCTED\",0,G595=\"Constructed\",_xlfn.XLOOKUP($H595,'Data Categories'!$U$4:$U$25,'Data Categories'!$V$4:V$25))","v":0},{"$f":"_xlfn.IFS(AK595=\"\",0,AJ595=\"Unknown\",0,AK595>1,AK595-AJ595,AK595=0,0)","v":0},{"$f":"_xlfn.IFS(Y595=\"\",0,Y595>1920,_xlfn.XLOOKUP($H595,'Data Categories'!$AE$20:$AE$42,'Data Categories'!$AG$20:$AG$42,0))","v":0},{"$f":"_xlfn.IFS(Y595=\"\",0,Y595>0,(2025-Y595))","v":0},{"$f":"_xlfn.IFS(Z595=\"Non-Deficient\",\"Non-Deficient\",Z595=\"Deficient\",\"Deficient\",AB595=\"Deficient\",\"Deficient\",Z595=\"Non-Deficient\",\"Non-Deficient\",AB595=\"Non-Deficient\",\"Non-Deficient\",P595=\"\",\"None\",AL595<0,\"Deficient\",AL595>10,\"Non-Deficient\")","v":"None"},{"$f":"_xlfn.IFS(H595=\"LOW WATER CROSSING\",\"Non-Functional\",G595=\"Natural\",\"Functional\",AA595=\"Functional\",\"Functional\",AC595=\"Functional\",\"Functional\",AA595=\"Non-Functional\",\"Non-Functional\",AC595=\"Non-Functional\",\"Non-Functional\",AA595=\"Unknown\",\"Unknown\",AC595=\"Unknown\",\"Unknown\",AA595=\"\",\"None\")","v":"None"},{"$f":"_xlfn.IFS(X595=\"Functionality\",\"Low\",W595=\"No\",\"Low\",Y595>=2015,\"High\",Y595>=1920,\"Low\",W595=\"\",\"None\",W595=\"Unknown\",\"None\")","v":"None"},{"$f":"_xlfn.IFS(H595=\"LOW WATER CROSSING\",\"Unknown\",G595=\"Natural\",\"None\",AM595<AN595,\"High\",AC595=\"Functional\",\"Low\",AC595=\"Non-Functional\",\"Low\",W595=\"No\",\"Low\",W595=\"Unknown\",\"None\",X595=\"Deficiency\",\"None\",W595=\"Yes\",\"High\",W595=\"\",\"None\")","v":"None"},0,0,0,0,{"$f":"_xlfn.CONCAT(LEFT(H595,3),\"-\")&IF(H595=\"-\",0,COUNTIF($H$4:H595,H595))","v":"-0"},{"$f":"_xlfn.IFS($H595<=0,\"-\",AS595=1,_xlfn.CONCAT(\"FUN_NONDEF\",\"-DCON_\",LEFT(AQ595,1),\"-FCON_\",LEFT(AR595,1)),AT595=1,_xlfn.CONCAT(\"FUN_DEF\",\"-DCON_\",LEFT(AQ595,1),\"-FCON_\",LEFT(AR595,1)),AU595=1,_xlfn.CONCAT(\"NONFUN_NONDEF\",\"-DCON_\",LEFT(AQ595,1),\"-FCON_\",LEFT(AR595,1)),AV595=1,_xlfn.CONCAT(\"NONFUN_DEF\",\"-DCON_\",LEFT(AQ595,1),\"-FCON_\",LEFT(AR595,1)),AS595+AT595+AU595+AV595<1,_xlfn.CONCAT(\"-\"))","v":"-"}]
[null,null,null,null,null,null,null,null,null,null,null,null,null,null,null,null,null,null,null,null,null,0,null,null,null,null,null,null,null,null,null,0,0,0,0,"Unknown",{"$f":"_xlfn.IFS(G602=\"Natural\",0,H602=\"\",0,H602=\"COASTAL-CONSTRUCTED\",0,G602=\"Constructed\",_xlfn.XLOOKUP($H602,'Data Categories'!$U$4:$U$25,'Data Categories'!$V$4:V$25))","v":0},{"$f":"_xlfn.IFS(AK602=\"\",0,AJ602=\"Unknown\",0,AK602>1,AK602-AJ602,AK602=0,0)","v":0},{"$f":"_xlfn.IFS(Y602=\"\",0,Y602>1920,_xlfn.XLOOKUP($H602,'Data Categories'!$AE$20:$AE$42,'Data Categories'!$AG$20:$AG$42,0))","v":0},{"$f":"_xlfn.IFS(Y602=\"\",0,Y602>0,(2025-Y602))","v":0},{"$f":"_xlfn.IFS(Z602=\"Non-Deficient\",\"Non-Deficient\",Z602=\"Deficient\",\"Deficient\",AB602=\"Deficient\",\"Deficient\",Z602=\"Non-Deficient\",\"Non-Deficient\",AB602=\"Non-Deficient\",\"Non-Deficient\",P602=\"\",\"None\",AL602<0,\"Deficient\",AL602>10,\"Non-Deficient\")","v":"None"},{"$f":"_xlfn.IFS(H602=\"LOW WATER CROSSING\",\"Non-Functional\",G602=\"Natural\",\"Functional\",AA602=\"Functional\",\"Functional\",AC602=\"Functional\",\"Functional\",AA602=\"Non-Functional\",\"Non-Functional\",AC602=\"Non-Functional\",\"Non-Functional\",AA602=\"Unknown\",\"Unknown\",AC602=\"Unknown\",\"Unknown\",AA602=\"\",\"None\")","v":"None"},{"$f":"_xlfn.IFS(X602=\"Functionality\",\"Low\",W602=\"No\",\"Low\",Y602>=2015,\"High\",Y602>=1920,\"Low\",W602=\"\",\"None\",W602=\"Unknown\",\"None\")","v":"None"},{"$f":"_xlfn.IFS(H602=\"LOW WATER CROSSING\",\"Unknown\",G602=\"Natural\",\"None\",AM602<AN602,\"High\",AC602=\"Functional\",\"Low\",AC602=\"Non-Functional\",\"Low\",W602=\"No\",\"Low\",W602=\"Unknown\",\"None\",X602=\"Deficiency\",\"None\",W602=\"Yes\",\"High\",W602=\"\",\"None\")","v":"None"},0,0,0,0,{"$f":"_xlfn.CONCAT(LEFT(H602,3),\"-\")&IF(H602=\"-\",0,COUNTIF($H$4:H602,H602))","v":"-0"},{"$f":"_xlfn.IFS($H602<=0,\"-\",AS602=1,_xlfn.CONCAT(\"FUN_NONDEF\",\"-DCON_\",LEFT(AQ602,1),\"-FCON_\",LEFT(AR602,1)),AT602=1,_xlfn.CONCAT(\"FUN_DEF\",\"-DCON_\",LEFT(AQ602,1),\"-FCON_\",LEFT(AR602,1)),AU602=1,_xlfn.CONCAT(\"NONFUN_NONDEF\",\"-DCON_\",LEFT(AQ602,1),\"-FCON_\",LEFT(AR602,1)),AV602=1,_xlfn.CONCAT(\"NONFUN_DEF\",\"-DCON_\",LEFT(AQ602,1),\"-FCON_\",LEFT(AR602,1)),AS602+AT602+AU602+AV602<1,_xlfn.CONCAT(\"-\"))","v":"-"}]
[null,null,null,null,null,null,null,null,null,null,null,null,null,null,null,null,null,null,null,null,null,0,null,null,null,null,null,null,null,null,null,0,0,0,0,"Unknown",{"$f":"_xlfn.IFS(G611=\"Natural\",0,H611=\"\",0,H611=\"COASTAL-CONSTRUCTED\",0,G611=\"Constructed\",_xlfn.XLOOKUP($H611,'Data Categories'!$U$4:$U$25,'Data Categories'!$V$4:V$25))","v":0},{"$f":"_xlfn.IFS(AK611=\"\",0,AJ611=\"Unknown\",0,AK611>1,AK611-AJ611,AK611=0,0)","v":0},{"$f":"_xlfn.IFS(Y611=\"\",0,Y611>1920,_xlfn.XLOOKUP($H611,'Data Categories'!$AE$20:$AE$42,'Data Categories'!$AG$20:$AG$42,0))","v":0},{"$f":"_xlfn.IFS(Y611=\"\",0,Y611>0,(2025-Y611))","v":0},{"$f":"_xlfn.IFS(Z611=\"Non-Deficient\",\"Non-Deficient\",Z611=\"Deficient\",\"Deficient\",AB611=\"Deficient\",\"Deficient\",Z611=\"Non-Deficient\",\"Non-Deficient\",AB611=\"Non-Deficient\",\"Non-Deficient\",P611=\"\",\"None\",AL611<0,\"Deficient\",AL611>10,\"Non-Deficient\")","v":"None"},{"$f":"_xlfn.IFS(H611=\"LOW WATER CROSSING\",\"Non-Functional\",G611=\"Natural\",\"Functional\",AA611=\"Functional\",\"Functional\",AC611=\"Functional\",\"Functional\",AA611=\"Non-Functional\",\"Non-Functional\",AC611=\"Non-Functional\",\"Non-Functional\",AA611=\"Unknown\",\"Unknown\",AC611=\"Unknown\",\"Unknown\",AA611=\"\",\"None\")","v":"None"},{"$f":"_xlfn.IFS(X611=\"Functionality\",\"Low\",W611=\"No\",\"Low\",Y611>=2015,\"High\",Y611>=1920,\"Low\",W611=\"\",\"None\",W611=\"Unknown\",\"None\")","v":"None"},{"$f":"_xlfn.IFS(H611=\"LOW WATER CROSSING\",\"Unknown\",G611=\"Natural\",\"None\",AM611<AN611,\"High\",AC611=\"Functional\",\"Low\",AC611=\"Non-Functional\",\"Low\",W611=\"No\",\"Low\",W611=\"Unknown\",\"None\",X611=\"Deficiency\",\"None\",W611=\"Yes\",\"High\",W611=\"\",\"None\")","v":"None"},0,0,0,0,{"$f":"_xlfn.CONCAT(LEFT(H611,3),\"-\")&IF(H611=\"-\",0,COUNTIF($H$4:H611,H611))","v":"-0"},{"$f":"_xlfn.IFS($H611<=0,\"-\",AS611=1,_xlfn.CONCAT(\"FUN_NONDEF\",\"-DCON_\",LEFT(AQ611,1),\"-FCON_\",LEFT(AR611,1)),AT611=1,_xlfn.CONCAT(\"FUN_DEF\",\"-DCON_\",LEFT(AQ611,1),\"-FCON_\",LEFT(AR611,1)),AU611=1,_xlfn.CONCAT(\"NONFUN_NONDEF\",\"-DCON_\",LEFT(AQ611,1),\"-FCON_\",LEFT(AR611,1)),AV611=1,_xlfn.CONCAT(\"NONFUN_DEF\",\"-DCON_\",LEFT(AQ611,1),\"-FCON_\",LEFT(AR611,1)),AS611+AT611+AU611+AV611<1,_xlfn.CONCAT(\"-\"))","v":"-"}]
[null,null,null,null,null,null,null,null,null,null,null,null,null,null,null,null,null,null,null,null,null,0,null,null,null,null,null,null,null,null,null,0,0,0,0,"Unknown",{"$f":"_xlfn.IFS(G616=\"Natural\",0,H616=\"\",0,H616=\"COASTAL-CONSTRUCTED\",0,G616=\"Constructed\",_xlfn.XLOOKUP($H616,'Data Categories'!$U$4:$U$25,'Data Categories'!$V$4:V$25))","v":0},{"$f":"_xlfn.IFS(AK616=\"\",0,AJ616=\"Unknown\",0,AK616>1,AK616-AJ616,AK616=0,0)","v":0},{"$f":"_xlfn.IFS(Y616=\"\",0,Y616>1920,_xlfn.XLOOKUP($H616,'Data Categories'!$AE$20:$AE$42,'Data Categories'!$AG$20:$AG$42,0))","v":0},{"$f":"_xlfn.IFS(Y616=\"\",0,Y616>0,(2025-Y616))","v":0},{"$f":"_xlfn.IFS(Z616=\"Non-Deficient\",\"Non-Deficient\",Z616=\"Deficient\",\"Deficient\",AB616=\"Deficient\",\"Deficient\",Z616=\"Non-Deficient\",\"Non-Deficient\",AB616=\"Non-Deficient\",\"Non-Deficient\",P616=\"\",\"None\",AL616<0,\"Deficient\",AL616>10,\"Non-Deficient\")","v":"None"},{"$f":"_xlfn.IFS(H616=\"LOW WATER CROSSING\",\"Non-Functional\",G616=\"Natural\",\"Functional\",AA616=\"Functional\",\"Functional\",AC616=\"Functional\",\"Functional\",AA616=\"Non-Functional\",\"Non-Functional\",AC616=\"Non-Functional\",\"Non-Functional\",AA616=\"Unknown\",\"Unknown\",AC616=\"Unknown\",\"Unknown\",AA616=\"\",\"None\")","v":"None"},{"$f":"_xlfn.IFS(X616=\"Functionality\",\"Low\",W616=\"No\",\"Low\",Y616>=2015,\"High\",Y616>=1920,\"Low\",W616=\"\",\"None\",W616=\"Unknown\",\"None\")","v":"None"},{"$f":"_xlfn.IFS(H616=\"LOW WATER CROSSING\",\"Unknown\",G616=\"Natural\",\"None\",AM616<AN616,\"High\",AC616=\"Functional\",\"Low\",AC616=\"Non-Functional\",\"Low\",W616=\"No\",\"Low\",W616=\"Unknown\",\"None\",X616=\"Deficiency\",\"None\",W616=\"Yes\",\"High\",W616=\"\",\"None\")","v":"None"},0,0,0,0,{"$f":"_xlfn.CONCAT(LEFT(H616,3),\"-\")&IF(H616=\"-\",0,COUNTIF($H$4:H616,H616))","v":"-0"},{"$f":"_xlfn.IFS($H616<=0,\"-\",AS616=1,_xlfn.CONCAT(\"FUN_NONDEF\",\"-DCON_\",LEFT(AQ616,1),\"-FCON_\",LEFT(AR616,1)),AT616=1,_xlfn.CONCAT(\"FUN_DEF\",\"-DCON_\",LEFT(AQ616,1),\"-FCON_\",LEFT(AR616,1)),AU616=1,_xlfn.CONCAT(\"NONFUN_NONDEF\",\"-DCON_\",LEFT(AQ616,1),\"-FCON_\",LEFT(AR616,1)),AV616=1,_xlfn.CONCAT(\"NONFUN_DEF\",\"-DCON_\",LEFT(AQ616,1),\"-FCON_\",LEFT(AR616,1)),AS616+AT616+AU616+AV616<1,_xlfn.CONCAT(\"-\"))","v":"-"}]
[null,null,null,null,null,null,null,null,null,null,null,null,null,null,null,null,null,null,null,null,null,0,null,null,null,null,null,null,null,null,null,0,0,0,0,"Unknown",{"$f":"_xlfn.IFS(G623=\"Natural\",0,H623=\"\",0,H623=\"COASTAL-CONSTRUCTED\",0,G623=\"Constructed\",_xlfn.XLOOKUP($H623,'Data Categories'!$U$4:$U$25,'Data Categories'!$V$4:V$25))","v":0},{"$f":"_xlfn.IFS(AK623=\"\",0,AJ623=\"Unknown\",0,AK623>1,AK623-AJ623,AK623=0,0)","v":0},{"$f":"_xlfn.IFS(Y623=\"\",0,Y623>1920,_xlfn.XLOOKUP($H623,'Data Categories'!$AE$20:$AE$42,'Data Categories'!$AG$20:$AG$42,0))","v":0},{"$f":"_xlfn.IFS(Y623=\"\",0,Y623>0,(2025-Y623))","v":0},{"$f":"_xlfn.IFS(Z623=\"Non-Deficient\",\"Non-Deficient\",Z623=\"Deficient\",\"Deficient\",AB623=\"Deficient\",\"Deficient\",Z623=\"Non-Deficient\",\"Non-Deficient\",AB623=\"Non-Deficient\",\"Non-Deficient\",P623=\"\",\"None\",AL623<0,\"Deficient\",AL623>10,\"Non-Deficient\")","v":"None"},{"$f":"_xlfn.IFS(H623=\"LOW WATER CROSSING\",\"Non-Functional\",G623=\"Natural\",\"Functional\",AA623=\"Functional\",\"Functional\",AC623=\"Functional\",\"Functional\",AA623=\"Non-Functional\",\"Non-Functional\",AC623=\"Non-Functional\",\"Non-Functional\",AA623=\"Unknown\",\"Unknown\",AC623=\"Unknown\",\"Unknown\",AA623=\"\",\"None\")","v":"None"},{"$f":"_xlfn.IFS(X623=\"Functionality\",\"Low\",W623=\"No\",\"Low\",Y623>=2015,\"High\",Y623>=1920,\"Low\",W623=\"\",\"None\",W623=\"Unknown\",\"None\")","v":"None"},{"$f":"_xlfn.IFS(H623=\"LOW WATER CROSSING\",\"Unknown\",G623=\"Natural\",\"None\",AM623<AN623,\"High\",AC623=\"Functional\",\"Low\",AC623=\"Non-Functional\",\"Low\",W623=\"No\",\"Low\",W623=\"Unknown\",\"None\",X623=\"Deficiency\",\"None\",W623=\"Yes\",\"High\",W623=\"\",\"None\")","v":"None"},0,0,0,0,{"$f":"_xlfn.CONCAT(LEFT(H623,3),\"-\")&IF(H623=\"-\",0,COUNTIF($H$4:H623,H623))","v":"-0"},{"$f":"_xlfn.IFS($H623<=0,\"-\",AS623=1,_xlfn.CONCAT(\"FUN_NONDEF\",\"-DCON_\",LEFT(AQ623,1),\"-FCON_\",LEFT(AR623,1)),AT623=1,_xlfn.CONCAT(\"FUN_DEF\",\"-DCON_\",LEFT(AQ623,1),\"-FCON_\",LEFT(AR623,1)),AU623=1,_xlfn.CONCAT(\"NONFUN_NONDEF\",\"-DCON_\",LEFT(AQ623,1),\"-FCON_\",LEFT(AR623,1)),AV623=1,_xlfn.CONCAT(\"NONFUN_DEF\",\"-DCON_\",LEFT(AQ623,1),\"-FCON_\",LEFT(AR623,1)),AS623+AT623+AU623+AV623<1,_xlfn.CONCAT(\"-\"))","v":"-"}]
[null,null,null,null,null,null,null,null,null,null,null,null,null,null,null,null,null,null,null,null,null,0,null,null,null,null,null,null,null,null,null,0,0,0,0,"Unknown",{"$f":"_xlfn.IFS(G635=\"Natural\",0,H635=\"\",0,H635=\"COASTAL-CONSTRUCTED\",0,G635=\"Constructed\",_xlfn.XLOOKUP($H635,'Data Categories'!$U$4:$U$25,'Data Categories'!$V$4:V$25))","v":0},{"$f":"_xlfn.IFS(AK635=\"\",0,AJ635=\"Unknown\",0,AK635>1,AK635-AJ635,AK635=0,0)","v":0},{"$f":"_xlfn.IFS(Y635=\"\",0,Y635>1920,_xlfn.XLOOKUP($H635,'Data Categories'!$AE$20:$AE$42,'Data Categories'!$AG$20:$AG$42,0))","v":0},{"$f":"_xlfn.IFS(Y635=\"\",0,Y635>0,(2025-Y635))","v":0},{"$f":"_xlfn.IFS(Z635=\"Non-Deficient\",\"Non-Deficient\",Z635=\"Deficient\",\"Deficient\",AB635=\"Deficient\",\"Deficient\",Z635=\"Non-Deficient\",\"Non-Deficient\",AB635=\"Non-Deficient\",\"Non-Deficient\",P635=\"\",\"None\",AL635<0,\"Deficient\",AL635>10,\"Non-Deficient\")","v":"None"},{"$f":"_xlfn.IFS(H635=\"LOW WATER CROSSING\",\"Non-Functional\",G635=\"Natural\",\"Functional\",AA635=\"Functional\",\"Functional\",AC635=\"Functional\",\"Functional\",AA635=\"Non-Functional\",\"Non-Functional\",AC635=\"Non-Functional\",\"Non-Functional\",AA635=\"Unknown\",\"Unknown\",AC635=\"Unknown\",\"Unknown\",AA635=\"\",\"None\")","v":"None"},{"$f":"_xlfn.IFS(X635=\"Functionality\",\"Low\",W635=\"No\",\"Low\",Y635>=2015,\"High\",Y635>=1920,\"Low\",W635=\"\",\"None\",W635=\"Unknown\",\"None\")","v":"None"},{"$f":"_xlfn.IFS(H635=\"LOW WATER CROSSING\",\"Unknown\",G635=\"Natural\",\"None\",AM635<AN635,\"High\",AC635=\"Functional\",\"Low\",AC635=\"Non-Functional\",\"Low\",W635=\"No\",\"Low\",W635=\"Unknown\",\"None\",X635=\"Deficiency\",\"None\",W635=\"Yes\",\"High\",W635=\"\",\"None\")","v":"None"},0,0,0,0,{"$f":"_xlfn.CONCAT(LEFT(H635,3),\"-\")&IF(H635=\"-\",0,COUNTIF($H$4:H635,H635))","v":"-0"},{"$f":"_xlfn.IFS($H635<=0,\"-\",AS635=1,_xlfn.CONCAT(\"FUN_NONDEF\",\"-DCON_\",LEFT(AQ635,1),\"-FCON_\",LEFT(AR635,1)),AT635=1,_xlfn.CONCAT(\"FUN_DEF\",\"-DCON_\",LEFT(AQ635,1),\"-FCON_\",LEFT(AR635,1)),AU635=1,_xlfn.CONCAT(\"NONFUN_NONDEF\",\"-DCON_\",LEFT(AQ635,1),\"-FCON_\",LEFT(AR635,1)),AV635=1,_xlfn.CONCAT(\"NONFUN_DEF\",\"-DCON_\",LEFT(AQ635,1),\"-FCON_\",LEFT(AR635,1)),AS635+AT635+AU635+AV635<1,_xlfn.CONCAT(\"-\"))","v":"-"}]
[null,null,null,null,null,null,null,null,null,null,null,null,null,null,null,null,null,null,null,null,null,0,null,null,null,null,null,null,null,null,null,0,0,0,0,"Unknown",{"$f":"_xlfn.IFS(G642=\"Natural\",0,H642=\"\",0,H642=\"COASTAL-CONSTRUCTED\",0,G642=\"Constructed\",_xlfn.XLOOKUP($H642,'Data Categories'!$U$4:$U$25,'Data Categories'!$V$4:V$25))","v":0},{"$f":"_xlfn.IFS(AK642=\"\",0,AJ642=\"Unknown\",0,AK642>1,AK642-AJ642,AK642=0,0)","v":0},{"$f":"_xlfn.IFS(Y642=\"\",0,Y642>1920,_xlfn.XLOOKUP($H642,'Data Categories'!$AE$20:$AE$42,'Data Categories'!$AG$20:$AG$42,0))","v":0},{"$f":"_xlfn.IFS(Y642=\"\",0,Y642>0,(2025-Y642))","v":0},{"$f":"_xlfn.IFS(Z642=\"Non-Deficient\",\"Non-Deficient\",Z642=\"Deficient\",\"Deficient\",AB642=\"Deficient\",\"Deficient\",Z642=\"Non-Deficient\",\"Non-Deficient\",AB642=\"Non-Deficient\",\"Non-Deficient\",P642=\"\",\"None\",AL642<0,\"Deficient\",AL642>10,\"Non-Deficient\")","v":"None"},{"$f":"_xlfn.IFS(H642=\"LOW WATER CROSSING\",\"Non-Functional\",G642=\"Natural\",\"Functional\",AA642=\"Functional\",\"Functional\",AC642=\"Functional\",\"Functional\",AA642=\"Non-Functional\",\"Non-Functional\",AC642=\"Non-Functional\",\"Non-Functional\",AA642=\"Unknown\",\"Unknown\",AC642=\"Unknown\",\"Unknown\",AA642=\"\",\"None\")","v":"None"},{"$f":"_xlfn.IFS(X642=\"Functionality\",\"Low\",W642=\"No\",\"Low\",Y642>=2015,\"High\",Y642>=1920,\"Low\",W642=\"\",\"None\",W642=\"Unknown\",\"None\")","v":"None"},{"$f":"_xlfn.IFS(H642=\"LOW WATER CROSSING\",\"Unknown\",G642=\"Natural\",\"None\",AM642<AN642,\"High\",AC642=\"Functional\",\"Low\",AC642=\"Non-Functional\",\"Low\",W642=\"No\",\"Low\",W642=\"Unknown\",\"None\",X642=\"Deficiency\",\"None\",W642=\"Yes\",\"High\",W642=\"\",\"None\")","v":"None"},0,0,0,0,{"$f":"_xlfn.CONCAT(LEFT(H642,3),\"-\")&IF(H642=\"-\",0,COUNTIF($H$4:H642,H642))","v":"-0"},{"$f":"_xlfn.IFS($H642<=0,\"-\",AS642=1,_xlfn.CONCAT(\"FUN_NONDEF\",\"-DCON_\",LEFT(AQ642,1),\"-FCON_\",LEFT(AR642,1)),AT642=1,_xlfn.CONCAT(\"FUN_DEF\",\"-DCON_\",LEFT(AQ642,1),\"-FCON_\",LEFT(AR642,1)),AU642=1,_xlfn.CONCAT(\"NONFUN_NONDEF\",\"-DCON_\",LEFT(AQ642,1),\"-FCON_\",LEFT(AR642,1)),AV642=1,_xlfn.CONCAT(\"NONFUN_DEF\",\"-DCON_\",LEFT(AQ642,1),\"-FCON_\",LEFT(AR642,1)),AS642+AT642+AU642+AV642<1,_xlfn.CONCAT(\"-\"))","v":"-"}]
[null,null,null,null,null,null,null,null,null,null,null,null,null,null,null,null,null,null,null,null,null,0,null,null,null,null,null,null,null,null,null,0,0,0,0,"Unknown",{"$f":"_xlfn.IFS(G653=\"Natural\",0,H653=\"\",0,H653=\"COASTAL-CONSTRUCTED\",0,G653=\"Constructed\",_xlfn.XLOOKUP($H653,'Data Categories'!$U$4:$U$25,'Data Categories'!$V$4:V$25))","v":0},{"$f":"_xlfn.IFS(AK653=\"\",0,AJ653=\"Unknown\",0,AK653>1,AK653-AJ653,AK653=0,0)","v":0},{"$f":"_xlfn.IFS(Y653=\"\",0,Y653>1920,_xlfn.XLOOKUP($H653,'Data Categories'!$AE$20:$AE$42,'Data Categories'!$AG$20:$AG$42,0))","v":0},{"$f":"_xlfn.IFS(Y653=\"\",0,Y653>0,(2025-Y653))","v":0},{"$f":"_xlfn.IFS(Z653=\"Non-Deficient\",\"Non-Deficient\",Z653=\"Deficient\",\"Deficient\",AB653=\"Deficient\",\"Deficient\",Z653=\"Non-Deficient\",\"Non-Deficient\",AB653=\"Non-Deficient\",\"Non-Deficient\",P653=\"\",\"None\",AL653<0,\"Deficient\",AL653>10,\"Non-Deficient\")","v":"None"},{"$f":"_xlfn.IFS(H653=\"LOW WATER CROSSING\",\"Non-Functional\",G653=\"Natural\",\"Functional\",AA653=\"Functional\",\"Functional\",AC653=\"Functional\",\"Functional\",AA653=\"Non-Functional\",\"Non-Functional\",AC653=\"Non-Functional\",\"Non-Functional\",AA653=\"Unknown\",\"Unknown\",AC653=\"Unknown\",\"Unknown\",AA653=\"\",\"None\")","v":"None"},{"$f":"_xlfn.IFS(X653=\"Functionality\",\"Low\",W653=\"No\",\"Low\",Y653>=2015,\"High\",Y653>=1920,\"Low\",W653=\"\",\"None\",W653=\"Unknown\",\"None\")","v":"None"},{"$f":"_xlfn.IFS(H653=\"LOW WATER CROSSING\",\"Unknown\",G653=\"Natural\",\"None\",AM653<AN653,\"High\",AC653=\"Functional\",\"Low\",AC653=\"Non-Functional\",\"Low\",W653=\"No\",\"Low\",W653=\"Unknown\",\"None\",X653=\"Deficiency\",\"None\",W653=\"Yes\",\"High\",W653=\"\",\"None\")","v":"None"},0,0,0,0,{"$f":"_xlfn.CONCAT(LEFT(H653,3),\"-\")&IF(H653=\"-\",0,COUNTIF($H$4:H653,H653))","v":"-0"},{"$f":"_xlfn.IFS($H653<=0,\"-\",AS653=1,_xlfn.CONCAT(\"FUN_NONDEF\",\"-DCON_\",LEFT(AQ653,1),\"-FCON_\",LEFT(AR653,1)),AT653=1,_xlfn.CONCAT(\"FUN_DEF\",\"-DCON_\",LEFT(AQ653,1),\"-FCON_\",LEFT(AR653,1)),AU653=1,_xlfn.CONCAT(\"NONFUN_NONDEF\",\"-DCON_\",LEFT(AQ653,1),\"-FCON_\",LEFT(AR653,1)),AV653=1,_xlfn.CONCAT(\"NONFUN_DEF\",\"-DCON_\",LEFT(AQ653,1),\"-FCON_\",LEFT(AR653,1)),AS653+AT653+AU653+AV653<1,_xlfn.CONCAT(\"-\"))","v":"-"}]
[null,null,null,null,null,null,null,null,null,null,null,null,null,null,null,null,null,null,null,null,null,0,null,null,null,null,null,null,null,null,null,0,0,0,0,"Unknown",{"$f":"_xlfn.IFS(G665=\"Natural\",0,H665=\"\",0,H665=\"COASTAL-CONSTRUCTED\",0,G665=\"Constructed\",_xlfn.XLOOKUP($H665,'Data Categories'!$U$4:$U$25,'Data Categories'!$V$4:V$25))","v":0},{"$f":"_xlfn.IFS(AK665=\"\",0,AJ665=\"Unknown\",0,AK665>1,AK665-AJ665,AK665=0,0)","v":0},{"$f":"_xlfn.IFS(Y665=\"\",0,Y665>1920,_xlfn.XLOOKUP($H665,'Data Categories'!$AE$20:$AE$42,'Data Categories'!$AG$20:$AG$42,0))","v":0},{"$f":"_xlfn.IFS(Y665=\"\",0,Y665>0,(2025-Y665))","v":0},{"$f":"_xlfn.IFS(Z665=\"Non-Deficient\",\"Non-Deficient\",Z665=\"Deficient\",\"Deficient\",AB665=\"Deficient\",\"Deficient\",Z665=\"Non-Deficient\",\"Non-Deficient\",AB665=\"Non-Deficient\",\"Non-Deficient\",P665=\"\",\"None\",AL665<0,\"Deficient\",AL665>10,\"Non-Deficient\")","v":"None"},{"$f":"_xlfn.IFS(H665=\"LOW WATER CROSSING\",\"Non-Functional\",G665=\"Natural\",\"Functional\",AA665=\"Functional\",\"Functional\",AC665=\"Functional\",\"Functional\",AA665=\"Non-Functional\",\"Non-Functional\",AC665=\"Non-Functional\",\"Non-Functional\",AA665=\"Unknown\",\"Unknown\",AC665=\"Unknown\",\"Unknown\",AA665=\"\",\"None\")","v":"None"},{"$f":"_xlfn.IFS(X665=\"Functionality\",\"Low\",W665=\"No\",\"Low\",Y665>=2015,\"High\",Y665>=1920,\"Low\",W665=\"\",\"None\",W665=\"Unknown\",\"None\")","v":"None"},{"$f":"_xlfn.IFS(H665=\"LOW WATER CROSSING\",\"Unknown\",G665=\"Natural\",\"None\",AM665<AN665,\"High\",AC665=\"Functional\",\"Low\",AC665=\"Non-Functional\",\"Low\",W665=\"No\",\"Low\",W665=\"Unknown\",\"None\",X665=\"Deficiency\",\"None\",W665=\"Yes\",\"High\",W665=\"\",\"None\")","v":"None"},0,0,0,0,{"$f":"_xlfn.CONCAT(LEFT(H665,3),\"-\")&IF(H665=\"-\",0,COUNTIF($H$4:H665,H665))","v":"-0"},{"$f":"_xlfn.IFS($H665<=0,\"-\",AS665=1,_xlfn.CONCAT(\"FUN_NONDEF\",\"-DCON_\",LEFT(AQ665,1),\"-FCON_\",LEFT(AR665,1)),AT665=1,_xlfn.CONCAT(\"FUN_DEF\",\"-DCON_\",LEFT(AQ665,1),\"-FCON_\",LEFT(AR665,1)),AU665=1,_xlfn.CONCAT(\"NONFUN_NONDEF\",\"-DCON_\",LEFT(AQ665,1),\"-FCON_\",LEFT(AR665,1)),AV665=1,_xlfn.CONCAT(\"NONFUN_DEF\",\"-DCON_\",LEFT(AQ665,1),\"-FCON_\",LEFT(AR665,1)),AS665+AT665+AU665+AV665<1,_xlfn.CONCAT(\"-\"))","v":"-"}]
[null,null,null,null,null,null,null,null,null,null,null,null,null,null,null,null,null,null,null,null,null,0,null,null,null,null,null,null,null,null,null,0,0,0,0,"Unknown",{"$f":"_xlfn.IFS(G672=\"Natural\",0,H672=\"\",0,H672=\"COASTAL-CONSTRUCTED\",0,G672=\"Constructed\",_xlfn.XLOOKUP($H672,'Data Categories'!$U$4:$U$25,'Data Categories'!$V$4:V$25))","v":0},{"$f":"_xlfn.IFS(AK672=\"\",0,AJ672=\"Unknown\",0,AK672>1,AK672-AJ672,AK672=0,0)","v":0},{"$f":"_xlfn.IFS(Y672=\"\",0,Y672>1920,_xlfn.XLOOKUP($H672,'Data Categories'!$AE$20:$AE$42,'Data Categories'!$AG$20:$AG$42,0))","v":0},{"$f":"_xlfn.IFS(Y672=\"\",0,Y672>0,(2025-Y672))","v":0},{"$f":"_xlfn.IFS(Z672=\"Non-Deficient\",\"Non-Deficient\",Z672=\"Deficient\",\"Deficient\",AB672=\"Deficient\",\"Deficient\",Z672=\"Non-Deficient\",\"Non-Deficient\",AB672=\"Non-Deficient\",\"Non-Deficient\",P672=\"\",\"None\",AL672<0,\"Deficient\",AL672>10,\"Non-Deficient\")","v":"None"},{"$f":"_xlfn.IFS(H672=\"LOW WATER CROSSING\",\"Non-Functional\",G672=\"Natural\",\"Functional\",AA672=\"Functional\",\"Functional\",AC672=\"Functional\",\"Functional\",AA672=\"Non-Functional\",\"Non-Functional\",AC672=\"Non-Functional\",\"Non-Functional\",AA672=\"Unknown\",\"Unknown\",AC672=\"Unknown\",\"Unknown\",AA672=\"\",\"None\")","v":"None"},{"$f":"_xlfn.IFS(X672=\"Functionality\",\"Low\",W672=\"No\",\"Low\",Y672>=2015,\"High\",Y672>=1920,\"Low\",W672=\"\",\"None\",W672=\"Unknown\",\"None\")","v":"None"},{"$f":"_xlfn.IFS(H672=\"LOW WATER CROSSING\",\"Unknown\",G672=\"Natural\",\"None\",AM672<AN672,\"High\",AC672=\"Functional\",\"Low\",AC672=\"Non-Functional\",\"Low\",W672=\"No\",\"Low\",W672=\"Unknown\",\"None\",X672=\"Deficiency\",\"None\",W672=\"Yes\",\"High\",W672=\"\",\"None\")","v":"None"},0,0,0,0,{"$f":"_xlfn.CONCAT(LEFT(H672,3),\"-\")&IF(H672=\"-\",0,COUNTIF($H$4:H672,H672))","v":"-0"},{"$f":"_xlfn.IFS($H672<=0,\"-\",AS672=1,_xlfn.CONCAT(\"FUN_NONDEF\",\"-DCON_\",LEFT(AQ672,1),\"-FCON_\",LEFT(AR672,1)),AT672=1,_xlfn.CONCAT(\"FUN_DEF\",\"-DCON_\",LEFT(AQ672,1),\"-FCON_\",LEFT(AR672,1)),AU672=1,_xlfn.CONCAT(\"NONFUN_NONDEF\",\"-DCON_\",LEFT(AQ672,1),\"-FCON_\",LEFT(AR672,1)),AV672=1,_xlfn.CONCAT(\"NONFUN_DEF\",\"-DCON_\",LEFT(AQ672,1),\"-FCON_\",LEFT(AR672,1)),AS672+AT672+AU672+AV672<1,_xlfn.CONCAT(\"-\"))","v":"-"}]
[null,null,null,null,null,null,null,null,null,null,null,null,null,null,null,null,null,null,null,null,null,0,null,null,null,null,null,null,null,null,null,0,0,0,0,"Unknown",{"$f":"_xlfn.IFS(G681=\"Natural\",0,H681=\"\",0,H681=\"COASTAL-CONSTRUCTED\",0,G681=\"Constructed\",_xlfn.XLOOKUP($H681,'Data Categories'!$U$4:$U$25,'Data Categories'!$V$4:V$25))","v":0},{"$f":"_xlfn.IFS(AK681=\"\",0,AJ681=\"Unknown\",0,AK681>1,AK681-AJ681,AK681=0,0)","v":0},{"$f":"_xlfn.IFS(Y681=\"\",0,Y681>1920,_xlfn.XLOOKUP($H681,'Data Categories'!$AE$20:$AE$42,'Data Categories'!$AG$20:$AG$42,0))","v":0},{"$f":"_xlfn.IFS(Y681=\"\",0,Y681>0,(2025-Y681))","v":0},{"$f":"_xlfn.IFS(Z681=\"Non-Deficient\",\"Non-Deficient\",Z681=\"Deficient\",\"Deficient\",AB681=\"Deficient\",\"Deficient\",Z681=\"Non-Deficient\",\"Non-Deficient\",AB681=\"Non-Deficient\",\"Non-Deficient\",P681=\"\",\"None\",AL681<0,\"Deficient\",AL681>10,\"Non-Deficient\")","v":"None"},{"$f":"_xlfn.IFS(H681=\"LOW WATER CROSSING\",\"Non-Functional\",G681=\"Natural\",\"Functional\",AA681=\"Functional\",\"Functional\",AC681=\"Functional\",\"Functional\",AA681=\"Non-Functional\",\"Non-Functional\",AC681=\"Non-Functional\",\"Non-Functional\",AA681=\"Unknown\",\"Unknown\",AC681=\"Unknown\",\"Unknown\",AA681=\"\",\"None\")","v":"None"},{"$f":"_xlfn.IFS(X681=\"Functionality\",\"Low\",W681=\"No\",\"Low\",Y681>=2015,\"High\",Y681>=1920,\"Low\",W681=\"\",\"None\",W681=\"Unknown\",\"None\")","v":"None"},{"$f":"_xlfn.IFS(H681=\"LOW WATER CROSSING\",\"Unknown\",G681=\"Natural\",\"None\",AM681<AN681,\"High\",AC681=\"Functional\",\"Low\",AC681=\"Non-Functional\",\"Low\",W681=\"No\",\"Low\",W681=\"Unknown\",\"None\",X681=\"Deficiency\",\"None\",W681=\"Yes\",\"High\",W681=\"\",\"None\")","v":"None"},0,0,0,0,{"$f":"_xlfn.CONCAT(LEFT(H681,3),\"-\")&IF(H681=\"-\",0,COUNTIF($H$4:H681,H681))","v":"-0"},{"$f":"_xlfn.IFS($H681<=0,\"-\",AS681=1,_xlfn.CONCAT(\"FUN_NONDEF\",\"-DCON_\",LEFT(AQ681,1),\"-FCON_\",LEFT(AR681,1)),AT681=1,_xlfn.CONCAT(\"FUN_DEF\",\"-DCON_\",LEFT(AQ681,1),\"-FCON_\",LEFT(AR681,1)),AU681=1,_xlfn.CONCAT(\"NONFUN_NONDEF\",\"-DCON_\",LEFT(AQ681,1),\"-FCON_\",LEFT(AR681,1)),AV681=1,_xlfn.CONCAT(\"NONFUN_DEF\",\"-DCON_\",LEFT(AQ681,1),\"-FCON_\",LEFT(AR681,1)),AS681+AT681+AU681+AV681<1,_xlfn.CONCAT(\"-\"))","v":"-"}]
[null,null,null,null,null,null,null,null,null,null,null,null,null,null,null,null,null,null,null,null,null,0,null,null,null,null,null,null,null,null,null,0,0,0,0,"Unknown",{"$f":"_xlfn.IFS(G690=\"Natural\",0,H690=\"\",0,H690=\"COASTAL-CONSTRUCTED\",0,G690=\"Constructed\",_xlfn.XLOOKUP($H690,'Data Categories'!$U$4:$U$25,'Data Categories'!$V$4:V$25))","v":0},{"$f":"_xlfn.IFS(AK690=\"\",0,AJ690=\"Unknown\",0,AK690>1,AK690-AJ690,AK690=0,0)","v":0},{"$f":"_xlfn.IFS(Y690=\"\",0,Y690>1920,_xlfn.XLOOKUP($H690,'Data Categories'!$AE$20:$AE$42,'Data Categories'!$AG$20:$AG$42,0))","v":0},{"$f":"_xlfn.IFS(Y690=\"\",0,Y690>0,(2025-Y690))","v":0},{"$f":"_xlfn.IFS(Z690=\"Non-Deficient\",\"Non-Deficient\",Z690=\"Deficient\",\"Deficient\",AB690=\"Deficient\",\"Deficient\",Z690=\"Non-Deficient\",\"Non-Deficient\",AB690=\"Non-Deficient\",\"Non-Deficient\",P690=\"\",\"None\",AL690<0,\"Deficient\",AL690>10,\"Non-Deficient\")","v":"None"},{"$f":"_xlfn.IFS(H690=\"LOW WATER CROSSING\",\"Non-Functional\",G690=\"Natural\",\"Functional\",AA690=\"Functional\",\"Functional\",AC690=\"Functional\",\"Functional\",AA690=\"Non-Functional\",\"Non-Functional\",AC690=\"Non-Functional\",\"Non-Functional\",AA690=\"Unknown\",\"Unknown\",AC690=\"Unknown\",\"Unknown\",AA690=\"\",\"None\")","v":"None"},{"$f":"_xlfn.IFS(X690=\"Functionality\",\"Low\",W690=\"No\",\"Low\",Y690>=2015,\"High\",Y690>=1920,\"Low\",W690=\"\",\"None\",W690=\"Unknown\",\"None\")","v":"None"},{"$f":"_xlfn.IFS(H690=\"LOW WATER CROSSING\",\"Unknown\",G690=\"Natural\",\"None\",AM690<AN690,\"High\",AC690=\"Functional\",\"Low\",AC690=\"Non-Functional\",\"Low\",W690=\"No\",\"Low\",W690=\"Unknown\",\"None\",X690=\"Deficiency\",\"None\",W690=\"Yes\",\"High\",W690=\"\",\"None\")","v":"None"},0,0,0,0,{"$f":"_xlfn.CONCAT(LEFT(H690,3),\"-\")&IF(H690=\"-\",0,COUNTIF($H$4:H690,H690))","v":"-0"},{"$f":"_xlfn.IFS($H690<=0,\"-\",AS690=1,_xlfn.CONCAT(\"FUN_NONDEF\",\"-DCON_\",LEFT(AQ690,1),\"-FCON_\",LEFT(AR690,1)),AT690=1,_xlfn.CONCAT(\"FUN_DEF\",\"-DCON_\",LEFT(AQ690,1),\"-FCON_\",LEFT(AR690,1)),AU690=1,_xlfn.CONCAT(\"NONFUN_NONDEF\",\"-DCON_\",LEFT(AQ690,1),\"-FCON_\",LEFT(AR690,1)),AV690=1,_xlfn.CONCAT(\"NONFUN_DEF\",\"-DCON_\",LEFT(AQ690,1),\"-FCON_\",LEFT(AR690,1)),AS690+AT690+AU690+AV690<1,_xlfn.CONCAT(\"-\"))","v":"-"}]
[null,null,null,null,null,null,null,null,null,null,null,null,null,null,null,null,null,null,null,null,null,0,null,null,null,null,null,null,null,null,null,0,0,0,0,"Unknown",{"$f":"_xlfn.IFS(G693=\"Natural\",0,H693=\"\",0,H693=\"COASTAL-CONSTRUCTED\",0,G693=\"Constructed\",_xlfn.XLOOKUP($H693,'Data Categories'!$U$4:$U$25,'Data Categories'!$V$4:V$25))","v":0},{"$f":"_xlfn.IFS(AK693=\"\",0,AJ693=\"Unknown\",0,AK693>1,AK693-AJ693,AK693=0,0)","v":0},{"$f":"_xlfn.IFS(Y693=\"\",0,Y693>1920,_xlfn.XLOOKUP($H693,'Data Categories'!$AE$20:$AE$42,'Data Categories'!$AG$20:$AG$42,0))","v":0},{"$f":"_xlfn.IFS(Y693=\"\",0,Y693>0,(2025-Y693))","v":0},{"$f":"_xlfn.IFS(Z693=\"Non-Deficient\",\"Non-Deficient\",Z693=\"Deficient\",\"Deficient\",AB693=\"Deficient\",\"Deficient\",Z693=\"Non-Deficient\",\"Non-Deficient\",AB693=\"Non-Deficient\",\"Non-Deficient\",P693=\"\",\"None\",AL693<0,\"Deficient\",AL693>10,\"Non-Deficient\")","v":"None"},{"$f":"_xlfn.IFS(H693=\"LOW WATER CROSSING\",\"Non-Functional\",G693=\"Natural\",\"Functional\",AA693=\"Functional\",\"Functional\",AC693=\"Functional\",\"Functional\",AA693=\"Non-Functional\",\"Non-Functional\",AC693=\"Non-Functional\",\"Non-Functional\",AA693=\"Unknown\",\"Unknown\",AC693=\"Unknown\",\"Unknown\",AA693=\"\",\"None\")","v":"None"},{"$f":"_xlfn.IFS(X693=\"Functionality\",\"Low\",W693=\"No\",\"Low\",Y693>=2015,\"High\",Y693>=1920,\"Low\",W693=\"\",\"None\",W693=\"Unknown\",\"None\")","v":"None"},{"$f":"_xlfn.IFS(H693=\"LOW WATER CROSSING\",\"Unknown\",G693=\"Natural\",\"None\",AM693<AN693,\"High\",AC693=\"Functional\",\"Low\",AC693=\"Non-Functional\",\"Low\",W693=\"No\",\"Low\",W693=\"Unknown\",\"None\",X693=\"Deficiency\",\"None\",W693=\"Yes\",\"High\",W693=\"\",\"None\")","v":"None"},0,0,0,0,{"$f":"_xlfn.CONCAT(LEFT(H693,3),\"-\")&IF(H693=\"-\",0,COUNTIF($H$4:H693,H693))","v":"-0"},{"$f":"_xlfn.IFS($H693<=0,\"-\",AS693=1,_xlfn.CONCAT(\"FUN_NONDEF\",\"-DCON_\",LEFT(AQ693,1),\"-FCON_\",LEFT(AR693,1)),AT693=1,_xlfn.CONCAT(\"FUN_DEF\",\"-DCON_\",LEFT(AQ693,1),\"-FCON_\",LEFT(AR693,1)),AU693=1,_xlfn.CONCAT(\"NONFUN_NONDEF\",\"-DCON_\",LEFT(AQ693,1),\"-FCON_\",LEFT(AR693,1)),AV693=1,_xlfn.CONCAT(\"NONFUN_DEF\",\"-DCON_\",LEFT(AQ693,1),\"-FCON_\",LEFT(AR693,1)),AS693+AT693+AU693+AV693<1,_xlfn.CONCAT(\"-\"))","v":"-"}]
[null,null,null,null,null,null,null,null,null,null,null,null,null,null,null,null,null,null,null,null,null,0,null,null,null,null,null,null,null,null,null,0,0,0,0,"Unknown",{"$f":"_xlfn.IFS(G705=\"Natural\",0,H705=\"\",0,H705=\"COASTAL-CONSTRUCTED\",0,G705=\"Constructed\",_xlfn.XLOOKUP($H705,'Data Categories'!$U$4:$U$25,'Data Categories'!$V$4:V$25))","v":0},{"$f":"_xlfn.IFS(AK705=\"\",0,AJ705=\"Unknown\",0,AK705>1,AK705-AJ705,AK705=0,0)","v":0},{"$f":"_xlfn.IFS(Y705=\"\",0,Y705>1920,_xlfn.XLOOKUP($H705,'Data Categories'!$AE$20:$AE$42,'Data Categories'!$AG$20:$AG$42,0))","v":0},{"$f":"_xlfn.IFS(Y705=\"\",0,Y705>0,(2025-Y705))","v":0},{"$f":"_xlfn.IFS(Z705=\"Non-Deficient\",\"Non-Deficient\",Z705=\"Deficient\",\"Deficient\",AB705=\"Deficient\",\"Deficient\",Z705=\"Non-Deficient\",\"Non-Deficient\",AB705=\"Non-Deficient\",\"Non-Deficient\",P705=\"\",\"None\",AL705<0,\"Deficient\",AL705>10,\"Non-Deficient\")","v":"None"},{"$f":"_xlfn.IFS(H705=\"LOW WATER CROSSING\",\"Non-Functional\",G705=\"Natural\",\"Functional\",AA705=\"Functional\",\"Functional\",AC705=\"Functional\",\"Functional\",AA705=\"Non-Functional\",\"Non-Functional\",AC705=\"Non-Functional\",\"Non-Functional\",AA705=\"Unknown\",\"Unknown\",AC705=\"Unknown\",\"Unknown\",AA705=\"\",\"None\")","v":"None"},{"$f":"_xlfn.IFS(X705=\"Functionality\",\"Low\",W705=\"No\",\"Low\",Y705>=2015,\"High\",Y705>=1920,\"Low\",W705=\"\",\"None\",W705=\"Unknown\",\"None\")","v":"None"},{"$f":"_xlfn.IFS(H705=\"LOW WATER CROSSING\",\"Unknown\",G705=\"Natural\",\"None\",AM705<AN705,\"High\",AC705=\"Functional\",\"Low\",AC705=\"Non-Functional\",\"Low\",W705=\"No\",\"Low\",W705=\"Unknown\",\"None\",X705=\"Deficiency\",\"None\",W705=\"Yes\",\"High\",W705=\"\",\"None\")","v":"None"},0,0,0,0,{"$f":"_xlfn.CONCAT(LEFT(H705,3),\"-\")&IF(H705=\"-\",0,COUNTIF($H$4:H705,H705))","v":"-0"},{"$f":"_xlfn.IFS($H705<=0,\"-\",AS705=1,_xlfn.CONCAT(\"FUN_NONDEF\",\"-DCON_\",LEFT(AQ705,1),\"-FCON_\",LEFT(AR705,1)),AT705=1,_xlfn.CONCAT(\"FUN_DEF\",\"-DCON_\",LEFT(AQ705,1),\"-FCON_\",LEFT(AR705,1)),AU705=1,_xlfn.CONCAT(\"NONFUN_NONDEF\",\"-DCON_\",LEFT(AQ705,1),\"-FCON_\",LEFT(AR705,1)),AV705=1,_xlfn.CONCAT(\"NONFUN_DEF\",\"-DCON_\",LEFT(AQ705,1),\"-FCON_\",LEFT(AR705,1)),AS705+AT705+AU705+AV705<1,_xlfn.CONCAT(\"-\"))","v":"-"}]
[null,null,null,null,null,null,null,null,null,null,null,null,null,null,null,null,null,null,null,null,null,0,null,null,null,null,null,null,null,null,null,0,0,0,0,"Unknown",{"$f":"_xlfn.IFS(G712=\"Natural\",0,H712=\"\",0,H712=\"COASTAL-CONSTRUCTED\",0,G712=\"Constructed\",_xlfn.XLOOKUP($H712,'Data Categories'!$U$4:$U$25,'Data Categories'!$V$4:V$25))","v":0},{"$f":"_xlfn.IFS(AK712=\"\",0,AJ712=\"Unknown\",0,AK712>1,AK712-AJ712,AK712=0,0)","v":0},{"$f":"_xlfn.IFS(Y712=\"\",0,Y712>1920,_xlfn.XLOOKUP($H712,'Data Categories'!$AE$20:$AE$42,'Data Categories'!$AG$20:$AG$42,0))","v":0},{"$f":"_xlfn.IFS(Y712=\"\",0,Y712>0,(2025-Y712))","v":0},{"$f":"_xlfn.IFS(Z712=\"Non-Deficient\",\"Non-Deficient\",Z712=\"Deficient\",\"Deficient\",AB712=\"Deficient\",\"Deficient\",Z712=\"Non-Deficient\",\"Non-Deficient\",AB712=\"Non-Deficient\",\"Non-Deficient\",P712=\"\",\"None\",AL712<0,\"Deficient\",AL712>10,\"Non-Deficient\")","v":"None"},{"$f":"_xlfn.IFS(H712=\"LOW WATER CROSSING\",\"Non-Functional\",G712=\"Natural\",\"Functional\",AA712=\"Functional\",\"Functional\",AC712=\"Functional\",\"Functional\",AA712=\"Non-Functional\",\"Non-Functional\",AC712=\"Non-Functional\",\"Non-Functional\",AA712=\"Unknown\",\"Unknown\",AC712=\"Unknown\",\"Unknown\",AA712=\"\",\"None\")","v":"None"},{"$f":"_xlfn.IFS(X712=\"Functionality\",\"Low\",W712=\"No\",\"Low\",Y712>=2015,\"High\",Y712>=1920,\"Low\",W712=\"\",\"None\",W712=\"Unknown\",\"None\")","v":"None"},{"$f":"_xlfn.IFS(H712=\"LOW WATER CROSSING\",\"Unknown\",G712=\"Natural\",\"None\",AM712<AN712,\"High\",AC712=\"Functional\",\"Low\",AC712=\"Non-Functional\",\"Low\",W712=\"No\",\"Low\",W712=\"Unknown\",\"None\",X712=\"Deficiency\",\"None\",W712=\"Yes\",\"High\",W712=\"\",\"None\")","v":"None"},0,0,0,0,{"$f":"_xlfn.CONCAT(LEFT(H712,3),\"-\")&IF(H712=\"-\",0,COUNTIF($H$4:H712,H712))","v":"-0"},{"$f":"_xlfn.IFS($H712<=0,\"-\",AS712=1,_xlfn.CONCAT(\"FUN_NONDEF\",\"-DCON_\",LEFT(AQ712,1),\"-FCON_\",LEFT(AR712,1)),AT712=1,_xlfn.CONCAT(\"FUN_DEF\",\"-DCON_\",LEFT(AQ712,1),\"-FCON_\",LEFT(AR712,1)),AU712=1,_xlfn.CONCAT(\"NONFUN_NONDEF\",\"-DCON_\",LEFT(AQ712,1),\"-FCON_\",LEFT(AR712,1)),AV712=1,_xlfn.CONCAT(\"NONFUN_DEF\",\"-DCON_\",LEFT(AQ712,1),\"-FCON_\",LEFT(AR712,1)),AS712+AT712+AU712+AV712<1,_xlfn.CONCAT(\"-\"))","v":"-"}]
[null,null,null,null,null,null,null,null,null,null,null,null,null,null,null,null,null,null,null,null,null,0,null,null,null,null,null,null,null,null,null,0,0,0,0,"Unknown",{"$f":"_xlfn.IFS(G723=\"Natural\",0,H723=\"\",0,H723=\"COASTAL-CONSTRUCTED\",0,G723=\"Constructed\",_xlfn.XLOOKUP($H723,'Data Categories'!$U$4:$U$25,'Data Categories'!$V$4:V$25))","v":0},{"$f":"_xlfn.IFS(AK723=\"\",0,AJ723=\"Unknown\",0,AK723>1,AK723-AJ723,AK723=0,0)","v":0},{"$f":"_xlfn.IFS(Y723=\"\",0,Y723>1920,_xlfn.XLOOKUP($H723,'Data Categories'!$AE$20:$AE$42,'Data Categories'!$AG$20:$AG$42,0))","v":0},{"$f":"_xlfn.IFS(Y723=\"\",0,Y723>0,(2025-Y723))","v":0},{"$f":"_xlfn.IFS(Z723=\"Non-Deficient\",\"Non-Deficient\",Z723=\"Deficient\",\"Deficient\",AB723=\"Deficient\",\"Deficient\",Z723=\"Non-Deficient\",\"Non-Deficient\",AB723=\"Non-Deficient\",\"Non-Deficient\",P723=\"\",\"None\",AL723<0,\"Deficient\",AL723>10,\"Non-Deficient\")","v":"None"},{"$f":"_xlfn.IFS(H723=\"LOW WATER CROSSING\",\"Non-Functional\",G723=\"Natural\",\"Functional\",AA723=\"Functional\",\"Functional\",AC723=\"Functional\",\"Functional\",AA723=\"Non-Functional\",\"Non-Functional\",AC723=\"Non-Functional\",\"Non-Functional\",AA723=\"Unknown\",\"Unknown\",AC723=\"Unknown\",\"Unknown\",AA723=\"\",\"None\")","v":"None"},{"$f":"_xlfn.IFS(X723=\"Functionality\",\"Low\",W723=\"No\",\"Low\",Y723>=2015,\"High\",Y723>=1920,\"Low\",W723=\"\",\"None\",W723=\"Unknown\",\"None\")","v":"None"},{"$f":"_xlfn.IFS(H723=\"LOW WATER CROSSING\",\"Unknown\",G723=\"Natural\",\"None\",AM723<AN723,\"High\",AC723=\"Functional\",\"Low\",AC723=\"Non-Functional\",\"Low\",W723=\"No\",\"Low\",W723=\"Unknown\",\"None\",X723=\"Deficiency\",\"None\",W723=\"Yes\",\"High\",W723=\"\",\"None\")","v":"None"},0,0,0,0,{"$f":"_xlfn.CONCAT(LEFT(H723,3),\"-\")&IF(H723=\"-\",0,COUNTIF($H$4:H723,H723))","v":"-0"},{"$f":"_xlfn.IFS($H723<=0,\"-\",AS723=1,_xlfn.CONCAT(\"FUN_NONDEF\",\"-DCON_\",LEFT(AQ723,1),\"-FCON_\",LEFT(AR723,1)),AT723=1,_xlfn.CONCAT(\"FUN_DEF\",\"-DCON_\",LEFT(AQ723,1),\"-FCON_\",LEFT(AR723,1)),AU723=1,_xlfn.CONCAT(\"NONFUN_NONDEF\",\"-DCON_\",LEFT(AQ723,1),\"-FCON_\",LEFT(AR723,1)),AV723=1,_xlfn.CONCAT(\"NONFUN_DEF\",\"-DCON_\",LEFT(AQ723,1),\"-FCON_\",LEFT(AR723,1)),AS723+AT723+AU723+AV723<1,_xlfn.CONCAT(\"-\"))","v":"-"}]
[null,null,null,null,null,null,null,null,null,null,null,null,null,null,null,null,null,null,null,null,null,0,null,null,null,null,null,null,null,null,null,0,0,0,0,"Unknown",{"$f":"_xlfn.IFS(G735=\"Natural\",0,H735=\"\",0,H735=\"COASTAL-CONSTRUCTED\",0,G735=\"Constructed\",_xlfn.XLOOKUP($H735,'Data Categories'!$U$4:$U$25,'Data Categories'!$V$4:V$25))","v":0},{"$f":"_xlfn.IFS(AK735=\"\",0,AJ735=\"Unknown\",0,AK735>1,AK735-AJ735,AK735=0,0)","v":0},{"$f":"_xlfn.IFS(Y735=\"\",0,Y735>1920,_xlfn.XLOOKUP($H735,'Data Categories'!$AE$20:$AE$42,'Data Categories'!$AG$20:$AG$42,0))","v":0},{"$f":"_xlfn.IFS(Y735=\"\",0,Y735>0,(2025-Y735))","v":0},{"$f":"_xlfn.IFS(Z735=\"Non-Deficient\",\"Non-Deficient\",Z735=\"Deficient\",\"Deficient\",AB735=\"Deficient\",\"Deficient\",Z735=\"Non-Deficient\",\"Non-Deficient\",AB735=\"Non-Deficient\",\"Non-Deficient\",P735=\"\",\"None\",AL735<0,\"Deficient\",AL735>10,\"Non-Deficient\")","v":"None"},{"$f":"_xlfn.IFS(H735=\"LOW WATER CROSSING\",\"Non-Functional\",G735=\"Natural\",\"Functional\",AA735=\"Functional\",\"Functional\",AC735=\"Functional\",\"Functional\",AA735=\"Non-Functional\",\"Non-Functional\",AC735=\"Non-Functional\",\"Non-Functional\",AA735=\"Unknown\",\"Unknown\",AC735=\"Unknown\",\"Unknown\",AA735=\"\",\"None\")","v":"None"},{"$f":"_xlfn.IFS(X735=\"Functionality\",\"Low\",W735=\"No\",\"Low\",Y735>=2015,\"High\",Y735>=1920,\"Low\",W735=\"\",\"None\",W735=\"Unknown\",\"None\")","v":"None"},{"$f":"_xlfn.IFS(H735=\"LOW WATER CROSSING\",\"Unknown\",G735=\"Natural\",\"None\",AM735<AN735,\"High\",AC735=\"Functional\",\"Low\",AC735=\"Non-Functional\",\"Low\",W735=\"No\",\"Low\",W735=\"Unknown\",\"None\",X735=\"Deficiency\",\"None\",W735=\"Yes\",\"High\",W735=\"\",\"None\")","v":"None"},0,0,0,0,{"$f":"_xlfn.CONCAT(LEFT(H735,3),\"-\")&IF(H735=\"-\",0,COUNTIF($H$4:H735,H735))","v":"-0"},{"$f":"_xlfn.IFS($H735<=0,\"-\",AS735=1,_xlfn.CONCAT(\"FUN_NONDEF\",\"-DCON_\",LEFT(AQ735,1),\"-FCON_\",LEFT(AR735,1)),AT735=1,_xlfn.CONCAT(\"FUN_DEF\",\"-DCON_\",LEFT(AQ735,1),\"-FCON_\",LEFT(AR735,1)),AU735=1,_xlfn.CONCAT(\"NONFUN_NONDEF\",\"-DCON_\",LEFT(AQ735,1),\"-FCON_\",LEFT(AR735,1)),AV735=1,_xlfn.CONCAT(\"NONFUN_DEF\",\"-DCON_\",LEFT(AQ735,1),\"-FCON_\",LEFT(AR735,1)),AS735+AT735+AU735+AV735<1,_xlfn.CONCAT(\"-\"))","v":"-"}]
[null,null,null,null,null,null,null,null,null,null,null,null,null,null,null,null,null,null,null,null,null,0,null,null,null,null,null,null,null,null,null,0,0,0,0,"Unknown",{"$f":"_xlfn.IFS(G742=\"Natural\",0,H742=\"\",0,H742=\"COASTAL-CONSTRUCTED\",0,G742=\"Constructed\",_xlfn.XLOOKUP($H742,'Data Categories'!$U$4:$U$25,'Data Categories'!$V$4:V$25))","v":0},{"$f":"_xlfn.IFS(AK742=\"\",0,AJ742=\"Unknown\",0,AK742>1,AK742-AJ742,AK742=0,0)","v":0},{"$f":"_xlfn.IFS(Y742=\"\",0,Y742>1920,_xlfn.XLOOKUP($H742,'Data Categories'!$AE$20:$AE$42,'Data Categories'!$AG$20:$AG$42,0))","v":0},{"$f":"_xlfn.IFS(Y742=\"\",0,Y742>0,(2025-Y742))","v":0},{"$f":"_xlfn.IFS(Z742=\"Non-Deficient\",\"Non-Deficient\",Z742=\"Deficient\",\"Deficient\",AB742=\"Deficient\",\"Deficient\",Z742=\"Non-Deficient\",\"Non-Deficient\",AB742=\"Non-Deficient\",\"Non-Deficient\",P742=\"\",\"None\",AL742<0,\"Deficient\",AL742>10,\"Non-Deficient\")","v":"None"},{"$f":"_xlfn.IFS(H742=\"LOW WATER CROSSING\",\"Non-Functional\",G742=\"Natural\",\"Functional\",AA742=\"Functional\",\"Functional\",AC742=\"Functional\",\"Functional\",AA742=\"Non-Functional\",\"Non-Functional\",AC742=\"Non-Functional\",\"Non-Functional\",AA742=\"Unknown\",\"Unknown\",AC742=\"Unknown\",\"Unknown\",AA742=\"\",\"None\")","v":"None"},{"$f":"_xlfn.IFS(X742=\"Functionality\",\"Low\",W742=\"No\",\"Low\",Y742>=2015,\"High\",Y742>=1920,\"Low\",W742=\"\",\"None\",W742=\"Unknown\",\"None\")","v":"None"},{"$f":"_xlfn.IFS(H742=\"LOW WATER CROSSING\",\"Unknown\",G742=\"Natural\",\"None\",AM742<AN742,\"High\",AC742=\"Functional\",\"Low\",AC742=\"Non-Functional\",\"Low\",W742=\"No\",\"Low\",W742=\"Unknown\",\"None\",X742=\"Deficiency\",\"None\",W742=\"Yes\",\"High\",W742=\"\",\"None\")","v":"None"},0,0,0,0,{"$f":"_xlfn.CONCAT(LEFT(H742,3),\"-\")&IF(H742=\"-\",0,COUNTIF($H$4:H742,H742))","v":"-0"},{"$f":"_xlfn.IFS($H742<=0,\"-\",AS742=1,_xlfn.CONCAT(\"FUN_NONDEF\",\"-DCON_\",LEFT(AQ742,1),\"-FCON_\",LEFT(AR742,1)),AT742=1,_xlfn.CONCAT(\"FUN_DEF\",\"-DCON_\",LEFT(AQ742,1),\"-FCON_\",LEFT(AR742,1)),AU742=1,_xlfn.CONCAT(\"NONFUN_NONDEF\",\"-DCON_\",LEFT(AQ742,1),\"-FCON_\",LEFT(AR742,1)),AV742=1,_xlfn.CONCAT(\"NONFUN_DEF\",\"-DCON_\",LEFT(AQ742,1),\"-FCON_\",LEFT(AR742,1)),AS742+AT742+AU742+AV742<1,_xlfn.CONCAT(\"-\"))","v":"-"}]
[null,null,null,null,null,null,null,null,null,null,null,null,null,null,null,null,null,null,null,null,null,0,null,null,null,null,null,null,null,null,null,0,0,0,0,"Unknown",{"$f":"_xlfn.IFS(G751=\"Natural\",0,H751=\"\",0,H751=\"COASTAL-CONSTRUCTED\",0,G751=\"Constructed\",_xlfn.XLOOKUP($H751,'Data Categories'!$U$4:$U$25,'Data Categories'!$V$4:V$25))","v":0},{"$f":"_xlfn.IFS(AK751=\"\",0,AJ751=\"Unknown\",0,AK751>1,AK751-AJ751,AK751=0,0)","v":0},{"$f":"_xlfn.IFS(Y751=\"\",0,Y751>1920,_xlfn.XLOOKUP($H751,'Data Categories'!$AE$20:$AE$42,'Data Categories'!$AG$20:$AG$42,0))","v":0},{"$f":"_xlfn.IFS(Y751=\"\",0,Y751>0,(2025-Y751))","v":0},{"$f":"_xlfn.IFS(Z751=\"Non-Deficient\",\"Non-Deficient\",Z751=\"Deficient\",\"Deficient\",AB751=\"Deficient\",\"Deficient\",Z751=\"Non-Deficient\",\"Non-Deficient\",AB751=\"Non-Deficient\",\"Non-Deficient\",P751=\"\",\"None\",AL751<0,\"Deficient\",AL751>10,\"Non-Deficient\")","v":"None"},{"$f":"_xlfn.IFS(H751=\"LOW WATER CROSSING\",\"Non-Functional\",G751=\"Natural\",\"Functional\",AA751=\"Functional\",\"Functional\",AC751=\"Functional\",\"Functional\",AA751=\"Non-Functional\",\"Non-Functional\",AC751=\"Non-Functional\",\"Non-Functional\",AA751=\"Unknown\",\"Unknown\",AC751=\"Unknown\",\"Unknown\",AA751=\"\",\"None\")","v":"None"},{"$f":"_xlfn.IFS(X751=\"Functionality\",\"Low\",W751=\"No\",\"Low\",Y751>=2015,\"High\",Y751>=1920,\"Low\",W751=\"\",\"None\",W751=\"Unknown\",\"None\")","v":"None"},{"$f":"_xlfn.IFS(H751=\"LOW WATER CROSSING\",\"Unknown\",G751=\"Natural\",\"None\",AM751<AN751,\"High\",AC751=\"Functional\",\"Low\",AC751=\"Non-Functional\",\"Low\",W751=\"No\",\"Low\",W751=\"Unknown\",\"None\",X751=\"Deficiency\",\"None\",W751=\"Yes\",\"High\",W751=\"\",\"None\")","v":"None"},0,0,0,0,{"$f":"_xlfn.CONCAT(LEFT(H751,3),\"-\")&IF(H751=\"-\",0,COUNTIF($H$4:H751,H751))","v":"-0"},{"$f":"_xlfn.IFS($H751<=0,\"-\",AS751=1,_xlfn.CONCAT(\"FUN_NONDEF\",\"-DCON_\",LEFT(AQ751,1),\"-FCON_\",LEFT(AR751,1)),AT751=1,_xlfn.CONCAT(\"FUN_DEF\",\"-DCON_\",LEFT(AQ751,1),\"-FCON_\",LEFT(AR751,1)),AU751=1,_xlfn.CONCAT(\"NONFUN_NONDEF\",\"-DCON_\",LEFT(AQ751,1),\"-FCON_\",LEFT(AR751,1)),AV751=1,_xlfn.CONCAT(\"NONFUN_DEF\",\"-DCON_\",LEFT(AQ751,1),\"-FCON_\",LEFT(AR751,1)),AS751+AT751+AU751+AV751<1,_xlfn.CONCAT(\"-\"))","v":"-"}]
[null,null,null,null,null,null,null,null,null,null,null,null,null,null,null,null,null,null,null,null,null,0,null,null,null,null,null,null,null,null,null,0,0,0,0,"Unknown",{"$f":"_xlfn.IFS(G760=\"Natural\",0,H760=\"\",0,H760=\"COASTAL-CONSTRUCTED\",0,G760=\"Constructed\",_xlfn.XLOOKUP($H760,'Data Categories'!$U$4:$U$25,'Data Categories'!$V$4:V$25))","v":0},{"$f":"_xlfn.IFS(AK760=\"\",0,AJ760=\"Unknown\",0,AK760>1,AK760-AJ760,AK760=0,0)","v":0},{"$f":"_xlfn.IFS(Y760=\"\",0,Y760>1920,_xlfn.XLOOKUP($H760,'Data Categories'!$AE$20:$AE$42,'Data Categories'!$AG$20:$AG$42,0))","v":0},{"$f":"_xlfn.IFS(Y760=\"\",0,Y760>0,(2025-Y760))","v":0},{"$f":"_xlfn.IFS(Z760=\"Non-Deficient\",\"Non-Deficient\",Z760=\"Deficient\",\"Deficient\",AB760=\"Deficient\",\"Deficient\",Z760=\"Non-Deficient\",\"Non-Deficient\",AB760=\"Non-Deficient\",\"Non-Deficient\",P760=\"\",\"None\",AL760<0,\"Deficient\",AL760>10,\"Non-Deficient\")","v":"None"},{"$f":"_xlfn.IFS(H760=\"LOW WATER CROSSING\",\"Non-Functional\",G760=\"Natural\",\"Functional\",AA760=\"Functional\",\"Functional\",AC760=\"Functional\",\"Functional\",AA760=\"Non-Functional\",\"Non-Functional\",AC760=\"Non-Functional\",\"Non-Functional\",AA760=\"Unknown\",\"Unknown\",AC760=\"Unknown\",\"Unknown\",AA760=\"\",\"None\")","v":"None"},{"$f":"_xlfn.IFS(X760=\"Functionality\",\"Low\",W760=\"No\",\"Low\",Y760>=2015,\"High\",Y760>=1920,\"Low\",W760=\"\",\"None\",W760=\"Unknown\",\"None\")","v":"None"},{"$f":"_xlfn.IFS(H760=\"LOW WATER CROSSING\",\"Unknown\",G760=\"Natural\",\"None\",AM760<AN760,\"High\",AC760=\"Functional\",\"Low\",AC760=\"Non-Functional\",\"Low\",W760=\"No\",\"Low\",W760=\"Unknown\",\"None\",X760=\"Deficiency\",\"None\",W760=\"Yes\",\"High\",W760=\"\",\"None\")","v":"None"},0,0,0,0,{"$f":"_xlfn.CONCAT(LEFT(H760,3),\"-\")&IF(H760=\"-\",0,COUNTIF($H$4:H760,H760))","v":"-0"},{"$f":"_xlfn.IFS($H760<=0,\"-\",AS760=1,_xlfn.CONCAT(\"FUN_NONDEF\",\"-DCON_\",LEFT(AQ760,1),\"-FCON_\",LEFT(AR760,1)),AT760=1,_xlfn.CONCAT(\"FUN_DEF\",\"-DCON_\",LEFT(AQ760,1),\"-FCON_\",LEFT(AR760,1)),AU760=1,_xlfn.CONCAT(\"NONFUN_NONDEF\",\"-DCON_\",LEFT(AQ760,1),\"-FCON_\",LEFT(AR760,1)),AV760=1,_xlfn.CONCAT(\"NONFUN_DEF\",\"-DCON_\",LEFT(AQ760,1),\"-FCON_\",LEFT(AR760,1)),AS760+AT760+AU760+AV760<1,_xlfn.CONCAT(\"-\"))","v":"-"}]
[null,null,null,null,null,null,null,null,null,null,null,null,null,null,null,null,null,null,null,null,null,0,null,null,null,null,null,null,null,null,null,0,0,0,0,"Unknown",{"$f":"_xlfn.IFS(G763=\"Natural\",0,H763=\"\",0,H763=\"COASTAL-CONSTRUCTED\",0,G763=\"Constructed\",_xlfn.XLOOKUP($H763,'Data Categories'!$U$4:$U$25,'Data Categories'!$V$4:V$25))","v":0},{"$f":"_xlfn.IFS(AK763=\"\",0,AJ763=\"Unknown\",0,AK763>1,AK763-AJ763,AK763=0,0)","v":0},{"$f":"_xlfn.IFS(Y763=\"\",0,Y763>1920,_xlfn.XLOOKUP($H763,'Data Categories'!$AE$20:$AE$42,'Data Categories'!$AG$20:$AG$42,0))","v":0},{"$f":"_xlfn.IFS(Y763=\"\",0,Y763>0,(2025-Y763))","v":0},{"$f":"_xlfn.IFS(Z763=\"Non-Deficient\",\"Non-Deficient\",Z763=\"Deficient\",\"Deficient\",AB763=\"Deficient\",\"Deficient\",Z763=\"Non-Deficient\",\"Non-Deficient\",AB763=\"Non-Deficient\",\"Non-Deficient\",P763=\"\",\"None\",AL763<0,\"Deficient\",AL763>10,\"Non-Deficient\")","v":"None"},{"$f":"_xlfn.IFS(H763=\"LOW WATER CROSSING\",\"Non-Functional\",G763=\"Natural\",\"Functional\",AA763=\"Functional\",\"Functional\",AC763=\"Functional\",\"Functional\",AA763=\"Non-Functional\",\"Non-Functional\",AC763=\"Non-Functional\",\"Non-Functional\",AA763=\"Unknown\",\"Unknown\",AC763=\"Unknown\",\"Unknown\",AA763=\"\",\"None\")","v":"None"},{"$f":"_xlfn.IFS(X763=\"Functionality\",\"Low\",W763=\"No\",\"Low\",Y763>=2015,\"High\",Y763>=1920,\"Low\",W763=\"\",\"None\",W763=\"Unknown\",\"None\")","v":"None"},{"$f":"_xlfn.IFS(H763=\"LOW WATER CROSSING\",\"Unknown\",G763=\"Natural\",\"None\",AM763<AN763,\"High\",AC763=\"Functional\",\"Low\",AC763=\"Non-Functional\",\"Low\",W763=\"No\",\"Low\",W763=\"Unknown\",\"None\",X763=\"Deficiency\",\"None\",W763=\"Yes\",\"High\",W763=\"\",\"None\")","v":"None"},0,0,0,0,{"$f":"_xlfn.CONCAT(LEFT(H763,3),\"-\")&IF(H763=\"-\",0,COUNTIF($H$4:H763,H763))","v":"-0"},{"$f":"_xlfn.IFS($H763<=0,\"-\",AS763=1,_xlfn.CONCAT(\"FUN_NONDEF\",\"-DCON_\",LEFT(AQ763,1),\"-FCON_\",LEFT(AR763,1)),AT763=1,_xlfn.CONCAT(\"FUN_DEF\",\"-DCON_\",LEFT(AQ763,1),\"-FCON_\",LEFT(AR763,1)),AU763=1,_xlfn.CONCAT(\"NONFUN_NONDEF\",\"-DCON_\",LEFT(AQ763,1),\"-FCON_\",LEFT(AR763,1)),AV763=1,_xlfn.CONCAT(\"NONFUN_DEF\",\"-DCON_\",LEFT(AQ763,1),\"-FCON_\",LEFT(AR763,1)),AS763+AT763+AU763+AV763<1,_xlfn.CONCAT(\"-\"))","v":"-"}]
[null,null,null,null,null,null,null,null,null,null,null,null,null,null,null,null,null,null,null,null,null,0,null,null,null,null,null,null,null,null,null,0,0,0,0,"Unknown",{"$f":"_xlfn.IFS(G775=\"Natural\",0,H775=\"\",0,H775=\"COASTAL-CONSTRUCTED\",0,G775=\"Constructed\",_xlfn.XLOOKUP($H775,'Data Categories'!$U$4:$U$25,'Data Categories'!$V$4:V$25))","v":0},{"$f":"_xlfn.IFS(AK775=\"\",0,AJ775=\"Unknown\",0,AK775>1,AK775-AJ775,AK775=0,0)","v":0},{"$f":"_xlfn.IFS(Y775=\"\",0,Y775>1920,_xlfn.XLOOKUP($H775,'Data Categories'!$AE$20:$AE$42,'Data Categories'!$AG$20:$AG$42,0))","v":0},{"$f":"_xlfn.IFS(Y775=\"\",0,Y775>0,(2025-Y775))","v":0},{"$f":"_xlfn.IFS(Z775=\"Non-Deficient\",\"Non-Deficient\",Z775=\"Deficient\",\"Deficient\",AB775=\"Deficient\",\"Deficient\",Z775=\"Non-Deficient\",\"Non-Deficient\",AB775=\"Non-Deficient\",\"Non-Deficient\",P775=\"\",\"None\",AL775<0,\"Deficient\",AL775>10,\"Non-Deficient\")","v":"None"},{"$f":"_xlfn.IFS(H775=\"LOW WATER CROSSING\",\"Non-Functional\",G775=\"Natural\",\"Functional\",AA775=\"Functional\",\"Functional\",AC775=\"Functional\",\"Functional\",AA775=\"Non-Functional\",\"Non-Functional\",AC775=\"Non-Functional\",\"Non-Functional\",AA775=\"Unknown\",\"Unknown\",AC775=\"Unknown\",\"Unknown\",AA775=\"\",\"None\")","v":"None"},{"$f":"_xlfn.IFS(X775=\"Functionality\",\"Low\",W775=\"No\",\"Low\",Y775>=2015,\"High\",Y775>=1920,\"Low\",W775=\"\",\"None\",W775=\"Unknown\",\"None\")","v":"None"},{"$f":"_xlfn.IFS(H775=\"LOW WATER CROSSING\",\"Unknown\",G775=\"Natural\",\"None\",AM775<AN775,\"High\",AC775=\"Functional\",\"Low\",AC775=\"Non-Functional\",\"Low\",W775=\"No\",\"Low\",W775=\"Unknown\",\"None\",X775=\"Deficiency\",\"None\",W775=\"Yes\",\"High\",W775=\"\",\"None\")","v":"None"},0,0,0,0,{"$f":"_xlfn.CONCAT(LEFT(H775,3),\"-\")&IF(H775=\"-\",0,COUNTIF($H$4:H775,H775))","v":"-0"},{"$f":"_xlfn.IFS($H775<=0,\"-\",AS775=1,_xlfn.CONCAT(\"FUN_NONDEF\",\"-DCON_\",LEFT(AQ775,1),\"-FCON_\",LEFT(AR775,1)),AT775=1,_xlfn.CONCAT(\"FUN_DEF\",\"-DCON_\",LEFT(AQ775,1),\"-FCON_\",LEFT(AR775,1)),AU775=1,_xlfn.CONCAT(\"NONFUN_NONDEF\",\"-DCON_\",LEFT(AQ775,1),\"-FCON_\",LEFT(AR775,1)),AV775=1,_xlfn.CONCAT(\"NONFUN_DEF\",\"-DCON_\",LEFT(AQ775,1),\"-FCON_\",LEFT(AR775,1)),AS775+AT775+AU775+AV775<1,_xlfn.CONCAT(\"-\"))","v":"-"}]
[null,null,null,null,null,null,null,null,null,null,null,null,null,null,null,null,null,null,null,null,null,0,null,null,null,null,null,null,null,null,null,0,0,0,0,"Unknown",{"$f":"_xlfn.IFS(G782=\"Natural\",0,H782=\"\",0,H782=\"COASTAL-CONSTRUCTED\",0,G782=\"Constructed\",_xlfn.XLOOKUP($H782,'Data Categories'!$U$4:$U$25,'Data Categories'!$V$4:V$25))","v":0},{"$f":"_xlfn.IFS(AK782=\"\",0,AJ782=\"Unknown\",0,AK782>1,AK782-AJ782,AK782=0,0)","v":0},{"$f":"_xlfn.IFS(Y782=\"\",0,Y782>1920,_xlfn.XLOOKUP($H782,'Data Categories'!$AE$20:$AE$42,'Data Categories'!$AG$20:$AG$42,0))","v":0},{"$f":"_xlfn.IFS(Y782=\"\",0,Y782>0,(2025-Y782))","v":0},{"$f":"_xlfn.IFS(Z782=\"Non-Deficient\",\"Non-Deficient\",Z782=\"Deficient\",\"Deficient\",AB782=\"Deficient\",\"Deficient\",Z782=\"Non-Deficient\",\"Non-Deficient\",AB782=\"Non-Deficient\",\"Non-Deficient\",P782=\"\",\"None\",AL782<0,\"Deficient\",AL782>10,\"Non-Deficient\")","v":"None"},{"$f":"_xlfn.IFS(H782=\"LOW WATER CROSSING\",\"Non-Functional\",G782=\"Natural\",\"Functional\",AA782=\"Functional\",\"Functional\",AC782=\"Functional\",\"Functional\",AA782=\"Non-Functional\",\"Non-Functional\",AC782=\"Non-Functional\",\"Non-Functional\",AA782=\"Unknown\",\"Unknown\",AC782=\"Unknown\",\"Unknown\",AA782=\"\",\"None\")","v":"None"},{"$f":"_xlfn.IFS(X782=\"Functionality\",\"Low\",W782=\"No\",\"Low\",Y782>=2015,\"High\",Y782>=1920,\"Low\",W782=\"\",\"None\",W782=\"Unknown\",\"None\")","v":"None"},{"$f":"_xlfn.IFS(H782=\"LOW WATER CROSSING\",\"Unknown\",G782=\"Natural\",\"None\",AM782<AN782,\"High\",AC782=\"Functional\",\"Low\",AC782=\"Non-Functional\",\"Low\",W782=\"No\",\"Low\",W782=\"Unknown\",\"None\",X782=\"Deficiency\",\"None\",W782=\"Yes\",\"High\",W782=\"\",\"None\")","v":"None"},0,0,0,0,{"$f":"_xlfn.CONCAT(LEFT(H782,3),\"-\")&IF(H782=\"-\",0,COUNTIF($H$4:H782,H782))","v":"-0"},{"$f":"_xlfn.IFS($H782<=0,\"-\",AS782=1,_xlfn.CONCAT(\"FUN_NONDEF\",\"-DCON_\",LEFT(AQ782,1),\"-FCON_\",LEFT(AR782,1)),AT782=1,_xlfn.CONCAT(\"FUN_DEF\",\"-DCON_\",LEFT(AQ782,1),\"-FCON_\",LEFT(AR782,1)),AU782=1,_xlfn.CONCAT(\"NONFUN_NONDEF\",\"-DCON_\",LEFT(AQ782,1),\"-FCON_\",LEFT(AR782,1)),AV782=1,_xlfn.CONCAT(\"NONFUN_DEF\",\"-DCON_\",LEFT(AQ782,1),\"-FCON_\",LEFT(AR782,1)),AS782+AT782+AU782+AV782<1,_xlfn.CONCAT(\"-\"))","v":"-"}]
[null,null,null,null,null,null,null,null,null,null,null,null,null,null,null,null,null,null,null,null,null,0,null,null,null,null,null,null,null,null,null,0,0,0,0,"Unknown",{"$f":"_xlfn.IFS(G793=\"Natural\",0,H793=\"\",0,H793=\"COASTAL-CONSTRUCTED\",0,G793=\"Constructed\",_xlfn.XLOOKUP($H793,'Data Categories'!$U$4:$U$25,'Data Categories'!$V$4:V$25))","v":0},{"$f":"_xlfn.IFS(AK793=\"\",0,AJ793=\"Unknown\",0,AK793>1,AK793-AJ793,AK793=0,0)","v":0},{"$f":"_xlfn.IFS(Y793=\"\",0,Y793>1920,_xlfn.XLOOKUP($H793,'Data Categories'!$AE$20:$AE$42,'Data Categories'!$AG$20:$AG$42,0))","v":0},{"$f":"_xlfn.IFS(Y793=\"\",0,Y793>0,(2025-Y793))","v":0},{"$f":"_xlfn.IFS(Z793=\"Non-Deficient\",\"Non-Deficient\",Z793=\"Deficient\",\"Deficient\",AB793=\"Deficient\",\"Deficient\",Z793=\"Non-Deficient\",\"Non-Deficient\",AB793=\"Non-Deficient\",\"Non-Deficient\",P793=\"\",\"None\",AL793<0,\"Deficient\",AL793>10,\"Non-Deficient\")","v":"None"},{"$f":"_xlfn.IFS(H793=\"LOW WATER CROSSING\",\"Non-Functional\",G793=\"Natural\",\"Functional\",AA793=\"Functional\",\"Functional\",AC793=\"Functional\",\"Functional\",AA793=\"Non-Functional\",\"Non-Functional\",AC793=\"Non-Functional\",\"Non-Functional\",AA793=\"Unknown\",\"Unknown\",AC793=\"Unknown\",\"Unknown\",AA793=\"\",\"None\")","v":"None"},{"$f":"_xlfn.IFS(X793=\"Functionality\",\"Low\",W793=\"No\",\"Low\",Y793>=2015,\"High\",Y793>=1920,\"Low\",W793=\"\",\"None\",W793=\"Unknown\",\"None\")","v":"None"},{"$f":"_xlfn.IFS(H793=\"LOW WATER CROSSING\",\"Unknown\",G793=\"Natural\",\"None\",AM793<AN793,\"High\",AC793=\"Functional\",\"Low\",AC793=\"Non-Functional\",\"Low\",W793=\"No\",\"Low\",W793=\"Unknown\",\"None\",X793=\"Deficiency\",\"None\",W793=\"Yes\",\"High\",W793=\"\",\"None\")","v":"None"},0,0,0,0,{"$f":"_xlfn.CONCAT(LEFT(H793,3),\"-\")&IF(H793=\"-\",0,COUNTIF($H$4:H793,H793))","v":"-0"},{"$f":"_xlfn.IFS($H793<=0,\"-\",AS793=1,_xlfn.CONCAT(\"FUN_NONDEF\",\"-DCON_\",LEFT(AQ793,1),\"-FCON_\",LEFT(AR793,1)),AT793=1,_xlfn.CONCAT(\"FUN_DEF\",\"-DCON_\",LEFT(AQ793,1),\"-FCON_\",LEFT(AR793,1)),AU793=1,_xlfn.CONCAT(\"NONFUN_NONDEF\",\"-DCON_\",LEFT(AQ793,1),\"-FCON_\",LEFT(AR793,1)),AV793=1,_xlfn.CONCAT(\"NONFUN_DEF\",\"-DCON_\",LEFT(AQ793,1),\"-FCON_\",LEFT(AR793,1)),AS793+AT793+AU793+AV793<1,_xlfn.CONCAT(\"-\"))","v":"-"}]
[null,null,null,null,null,null,null,null,null,null,null,null,null,null,null,null,null,null,null,null,null,0,null,null,null,null,null,null,null,null,null,0,0,0,0,"Unknown",{"$f":"_xlfn.IFS(G805=\"Natural\",0,H805=\"\",0,H805=\"COASTAL-CONSTRUCTED\",0,G805=\"Constructed\",_xlfn.XLOOKUP($H805,'Data Categories'!$U$4:$U$25,'Data Categories'!$V$4:V$25))","v":0},{"$f":"_xlfn.IFS(AK805=\"\",0,AJ805=\"Unknown\",0,AK805>1,AK805-AJ805,AK805=0,0)","v":0},{"$f":"_xlfn.IFS(Y805=\"\",0,Y805>1920,_xlfn.XLOOKUP($H805,'Data Categories'!$AE$20:$AE$42,'Data Categories'!$AG$20:$AG$42,0))","v":0},{"$f":"_xlfn.IFS(Y805=\"\",0,Y805>0,(2025-Y805))","v":0},{"$f":"_xlfn.IFS(Z805=\"Non-Deficient\",\"Non-Deficient\",Z805=\"Deficient\",\"Deficient\",AB805=\"Deficient\",\"Deficient\",Z805=\"Non-Deficient\",\"Non-Deficient\",AB805=\"Non-Deficient\",\"Non-Deficient\",P805=\"\",\"None\",AL805<0,\"Deficient\",AL805>10,\"Non-Deficient\")","v":"None"},{"$f":"_xlfn.IFS(H805=\"LOW WATER CROSSING\",\"Non-Functional\",G805=\"Natural\",\"Functional\",AA805=\"Functional\",\"Functional\",AC805=\"Functional\",\"Functional\",AA805=\"Non-Functional\",\"Non-Functional\",AC805=\"Non-Functional\",\"Non-Functional\",AA805=\"Unknown\",\"Unknown\",AC805=\"Unknown\",\"Unknown\",AA805=\"\",\"None\")","v":"None"},{"$f":"_xlfn.IFS(X805=\"Functionality\",\"Low\",W805=\"No\",\"Low\",Y805>=2015,\"High\",Y805>=1920,\"Low\",W805=\"\",\"None\",W805=\"Unknown\",\"None\")","v":"None"},{"$f":"_xlfn.IFS(H805=\"LOW WATER CROSSING\",\"Unknown\",G805=\"Natural\",\"None\",AM805<AN805,\"High\",AC805=\"Functional\",\"Low\",AC805=\"Non-Functional\",\"Low\",W805=\"No\",\"Low\",W805=\"Unknown\",\"None\",X805=\"Deficiency\",\"None\",W805=\"Yes\",\"High\",W805=\"\",\"None\")","v":"None"},0,0,0,0,{"$f":"_xlfn.CONCAT(LEFT(H805,3),\"-\")&IF(H805=\"-\",0,COUNTIF($H$4:H805,H805))","v":"-0"},{"$f":"_xlfn.IFS($H805<=0,\"-\",AS805=1,_xlfn.CONCAT(\"FUN_NONDEF\",\"-DCON_\",LEFT(AQ805,1),\"-FCON_\",LEFT(AR805,1)),AT805=1,_xlfn.CONCAT(\"FUN_DEF\",\"-DCON_\",LEFT(AQ805,1),\"-FCON_\",LEFT(AR805,1)),AU805=1,_xlfn.CONCAT(\"NONFUN_NONDEF\",\"-DCON_\",LEFT(AQ805,1),\"-FCON_\",LEFT(AR805,1)),AV805=1,_xlfn.CONCAT(\"NONFUN_DEF\",\"-DCON_\",LEFT(AQ805,1),\"-FCON_\",LEFT(AR805,1)),AS805+AT805+AU805+AV805<1,_xlfn.CONCAT(\"-\"))","v":"-"}]
[null,null,null,null,null,null,null,null,null,null,null,null,null,null,null,null,null,null,null,null,null,0,null,null,null,null,null,null,null,null,null,0,0,0,0,"Unknown",{"$f":"_xlfn.IFS(G812=\"Natural\",0,H812=\"\",0,H812=\"COASTAL-CONSTRUCTED\",0,G812=\"Constructed\",_xlfn.XLOOKUP($H812,'Data Categories'!$U$4:$U$25,'Data Categories'!$V$4:V$25))","v":0},{"$f":"_xlfn.IFS(AK812=\"\",0,AJ812=\"Unknown\",0,AK812>1,AK812-AJ812,AK812=0,0)","v":0},{"$f":"_xlfn.IFS(Y812=\"\",0,Y812>1920,_xlfn.XLOOKUP($H812,'Data Categories'!$AE$20:$AE$42,'Data Categories'!$AG$20:$AG$42,0))","v":0},{"$f":"_xlfn.IFS(Y812=\"\",0,Y812>0,(2025-Y812))","v":0},{"$f":"_xlfn.IFS(Z812=\"Non-Deficient\",\"Non-Deficient\",Z812=\"Deficient\",\"Deficient\",AB812=\"Deficient\",\"Deficient\",Z812=\"Non-Deficient\",\"Non-Deficient\",AB812=\"Non-Deficient\",\"Non-Deficient\",P812=\"\",\"None\",AL812<0,\"Deficient\",AL812>10,\"Non-Deficient\")","v":"None"},{"$f":"_xlfn.IFS(H812=\"LOW WATER CROSSING\",\"Non-Functional\",G812=\"Natural\",\"Functional\",AA812=\"Functional\",\"Functional\",AC812=\"Functional\",\"Functional\",AA812=\"Non-Functional\",\"Non-Functional\",AC812=\"Non-Functional\",\"Non-Functional\",AA812=\"Unknown\",\"Unknown\",AC812=\"Unknown\",\"Unknown\",AA812=\"\",\"None\")","v":"None"},{"$f":"_xlfn.IFS(X812=\"Functionality\",\"Low\",W812=\"No\",\"Low\",Y812>=2015,\"High\",Y812>=1920,\"Low\",W812=\"\",\"None\",W812=\"Unknown\",\"None\")","v":"None"},{"$f":"_xlfn.IFS(H812=\"LOW WATER CROSSING\",\"Unknown\",G812=\"Natural\",\"None\",AM812<AN812,\"High\",AC812=\"Functional\",\"Low\",AC812=\"Non-Functional\",\"Low\",W812=\"No\",\"Low\",W812=\"Unknown\",\"None\",X812=\"Deficiency\",\"None\",W812=\"Yes\",\"High\",W812=\"\",\"None\")","v":"None"},0,0,0,0,{"$f":"_xlfn.CONCAT(LEFT(H812,3),\"-\")&IF(H812=\"-\",0,COUNTIF($H$4:H812,H812))","v":"-0"},{"$f":"_xlfn.IFS($H812<=0,\"-\",AS812=1,_xlfn.CONCAT(\"FUN_NONDEF\",\"-DCON_\",LEFT(AQ812,1),\"-FCON_\",LEFT(AR812,1)),AT812=1,_xlfn.CONCAT(\"FUN_DEF\",\"-DCON_\",LEFT(AQ812,1),\"-FCON_\",LEFT(AR812,1)),AU812=1,_xlfn.CONCAT(\"NONFUN_NONDEF\",\"-DCON_\",LEFT(AQ812,1),\"-FCON_\",LEFT(AR812,1)),AV812=1,_xlfn.CONCAT(\"NONFUN_DEF\",\"-DCON_\",LEFT(AQ812,1),\"-FCON_\",LEFT(AR812,1)),AS812+AT812+AU812+AV812<1,_xlfn.CONCAT(\"-\"))","v":"-"}]
[null,null,null,null,null,null,null,null,null,null,null,null,null,null,null,null,null,null,null,null,null,0,null,null,null,null,null,null,null,null,null,0,0,0,0,"Unknown",{"$f":"_xlfn.IFS(G821=\"Natural\",0,H821=\"\",0,H821=\"COASTAL-CONSTRUCTED\",0,G821=\"Constructed\",_xlfn.XLOOKUP($H821,'Data Categories'!$U$4:$U$25,'Data Categories'!$V$4:V$25))","v":0},{"$f":"_xlfn.IFS(AK821=\"\",0,AJ821=\"Unknown\",0,AK821>1,AK821-AJ821,AK821=0,0)","v":0},{"$f":"_xlfn.IFS(Y821=\"\",0,Y821>1920,_xlfn.XLOOKUP($H821,'Data Categories'!$AE$20:$AE$42,'Data Categories'!$AG$20:$AG$42,0))","v":0},{"$f":"_xlfn.IFS(Y821=\"\",0,Y821>0,(2025-Y821))","v":0},{"$f":"_xlfn.IFS(Z821=\"Non-Deficient\",\"Non-Deficient\",Z821=\"Deficient\",\"Deficient\",AB821=\"Deficient\",\"Deficient\",Z821=\"Non-Deficient\",\"Non-Deficient\",AB821=\"Non-Deficient\",\"Non-Deficient\",P821=\"\",\"None\",AL821<0,\"Deficient\",AL821>10,\"Non-Deficient\")","v":"None"},{"$f":"_xlfn.IFS(H821=\"LOW WATER CROSSING\",\"Non-Functional\",G821=\"Natural\",\"Functional\",AA821=\"Functional\",\"Functional\",AC821=\"Functional\",\"Functional\",AA821=\"Non-Functional\",\"Non-Functional\",AC821=\"Non-Functional\",\"Non-Functional\",AA821=\"Unknown\",\"Unknown\",AC821=\"Unknown\",\"Unknown\",AA821=\"\",\"None\")","v":"None"},{"$f":"_xlfn.IFS(X821=\"Functionality\",\"Low\",W821=\"No\",\"Low\",Y821>=2015,\"High\",Y821>=1920,\"Low\",W821=\"\",\"None\",W821=\"Unknown\",\"None\")","v":"None"},{"$f":"_xlfn.IFS(H821=\"LOW WATER CROSSING\",\"Unknown\",G821=\"Natural\",\"None\",AM821<AN821,\"High\",AC821=\"Functional\",\"Low\",AC821=\"Non-Functional\",\"Low\",W821=\"No\",\"Low\",W821=\"Unknown\",\"None\",X821=\"Deficiency\",\"None\",W821=\"Yes\",\"High\",W821=\"\",\"None\")","v":"None"},0,0,0,0,{"$f":"_xlfn.CONCAT(LEFT(H821,3),\"-\")&IF(H821=\"-\",0,COUNTIF($H$4:H821,H821))","v":"-0"},{"$f":"_xlfn.IFS($H821<=0,\"-\",AS821=1,_xlfn.CONCAT(\"FUN_NONDEF\",\"-DCON_\",LEFT(AQ821,1),\"-FCON_\",LEFT(AR821,1)),AT821=1,_xlfn.CONCAT(\"FUN_DEF\",\"-DCON_\",LEFT(AQ821,1),\"-FCON_\",LEFT(AR821,1)),AU821=1,_xlfn.CONCAT(\"NONFUN_NONDEF\",\"-DCON_\",LEFT(AQ821,1),\"-FCON_\",LEFT(AR821,1)),AV821=1,_xlfn.CONCAT(\"NONFUN_DEF\",\"-DCON_\",LEFT(AQ821,1),\"-FCON_\",LEFT(AR821,1)),AS821+AT821+AU821+AV821<1,_xlfn.CONCAT(\"-\"))","v":"-"}]
[null,null,null,null,null,null,null,null,null,null,null,null,null,null,null,null,null,null,null,null,null,0,null,null,null,null,null,null,null,null,null,0,0,0,0,"Unknown",{"$f":"_xlfn.IFS(G830=\"Natural\",0,H830=\"\",0,H830=\"COASTAL-CONSTRUCTED\",0,G830=\"Constructed\",_xlfn.XLOOKUP($H830,'Data Categories'!$U$4:$U$25,'Data Categories'!$V$4:V$25))","v":0},{"$f":"_xlfn.IFS(AK830=\"\",0,AJ830=\"Unknown\",0,AK830>1,AK830-AJ830,AK830=0,0)","v":0},{"$f":"_xlfn.IFS(Y830=\"\",0,Y830>1920,_xlfn.XLOOKUP($H830,'Data Categories'!$AE$20:$AE$42,'Data Categories'!$AG$20:$AG$42,0))","v":0},{"$f":"_xlfn.IFS(Y830=\"\",0,Y830>0,(2025-Y830))","v":0},{"$f":"_xlfn.IFS(Z830=\"Non-Deficient\",\"Non-Deficient\",Z830=\"Deficient\",\"Deficient\",AB830=\"Deficient\",\"Deficient\",Z830=\"Non-Deficient\",\"Non-Deficient\",AB830=\"Non-Deficient\",\"Non-Deficient\",P830=\"\",\"None\",AL830<0,\"Deficient\",AL830>10,\"Non-Deficient\")","v":"None"},{"$f":"_xlfn.IFS(H830=\"LOW WATER CROSSING\",\"Non-Functional\",G830=\"Natural\",\"Functional\",AA830=\"Functional\",\"Functional\",AC830=\"Functional\",\"Functional\",AA830=\"Non-Functional\",\"Non-Functional\",AC830=\"Non-Functional\",\"Non-Functional\",AA830=\"Unknown\",\"Unknown\",AC830=\"Unknown\",\"Unknown\",AA830=\"\",\"None\")","v":"None"},{"$f":"_xlfn.IFS(X830=\"Functionality\",\"Low\",W830=\"No\",\"Low\",Y830>=2015,\"High\",Y830>=1920,\"Low\",W830=\"\",\"None\",W830=\"Unknown\",\"None\")","v":"None"},{"$f":"_xlfn.IFS(H830=\"LOW WATER CROSSING\",\"Unknown\",G830=\"Natural\",\"None\",AM830<AN830,\"High\",AC830=\"Functional\",\"Low\",AC830=\"Non-Functional\",\"Low\",W830=\"No\",\"Low\",W830=\"Unknown\",\"None\",X830=\"Deficiency\",\"None\",W830=\"Yes\",\"High\",W830=\"\",\"None\")","v":"None"},0,0,0,0,{"$f":"_xlfn.CONCAT(LEFT(H830,3),\"-\")&IF(H830=\"-\",0,COUNTIF($H$4:H830,H830))","v":"-0"},{"$f":"_xlfn.IFS($H830<=0,\"-\",AS830=1,_xlfn.CONCAT(\"FUN_NONDEF\",\"-DCON_\",LEFT(AQ830,1),\"-FCON_\",LEFT(AR830,1)),AT830=1,_xlfn.CONCAT(\"FUN_DEF\",\"-DCON_\",LEFT(AQ830,1),\"-FCON_\",LEFT(AR830,1)),AU830=1,_xlfn.CONCAT(\"NONFUN_NONDEF\",\"-DCON_\",LEFT(AQ830,1),\"-FCON_\",LEFT(AR830,1)),AV830=1,_xlfn.CONCAT(\"NONFUN_DEF\",\"-DCON_\",LEFT(AQ830,1),\"-FCON_\",LEFT(AR830,1)),AS830+AT830+AU830+AV830<1,_xlfn.CONCAT(\"-\"))","v":"-"}]
[null,null,null,null,null,null,null,null,null,null,null,null,null,null,null,null,null,null,null,null,null,0,null,null,null,null,null,null,null,null,null,0,0,0,0,"Unknown",{"$f":"_xlfn.IFS(G833=\"Natural\",0,H833=\"\",0,H833=\"COASTAL-CONSTRUCTED\",0,G833=\"Constructed\",_xlfn.XLOOKUP($H833,'Data Categories'!$U$4:$U$25,'Data Categories'!$V$4:V$25))","v":0},{"$f":"_xlfn.IFS(AK833=\"\",0,AJ833=\"Unknown\",0,AK833>1,AK833-AJ833,AK833=0,0)","v":0},{"$f":"_xlfn.IFS(Y833=\"\",0,Y833>1920,_xlfn.XLOOKUP($H833,'Data Categories'!$AE$20:$AE$42,'Data Categories'!$AG$20:$AG$42,0))","v":0},{"$f":"_xlfn.IFS(Y833=\"\",0,Y833>0,(2025-Y833))","v":0},{"$f":"_xlfn.IFS(Z833=\"Non-Deficient\",\"Non-Deficient\",Z833=\"Deficient\",\"Deficient\",AB833=\"Deficient\",\"Deficient\",Z833=\"Non-Deficient\",\"Non-Deficient\",AB833=\"Non-Deficient\",\"Non-Deficient\",P833=\"\",\"None\",AL833<0,\"Deficient\",AL833>10,\"Non-Deficient\")","v":"None"},{"$f":"_xlfn.IFS(H833=\"LOW WATER CROSSING\",\"Non-Functional\",G833=\"Natural\",\"Functional\",AA833=\"Functional\",\"Functional\",AC833=\"Functional\",\"Functional\",AA833=\"Non-Functional\",\"Non-Functional\",AC833=\"Non-Functional\",\"Non-Functional\",AA833=\"Unknown\",\"Unknown\",AC833=\"Unknown\",\"Unknown\",AA833=\"\",\"None\")","v":"None"},{"$f":"_xlfn.IFS(X833=\"Functionality\",\"Low\",W833=\"No\",\"Low\",Y833>=2015,\"High\",Y833>=1920,\"Low\",W833=\"\",\"None\",W833=\"Unknown\",\"None\")","v":"None"},{"$f":"_xlfn.IFS(H833=\"LOW WATER CROSSING\",\"Unknown\",G833=\"Natural\",\"None\",AM833<AN833,\"High\",AC833=\"Functional\",\"Low\",AC833=\"Non-Functional\",\"Low\",W833=\"No\",\"Low\",W833=\"Unknown\",\"None\",X833=\"Deficiency\",\"None\",W833=\"Yes\",\"High\",W833=\"\",\"None\")","v":"None"},0,0,0,0,{"$f":"_xlfn.CONCAT(LEFT(H833,3),\"-\")&IF(H833=\"-\",0,COUNTIF($H$4:H833,H833))","v":"-0"},{"$f":"_xlfn.IFS($H833<=0,\"-\",AS833=1,_xlfn.CONCAT(\"FUN_NONDEF\",\"-DCON_\",LEFT(AQ833,1),\"-FCON_\",LEFT(AR833,1)),AT833=1,_xlfn.CONCAT(\"FUN_DEF\",\"-DCON_\",LEFT(AQ833,1),\"-FCON_\",LEFT(AR833,1)),AU833=1,_xlfn.CONCAT(\"NONFUN_NONDEF\",\"-DCON_\",LEFT(AQ833,1),\"-FCON_\",LEFT(AR833,1)),AV833=1,_xlfn.CONCAT(\"NONFUN_DEF\",\"-DCON_\",LEFT(AQ833,1),\"-FCON_\",LEFT(AR833,1)),AS833+AT833+AU833+AV833<1,_xlfn.CONCAT(\"-\"))","v":"-"}]
[null,null,null,null,null,null,null,null,null,null,null,null,null,null,null,null,null,null,null,null,null,0,null,null,null,null,null,null,null,null,null,0,0,0,0,"Unknown",{"$f":"_xlfn.IFS(G845=\"Natural\",0,H845=\"\",0,H845=\"COASTAL-CONSTRUCTED\",0,G845=\"Constructed\",_xlfn.XLOOKUP($H845,'Data Categories'!$U$4:$U$25,'Data Categories'!$V$4:V$25))","v":0},{"$f":"_xlfn.IFS(AK845=\"\",0,AJ845=\"Unknown\",0,AK845>1,AK845-AJ845,AK845=0,0)","v":0},{"$f":"_xlfn.IFS(Y845=\"\",0,Y845>1920,_xlfn.XLOOKUP($H845,'Data Categories'!$AE$20:$AE$42,'Data Categories'!$AG$20:$AG$42,0))","v":0},{"$f":"_xlfn.IFS(Y845=\"\",0,Y845>0,(2025-Y845))","v":0},{"$f":"_xlfn.IFS(Z845=\"Non-Deficient\",\"Non-Deficient\",Z845=\"Deficient\",\"Deficient\",AB845=\"Deficient\",\"Deficient\",Z845=\"Non-Deficient\",\"Non-Deficient\",AB845=\"Non-Deficient\",\"Non-Deficient\",P845=\"\",\"None\",AL845<0,\"Deficient\",AL845>10,\"Non-Deficient\")","v":"None"},{"$f":"_xlfn.IFS(H845=\"LOW WATER CROSSING\",\"Non-Functional\",G845=\"Natural\",\"Functional\",AA845=\"Functional\",\"Functional\",AC845=\"Functional\",\"Functional\",AA845=\"Non-Functional\",\"Non-Functional\",AC845=\"Non-Functional\",\"Non-Functional\",AA845=\"Unknown\",\"Unknown\",AC845=\"Unknown\",\"Unknown\",AA845=\"\",\"None\")","v":"None"},{"$f":"_xlfn.IFS(X845=\"Functionality\",\"Low\",W845=\"No\",\"Low\",Y845>=2015,\"High\",Y845>=1920,\"Low\",W845=\"\",\"None\",W845=\"Unknown\",\"None\")","v":"None"},{"$f":"_xlfn.IFS(H845=\"LOW WATER CROSSING\",\"Unknown\",G845=\"Natural\",\"None\",AM845<AN845,\"High\",AC845=\"Functional\",\"Low\",AC845=\"Non-Functional\",\"Low\",W845=\"No\",\"Low\",W845=\"Unknown\",\"None\",X845=\"Deficiency\",\"None\",W845=\"Yes\",\"High\",W845=\"\",\"None\")","v":"None"},0,0,0,0,{"$f":"_xlfn.CONCAT(LEFT(H845,3),\"-\")&IF(H845=\"-\",0,COUNTIF($H$4:H845,H845))","v":"-0"},{"$f":"_xlfn.IFS($H845<=0,\"-\",AS845=1,_xlfn.CONCAT(\"FUN_NONDEF\",\"-DCON_\",LEFT(AQ845,1),\"-FCON_\",LEFT(AR845,1)),AT845=1,_xlfn.CONCAT(\"FUN_DEF\",\"-DCON_\",LEFT(AQ845,1),\"-FCON_\",LEFT(AR845,1)),AU845=1,_xlfn.CONCAT(\"NONFUN_NONDEF\",\"-DCON_\",LEFT(AQ845,1),\"-FCON_\",LEFT(AR845,1)),AV845=1,_xlfn.CONCAT(\"NONFUN_DEF\",\"-DCON_\",LEFT(AQ845,1),\"-FCON_\",LEFT(AR845,1)),AS845+AT845+AU845+AV845<1,_xlfn.CONCAT(\"-\"))","v":"-"}]
[null,null,null,null,null,null,null,null,null,null,null,null,null,null,null,null,null,null,null,null,null,0,null,null,null,null,null,null,null,null,null,0,0,0,0,"Unknown",{"$f":"_xlfn.IFS(G852=\"Natural\",0,H852=\"\",0,H852=\"COASTAL-CONSTRUCTED\",0,G852=\"Constructed\",_xlfn.XLOOKUP($H852,'Data Categories'!$U$4:$U$25,'Data Categories'!$V$4:V$25))","v":0},{"$f":"_xlfn.IFS(AK852=\"\",0,AJ852=\"Unknown\",0,AK852>1,AK852-AJ852,AK852=0,0)","v":0},{"$f":"_xlfn.IFS(Y852=\"\",0,Y852>1920,_xlfn.XLOOKUP($H852,'Data Categories'!$AE$20:$AE$42,'Data Categories'!$AG$20:$AG$42,0))","v":0},{"$f":"_xlfn.IFS(Y852=\"\",0,Y852>0,(2025-Y852))","v":0},{"$f":"_xlfn.IFS(Z852=\"Non-Deficient\",\"Non-Deficient\",Z852=\"Deficient\",\"Deficient\",AB852=\"Deficient\",\"Deficient\",Z852=\"Non-Deficient\",\"Non-Deficient\",AB852=\"Non-Deficient\",\"Non-Deficient\",P852=\"\",\"None\",AL852<0,\"Deficient\",AL852>10,\"Non-Deficient\")","v":"None"},{"$f":"_xlfn.IFS(H852=\"LOW WATER CROSSING\",\"Non-Functional\",G852=\"Natural\",\"Functional\",AA852=\"Functional\",\"Functional\",AC852=\"Functional\",\"Functional\",AA852=\"Non-Functional\",\"Non-Functional\",AC852=\"Non-Functional\",\"Non-Functional\",AA852=\"Unknown\",\"Unknown\",AC852=\"Unknown\",\"Unknown\",AA852=\"\",\"None\")","v":"None"},{"$f":"_xlfn.IFS(X852=\"Functionality\",\"Low\",W852=\"No\",\"Low\",Y852>=2015,\"High\",Y852>=1920,\"Low\",W852=\"\",\"None\",W852=\"Unknown\",\"None\")","v":"None"},{"$f":"_xlfn.IFS(H852=\"LOW WATER CROSSING\",\"Unknown\",G852=\"Natural\",\"None\",AM852<AN852,\"High\",AC852=\"Functional\",\"Low\",AC852=\"Non-Functional\",\"Low\",W852=\"No\",\"Low\",W852=\"Unknown\",\"None\",X852=\"Deficiency\",\"None\",W852=\"Yes\",\"High\",W852=\"\",\"None\")","v":"None"},0,0,0,0,{"$f":"_xlfn.CONCAT(LEFT(H852,3),\"-\")&IF(H852=\"-\",0,COUNTIF($H$4:H852,H852))","v":"-0"},{"$f":"_xlfn.IFS($H852<=0,\"-\",AS852=1,_xlfn.CONCAT(\"FUN_NONDEF\",\"-DCON_\",LEFT(AQ852,1),\"-FCON_\",LEFT(AR852,1)),AT852=1,_xlfn.CONCAT(\"FUN_DEF\",\"-DCON_\",LEFT(AQ852,1),\"-FCON_\",LEFT(AR852,1)),AU852=1,_xlfn.CONCAT(\"NONFUN_NONDEF\",\"-DCON_\",LEFT(AQ852,1),\"-FCON_\",LEFT(AR852,1)),AV852=1,_xlfn.CONCAT(\"NONFUN_DEF\",\"-DCON_\",LEFT(AQ852,1),\"-FCON_\",LEFT(AR852,1)),AS852+AT852+AU852+AV852<1,_xlfn.CONCAT(\"-\"))","v":"-"}]
[null,null,null,null,null,null,null,null,null,null,null,null,null,null,null,null,null,null,null,null,null,0,null,null,null,null,null,null,null,null,null,0,0,0,0,"Unknown",{"$f":"_xlfn.IFS(G863=\"Natural\",0,H863=\"\",0,H863=\"COASTAL-CONSTRUCTED\",0,G863=\"Constructed\",_xlfn.XLOOKUP($H863,'Data Categories'!$U$4:$U$25,'Data Categories'!$V$4:V$25))","v":0},{"$f":"_xlfn.IFS(AK863=\"\",0,AJ863=\"Unknown\",0,AK863>1,AK863-AJ863,AK863=0,0)","v":0},{"$f":"_xlfn.IFS(Y863=\"\",0,Y863>1920,_xlfn.XLOOKUP($H863,'Data Categories'!$AE$20:$AE$42,'Data Categories'!$AG$20:$AG$42,0))","v":0},{"$f":"_xlfn.IFS(Y863=\"\",0,Y863>0,(2025-Y863))","v":0},{"$f":"_xlfn.IFS(Z863=\"Non-Deficient\",\"Non-Deficient\",Z863=\"Deficient\",\"Deficient\",AB863=\"Deficient\",\"Deficient\",Z863=\"Non-Deficient\",\"Non-Deficient\",AB863=\"Non-Deficient\",\"Non-Deficient\",P863=\"\",\"None\",AL863<0,\"Deficient\",AL863>10,\"Non-Deficient\")","v":"None"},{"$f":"_xlfn.IFS(H863=\"LOW WATER CROSSING\",\"Non-Functional\",G863=\"Natural\",\"Functional\",AA863=\"Functional\",\"Functional\",AC863=\"Functional\",\"Functional\",AA863=\"Non-Functional\",\"Non-Functional\",AC863=\"Non-Functional\",\"Non-Functional\",AA863=\"Unknown\",\"Unknown\",AC863=\"Unknown\",\"Unknown\",AA863=\"\",\"None\")","v":"None"},{"$f":"_xlfn.IFS(X863=\"Functionality\",\"Low\",W863=\"No\",\"Low\",Y863>=2015,\"High\",Y863>=1920,\"Low\",W863=\"\",\"None\",W863=\"Unknown\",\"None\")","v":"None"},{"$f":"_xlfn.IFS(H863=\"LOW WATER CROSSING\",\"Unknown\",G863=\"Natural\",\"None\",AM863<AN863,\"High\",AC863=\"Functional\",\"Low\",AC863=\"Non-Functional\",\"Low\",W863=\"No\",\"Low\",W863=\"Unknown\",\"None\",X863=\"Deficiency\",\"None\",W863=\"Yes\",\"High\",W863=\"\",\"None\")","v":"None"},0,0,0,0,{"$f":"_xlfn.CONCAT(LEFT(H863,3),\"-\")&IF(H863=\"-\",0,COUNTIF($H$4:H863,H863))","v":"-0"},{"$f":"_xlfn.IFS($H863<=0,\"-\",AS863=1,_xlfn.CONCAT(\"FUN_NONDEF\",\"-DCON_\",LEFT(AQ863,1),\"-FCON_\",LEFT(AR863,1)),AT863=1,_xlfn.CONCAT(\"FUN_DEF\",\"-DCON_\",LEFT(AQ863,1),\"-FCON_\",LEFT(AR863,1)),AU863=1,_xlfn.CONCAT(\"NONFUN_NONDEF\",\"-DCON_\",LEFT(AQ863,1),\"-FCON_\",LEFT(AR863,1)),AV863=1,_xlfn.CONCAT(\"NONFUN_DEF\",\"-DCON_\",LEFT(AQ863,1),\"-FCON_\",LEFT(AR863,1)),AS863+AT863+AU863+AV863<1,_xlfn.CONCAT(\"-\"))","v":"-"}]
[null,null,null,null,null,null,null,null,null,null,null,null,null,null,null,null,null,null,null,null,null,0,null,null,null,null,null,null,null,null,null,0,0,0,0,"Unknown",{"$f":"_xlfn.IFS(G870=\"Natural\",0,H870=\"\",0,H870=\"COASTAL-CONSTRUCTED\",0,G870=\"Constructed\",_xlfn.XLOOKUP($H870,'Data Categories'!$U$4:$U$25,'Data Categories'!$V$4:V$25))","v":0},{"$f":"_xlfn.IFS(AK870=\"\",0,AJ870=\"Unknown\",0,AK870>1,AK870-AJ870,AK870=0,0)","v":0},{"$f":"_xlfn.IFS(Y870=\"\",0,Y870>1920,_xlfn.XLOOKUP($H870,'Data Categories'!$AE$20:$AE$42,'Data Categories'!$AG$20:$AG$42,0))","v":0},{"$f":"_xlfn.IFS(Y870=\"\",0,Y870>0,(2025-Y870))","v":0},{"$f":"_xlfn.IFS(Z870=\"Non-Deficient\",\"Non-Deficient\",Z870=\"Deficient\",\"Deficient\",AB870=\"Deficient\",\"Deficient\",Z870=\"Non-Deficient\",\"Non-Deficient\",AB870=\"Non-Deficient\",\"Non-Deficient\",P870=\"\",\"None\",AL870<0,\"Deficient\",AL870>10,\"Non-Deficient\")","v":"None"},{"$f":"_xlfn.IFS(H870=\"LOW WATER CROSSING\",\"Non-Functional\",G870=\"Natural\",\"Functional\",AA870=\"Functional\",\"Functional\",AC870=\"Functional\",\"Functional\",AA870=\"Non-Functional\",\"Non-Functional\",AC870=\"Non-Functional\",\"Non-Functional\",AA870=\"Unknown\",\"Unknown\",AC870=\"Unknown\",\"Unknown\",AA870=\"\",\"None\")","v":"None"},{"$f":"_xlfn.IFS(X870=\"Functionality\",\"Low\",W870=\"No\",\"Low\",Y870>=2015,\"High\",Y870>=1920,\"Low\",W870=\"\",\"None\",W870=\"Unknown\",\"None\")","v":"None"},{"$f":"_xlfn.IFS(H870=\"LOW WATER CROSSING\",\"Unknown\",G870=\"Natural\",\"None\",AM870<AN870,\"High\",AC870=\"Functional\",\"Low\",AC870=\"Non-Functional\",\"Low\",W870=\"No\",\"Low\",W870=\"Unknown\",\"None\",X870=\"Deficiency\",\"None\",W870=\"Yes\",\"High\",W870=\"\",\"None\")","v":"None"},0,0,0,0,{"$f":"_xlfn.CONCAT(LEFT(H870,3),\"-\")&IF(H870=\"-\",0,COUNTIF($H$4:H870,H870))","v":"-0"},{"$f":"_xlfn.IFS($H870<=0,\"-\",AS870=1,_xlfn.CONCAT(\"FUN_NONDEF\",\"-DCON_\",LEFT(AQ870,1),\"-FCON_\",LEFT(AR870,1)),AT870=1,_xlfn.CONCAT(\"FUN_DEF\",\"-DCON_\",LEFT(AQ870,1),\"-FCON_\",LEFT(AR870,1)),AU870=1,_xlfn.CONCAT(\"NONFUN_NONDEF\",\"-DCON_\",LEFT(AQ870,1),\"-FCON_\",LEFT(AR870,1)),AV870=1,_xlfn.CONCAT(\"NONFUN_DEF\",\"-DCON_\",LEFT(AQ870,1),\"-FCON_\",LEFT(AR870,1)),AS870+AT870+AU870+AV870<1,_xlfn.CONCAT(\"-\"))","v":"-"}]
[null,null,null,null,null,null,null,null,null,null,null,null,null,null,null,null,null,null,null,null,null,0,null,null,null,null,null,null,null,null,null,0,0,0,0,"Unknown",{"$f":"_xlfn.IFS(G882=\"Natural\",0,H882=\"\",0,H882=\"COASTAL-CONSTRUCTED\",0,G882=\"Constructed\",_xlfn.XLOOKUP($H882,'Data Categories'!$U$4:$U$25,'Data Categories'!$V$4:V$25))","v":0},{"$f":"_xlfn.IFS(AK882=\"\",0,AJ882=\"Unknown\",0,AK882>1,AK882-AJ882,AK882=0,0)","v":0},{"$f":"_xlfn.IFS(Y882=\"\",0,Y882>1920,_xlfn.XLOOKUP($H882,'Data Categories'!$AE$20:$AE$42,'Data Categories'!$AG$20:$AG$42,0))","v":0},{"$f":"_xlfn.IFS(Y882=\"\",0,Y882>0,(2025-Y882))","v":0},{"$f":"_xlfn.IFS(Z882=\"Non-Deficient\",\"Non-Deficient\",Z882=\"Deficient\",\"Deficient\",AB882=\"Deficient\",\"Deficient\",Z882=\"Non-Deficient\",\"Non-Deficient\",AB882=\"Non-Deficient\",\"Non-Deficient\",P882=\"\",\"None\",AL882<0,\"Deficient\",AL882>10,\"Non-Deficient\")","v":"None"},{"$f":"_xlfn.IFS(H882=\"LOW WATER CROSSING\",\"Non-Functional\",G882=\"Natural\",\"Functional\",AA882=\"Functional\",\"Functional\",AC882=\"Functional\",\"Functional\",AA882=\"Non-Functional\",\"Non-Functional\",AC882=\"Non-Functional\",\"Non-Functional\",AA882=\"Unknown\",\"Unknown\",AC882=\"Unknown\",\"Unknown\",AA882=\"\",\"None\")","v":"None"},{"$f":"_xlfn.IFS(X882=\"Functionality\",\"Low\",W882=\"No\",\"Low\",Y882>=2015,\"High\",Y882>=1920,\"Low\",W882=\"\",\"None\",W882=\"Unknown\",\"None\")","v":"None"},{"$f":"_xlfn.IFS(H882=\"LOW WATER CROSSING\",\"Unknown\",G882=\"Natural\",\"None\",AM882<AN882,\"High\",AC882=\"Functional\",\"Low\",AC882=\"Non-Functional\",\"Low\",W882=\"No\",\"Low\",W882=\"Unknown\",\"None\",X882=\"Deficiency\",\"None\",W882=\"Yes\",\"High\",W882=\"\",\"None\")","v":"None"},0,0,0,0,{"$f":"_xlfn.CONCAT(LEFT(H882,3),\"-\")&IF(H882=\"-\",0,COUNTIF($H$4:H882,H882))","v":"-0"},{"$f":"_xlfn.IFS($H882<=0,\"-\",AS882=1,_xlfn.CONCAT(\"FUN_NONDEF\",\"-DCON_\",LEFT(AQ882,1),\"-FCON_\",LEFT(AR882,1)),AT882=1,_xlfn.CONCAT(\"FUN_DEF\",\"-DCON_\",LEFT(AQ882,1),\"-FCON_\",LEFT(AR882,1)),AU882=1,_xlfn.CONCAT(\"NONFUN_NONDEF\",\"-DCON_\",LEFT(AQ882,1),\"-FCON_\",LEFT(AR882,1)),AV882=1,_xlfn.CONCAT(\"NONFUN_DEF\",\"-DCON_\",LEFT(AQ882,1),\"-FCON_\",LEFT(AR882,1)),AS882+AT882+AU882+AV882<1,_xlfn.CONCAT(\"-\"))","v":"-"}]
[null,null,null,null,null,null,null,null,null,null,null,null,null,null,null,null,null,null,null,null,null,0,null,null,null,null,null,null,null,null,null,0,0,0,0,"Unknown",{"$f":"_xlfn.IFS(G891=\"Natural\",0,H891=\"\",0,H891=\"COASTAL-CONSTRUCTED\",0,G891=\"Constructed\",_xlfn.XLOOKUP($H891,'Data Categories'!$U$4:$U$25,'Data Categories'!$V$4:V$25))","v":0},{"$f":"_xlfn.IFS(AK891=\"\",0,AJ891=\"Unknown\",0,AK891>1,AK891-AJ891,AK891=0,0)","v":0},{"$f":"_xlfn.IFS(Y891=\"\",0,Y891>1920,_xlfn.XLOOKUP($H891,'Data Categories'!$AE$20:$AE$42,'Data Categories'!$AG$20:$AG$42,0))","v":0},{"$f":"_xlfn.IFS(Y891=\"\",0,Y891>0,(2025-Y891))","v":0},{"$f":"_xlfn.IFS(Z891=\"Non-Deficient\",\"Non-Deficient\",Z891=\"Deficient\",\"Deficient\",AB891=\"Deficient\",\"Deficient\",Z891=\"Non-Deficient\",\"Non-Deficient\",AB891=\"Non-Deficient\",\"Non-Deficient\",P891=\"\",\"None\",AL891<0,\"Deficient\",AL891>10,\"Non-Deficient\")","v":"None"},{"$f":"_xlfn.IFS(H891=\"LOW WATER CROSSING\",\"Non-Functional\",G891=\"Natural\",\"Functional\",AA891=\"Functional\",\"Functional\",AC891=\"Functional\",\"Functional\",AA891=\"Non-Functional\",\"Non-Functional\",AC891=\"Non-Functional\",\"Non-Functional\",AA891=\"Unknown\",\"Unknown\",AC891=\"Unknown\",\"Unknown\",AA891=\"\",\"None\")","v":"None"},{"$f":"_xlfn.IFS(X891=\"Functionality\",\"Low\",W891=\"No\",\"Low\",Y891>=2015,\"High\",Y891>=1920,\"Low\",W891=\"\",\"None\",W891=\"Unknown\",\"None\")","v":"None"},{"$f":"_xlfn.IFS(H891=\"LOW WATER CROSSING\",\"Unknown\",G891=\"Natural\",\"None\",AM891<AN891,\"High\",AC891=\"Functional\",\"Low\",AC891=\"Non-Functional\",\"Low\",W891=\"No\",\"Low\",W891=\"Unknown\",\"None\",X891=\"Deficiency\",\"None\",W891=\"Yes\",\"High\",W891=\"\",\"None\")","v":"None"},0,0,0,0,{"$f":"_xlfn.CONCAT(LEFT(H891,3),\"-\")&IF(H891=\"-\",0,COUNTIF($H$4:H891,H891))","v":"-0"},{"$f":"_xlfn.IFS($H891<=0,\"-\",AS891=1,_xlfn.CONCAT(\"FUN_NONDEF\",\"-DCON_\",LEFT(AQ891,1),\"-FCON_\",LEFT(AR891,1)),AT891=1,_xlfn.CONCAT(\"FUN_DEF\",\"-DCON_\",LEFT(AQ891,1),\"-FCON_\",LEFT(AR891,1)),AU891=1,_xlfn.CONCAT(\"NONFUN_NONDEF\",\"-DCON_\",LEFT(AQ891,1),\"-FCON_\",LEFT(AR891,1)),AV891=1,_xlfn.CONCAT(\"NONFUN_DEF\",\"-DCON_\",LEFT(AQ891,1),\"-FCON_\",LEFT(AR891,1)),AS891+AT891+AU891+AV891<1,_xlfn.CONCAT(\"-\"))","v":"-"}]
[null,null,null,null,null,null,null,null,null,null,null,null,null,null,null,null,null,null,null,null,null,0,null,null,null,null,null,null,null,null,null,0,{"$f":"IF(S900+T900+U900>0,(S900*T900*U900/43560),0)","v":0},0,0,"Unknown",{"$f":"_xlfn.IFS(G900=\"Natural\",0,H900=\"\",0,H900=\"COASTAL-CONSTRUCTED\",0,G900=\"Constructed\",_xlfn.XLOOKUP($H900,'Data Categories'!$U$4:$U$25,'Data Categories'!$V$4:V$25))","v":0},{"$f":"_xlfn.IFS(AK900=\"\",0,AJ900=\"Unknown\",0,AK900>1,AK900-AJ900,AK900=0,0)","v":0},{"$f":"_xlfn.IFS(Y900=\"\",0,Y900>1920,_xlfn.XLOOKUP($H900,'Data Categories'!$AE$20:$AE$42,'Data Categories'!$AG$20:$AG$42,0))","v":0},{"$f":"_xlfn.IFS(Y900=\"\",0,Y900>0,(2025-Y900))","v":0},{"$f":"_xlfn.IFS(Z900=\"Non-Deficient\",\"Non-Deficient\",Z900=\"Deficient\",\"Deficient\",AB900=\"Deficient\",\"Deficient\",Z900=\"Non-Deficient\",\"Non-Deficient\",AB900=\"Non-Deficient\",\"Non-Deficient\",P900=\"\",\"None\",AL900<0,\"Deficient\",AL900>10,\"Non-Deficient\")","v":"None"},{"$f":"_xlfn.IFS(H900=\"LOW WATER CROSSING\",\"Non-Functional\",G900=\"Natural\",\"Functional\",AA900=\"Functional\",\"Functional\",AC900=\"Functional\",\"Functional\",AA900=\"Non-Functional\",\"Non-Functional\",AC900=\"Non-Functional\",\"Non-Functional\",AA900=\"Unknown\",\"Unknown\",AC900=\"Unknown\",\"Unknown\",AA900=\"\",\"None\")","v":"None"},{"$f":"_xlfn.IFS(X900=\"Functionality\",\"Low\",W900=\"No\",\"Low\",Y900>=2015,\"High\",Y900>=1920,\"Low\",W900=\"\",\"None\",W900=\"Unknown\",\"None\")","v":"None"},{"$f":"_xlfn.IFS(H900=\"LOW WATER CROSSING\",\"Unknown\",G900=\"Natural\",\"None\",AM900<AN900,\"High\",AC900=\"Functional\",\"Low\",AC900=\"Non-Functional\",\"Low\",W900=\"No\",\"Low\",W900=\"Unknown\",\"None\",X900=\"Deficiency\",\"None\",W900=\"Yes\",\"High\",W900=\"\",\"None\")","v":"None"},{"$f":"IF(AND(AO900=\"Non-Deficient\",AP900=\"Functional\"),1,0)","v":0},{"$f":"IF(AND(AO900=\"Deficient\",AP900=\"Functional\"),1,0)","v":0},{"$f":"IF(AND(AO900=\"Non-Deficient\",AP900=\"Non-Functional\"),1,0)","v":0},{"$f":"IF(AND(AO900=\"Deficient\",AP900=\"Non-Functional\"),1,0)","v":0},{"$f":"_xlfn.CONCAT(LEFT(H900,3),\"-\")&IF(H900=\"-\",0,COUNTIF($H$4:H900,H900))","v":"-0"},{"$f":"_xlfn.IFS($H900<=0,\"-\",AS900=1,_xlfn.CONCAT(\"FUN_NONDEF\",\"-DCON_\",LEFT(AQ900,1),\"-FCON_\",LEFT(AR900,1)),AT900=1,_xlfn.CONCAT(\"FUN_DEF\",\"-DCON_\",LEFT(AQ900,1),\"-FCON_\",LEFT(AR900,1)),AU900=1,_xlfn.CONCAT(\"NONFUN_NONDEF\",\"-DCON_\",LEFT(AQ900,1),\"-FCON_\",LEFT(AR900,1)),AV900=1,_xlfn.CONCAT(\"NONFUN_DEF\",\"-DCON_\",LEFT(AQ900,1),\"-FCON_\",LEFT(AR900,1)),AS900+AT900+AU900+AV900<1,_xlfn.CONCAT(\"-\"))","v":"-"}]
[null,null,null,null,null,null,null,null,null,null,null,null,null,null,null,null,null,null,null,null,null,0,null,null,null,null,null,null,null,null,null,0,0,0,0,"Unknown",{"$f":"_xlfn.IFS(G903=\"Natural\",0,H903=\"\",0,H903=\"COASTAL-CONSTRUCTED\",0,G903=\"Constructed\",_xlfn.XLOOKUP($H903,'Data Categories'!$U$4:$U$25,'Data Categories'!$V$4:V$25))","v":0},{"$f":"_xlfn.IFS(AK903=\"\",0,AJ903=\"Unknown\",0,AK903>1,AK903-AJ903,AK903=0,0)","v":0},{"$f":"_xlfn.IFS(Y903=\"\",0,Y903>1920,_xlfn.XLOOKUP($H903,'Data Categories'!$AE$20:$AE$42,'Data Categories'!$AG$20:$AG$42,0))","v":0},{"$f":"_xlfn.IFS(Y903=\"\",0,Y903>0,(2025-Y903))","v":0},{"$f":"_xlfn.IFS(Z903=\"Non-Deficient\",\"Non-Deficient\",Z903=\"Deficient\",\"Deficient\",AB903=\"Deficient\",\"Deficient\",Z903=\"Non-Deficient\",\"Non-Deficient\",AB903=\"Non-Deficient\",\"Non-Deficient\",P903=\"\",\"None\",AL903<0,\"Deficient\",AL903>10,\"Non-Deficient\")","v":"None"},{"$f":"_xlfn.IFS(H903=\"LOW WATER CROSSING\",\"Non-Functional\",G903=\"Natural\",\"Functional\",AA903=\"Functional\",\"Functional\",AC903=\"Functional\",\"Functional\",AA903=\"Non-Functional\",\"Non-Functional\",AC903=\"Non-Functional\",\"Non-Functional\",AA903=\"Unknown\",\"Unknown\",AC903=\"Unknown\",\"Unknown\",AA903=\"\",\"None\")","v":"None"},{"$f":"_xlfn.IFS(X903=\"Functionality\",\"Low\",W903=\"No\",\"Low\",Y903>=2015,\"High\",Y903>=1920,\"Low\",W903=\"\",\"None\",W903=\"Unknown\",\"None\")","v":"None"},{"$f":"_xlfn.IFS(H903=\"LOW WATER CROSSING\",\"Unknown\",G903=\"Natural\",\"None\",AM903<AN903,\"High\",AC903=\"Functional\",\"Low\",AC903=\"Non-Functional\",\"Low\",W903=\"No\",\"Low\",W903=\"Unknown\",\"None\",X903=\"Deficiency\",\"None\",W903=\"Yes\",\"High\",W903=\"\",\"None\")","v":"None"},0,0,0,0,{"$f":"_xlfn.CONCAT(LEFT(H903,3),\"-\")&IF(H903=\"-\",0,COUNTIF($H$4:H903,H903))","v":"-0"},{"$f":"_xlfn.IFS($H903<=0,\"-\",AS903=1,_xlfn.CONCAT(\"FUN_NONDEF\",\"-DCON_\",LEFT(AQ903,1),\"-FCON_\",LEFT(AR903,1)),AT903=1,_xlfn.CONCAT(\"FUN_DEF\",\"-DCON_\",LEFT(AQ903,1),\"-FCON_\",LEFT(AR903,1)),AU903=1,_xlfn.CONCAT(\"NONFUN_NONDEF\",\"-DCON_\",LEFT(AQ903,1),\"-FCON_\",LEFT(AR903,1)),AV903=1,_xlfn.CONCAT(\"NONFUN_DEF\",\"-DCON_\",LEFT(AQ903,1),\"-FCON_\",LEFT(AR903,1)),AS903+AT903+AU903+AV903<1,_xlfn.CONCAT(\"-\"))","v":"-"}]
[null,null,null,null,null,null,null,null,null,null,null,null,null,null,null,null,null,null,null,null,null,0,null,null,null,null,null,null,null,null,null,0,0,0,0,"Unknown",{"$f":"_xlfn.IFS(G915=\"Natural\",0,H915=\"\",0,H915=\"COASTAL-CONSTRUCTED\",0,G915=\"Constructed\",_xlfn.XLOOKUP($H915,'Data Categories'!$U$4:$U$25,'Data Categories'!$V$4:V$25))","v":0},{"$f":"_xlfn.IFS(AK915=\"\",0,AJ915=\"Unknown\",0,AK915>1,AK915-AJ915,AK915=0,0)","v":0},{"$f":"_xlfn.IFS(Y915=\"\",0,Y915>1920,_xlfn.XLOOKUP($H915,'Data Categories'!$AE$20:$AE$42,'Data Categories'!$AG$20:$AG$42,0))","v":0},{"$f":"_xlfn.IFS(Y915=\"\",0,Y915>0,(2025-Y915))","v":0},{"$f":"_xlfn.IFS(Z915=\"Non-Deficient\",\"Non-Deficient\",Z915=\"Deficient\",\"Deficient\",AB915=\"Deficient\",\"Deficient\",Z915=\"Non-Deficient\",\"Non-Deficient\",AB915=\"Non-Deficient\",\"Non-Deficient\",P915=\"\",\"None\",AL915<0,\"Deficient\",AL915>10,\"Non-Deficient\")","v":"None"},{"$f":"_xlfn.IFS(H915=\"LOW WATER CROSSING\",\"Non-Functional\",G915=\"Natural\",\"Functional\",AA915=\"Functional\",\"Functional\",AC915=\"Functional\",\"Functional\",AA915=\"Non-Functional\",\"Non-Functional\",AC915=\"Non-Functional\",\"Non-Functional\",AA915=\"Unknown\",\"Unknown\",AC915=\"Unknown\",\"Unknown\",AA915=\"\",\"None\")","v":"None"},{"$f":"_xlfn.IFS(X915=\"Functionality\",\"Low\",W915=\"No\",\"Low\",Y915>=2015,\"High\",Y915>=1920,\"Low\",W915=\"\",\"None\",W915=\"Unknown\",\"None\")","v":"None"},{"$f":"_xlfn.IFS(H915=\"LOW WATER CROSSING\",\"Unknown\",G915=\"Natural\",\"None\",AM915<AN915,\"High\",AC915=\"Functional\",\"Low\",AC915=\"Non-Functional\",\"Low\",W915=\"No\",\"Low\",W915=\"Unknown\",\"None\",X915=\"Deficiency\",\"None\",W915=\"Yes\",\"High\",W915=\"\",\"None\")","v":"None"},0,0,0,0,{"$f":"_xlfn.CONCAT(LEFT(H915,3),\"-\")&IF(H915=\"-\",0,COUNTIF($H$4:H915,H915))","v":"-0"},{"$f":"_xlfn.IFS($H915<=0,\"-\",AS915=1,_xlfn.CONCAT(\"FUN_NONDEF\",\"-DCON_\",LEFT(AQ915,1),\"-FCON_\",LEFT(AR915,1)),AT915=1,_xlfn.CONCAT(\"FUN_DEF\",\"-DCON_\",LEFT(AQ915,1),\"-FCON_\",LEFT(AR915,1)),AU915=1,_xlfn.CONCAT(\"NONFUN_NONDEF\",\"-DCON_\",LEFT(AQ915,1),\"-FCON_\",LEFT(AR915,1)),AV915=1,_xlfn.CONCAT(\"NONFUN_DEF\",\"-DCON_\",LEFT(AQ915,1),\"-FCON_\",LEFT(AR915,1)),AS915+AT915+AU915+AV915<1,_xlfn.CONCAT(\"-\"))","v":"-"}]
[null,null,null,null,null,null,null,null,null,null,null,null,null,null,null,null,null,null,null,null,null,0,null,null,null,null,null,null,null,null,null,0,0,0,0,"Unknown",{"$f":"_xlfn.IFS(G922=\"Natural\",0,H922=\"\",0,H922=\"COASTAL-CONSTRUCTED\",0,G922=\"Constructed\",_xlfn.XLOOKUP($H922,'Data Categories'!$U$4:$U$25,'Data Categories'!$V$4:V$25))","v":0},{"$f":"_xlfn.IFS(AK922=\"\",0,AJ922=\"Unknown\",0,AK922>1,AK922-AJ922,AK922=0,0)","v":0},{"$f":"_xlfn.IFS(Y922=\"\",0,Y922>1920,_xlfn.XLOOKUP($H922,'Data Categories'!$AE$20:$AE$42,'Data Categories'!$AG$20:$AG$42,0))","v":0},{"$f":"_xlfn.IFS(Y922=\"\",0,Y922>0,(2025-Y922))","v":0},{"$f":"_xlfn.IFS(Z922=\"Non-Deficient\",\"Non-Deficient\",Z922=\"Deficient\",\"Deficient\",AB922=\"Deficient\",\"Deficient\",Z922=\"Non-Deficient\",\"Non-Deficient\",AB922=\"Non-Deficient\",\"Non-Deficient\",P922=\"\",\"None\",AL922<0,\"Deficient\",AL922>10,\"Non-Deficient\")","v":"None"},{"$f":"_xlfn.IFS(H922=\"LOW WATER CROSSING\",\"Non-Functional\",G922=\"Natural\",\"Functional\",AA922=\"Functional\",\"Functional\",AC922=\"Functional\",\"Functional\",AA922=\"Non-Functional\",\"Non-Functional\",AC922=\"Non-Functional\",\"Non-Functional\",AA922=\"Unknown\",\"Unknown\",AC922=\"Unknown\",\"Unknown\",AA922=\"\",\"None\")","v":"None"},{"$f":"_xlfn.IFS(X922=\"Functionality\",\"Low\",W922=\"No\",\"Low\",Y922>=2015,\"High\",Y922>=1920,\"Low\",W922=\"\",\"None\",W922=\"Unknown\",\"None\")","v":"None"},{"$f":"_xlfn.IFS(H922=\"LOW WATER CROSSING\",\"Unknown\",G922=\"Natural\",\"None\",AM922<AN922,\"High\",AC922=\"Functional\",\"Low\",AC922=\"Non-Functional\",\"Low\",W922=\"No\",\"Low\",W922=\"Unknown\",\"None\",X922=\"Deficiency\",\"None\",W922=\"Yes\",\"High\",W922=\"\",\"None\")","v":"None"},0,0,0,0,{"$f":"_xlfn.CONCAT(LEFT(H922,3),\"-\")&IF(H922=\"-\",0,COUNTIF($H$4:H922,H922))","v":"-0"},{"$f":"_xlfn.IFS($H922<=0,\"-\",AS922=1,_xlfn.CONCAT(\"FUN_NONDEF\",\"-DCON_\",LEFT(AQ922,1),\"-FCON_\",LEFT(AR922,1)),AT922=1,_xlfn.CONCAT(\"FUN_DEF\",\"-DCON_\",LEFT(AQ922,1),\"-FCON_\",LEFT(AR922,1)),AU922=1,_xlfn.CONCAT(\"NONFUN_NONDEF\",\"-DCON_\",LEFT(AQ922,1),\"-FCON_\",LEFT(AR922,1)),AV922=1,_xlfn.CONCAT(\"NONFUN_DEF\",\"-DCON_\",LEFT(AQ922,1),\"-FCON_\",LEFT(AR922,1)),AS922+AT922+AU922+AV922<1,_xlfn.CONCAT(\"-\"))","v":"-"}]
[null,null,null,null,null,null,null,null,null,null,null,null,null,null,null,null,null,null,null,null,null,0,null,null,null,null,null,null,null,null,null,0,0,0,0,"Unknown",{"$f":"_xlfn.IFS(G933=\"Natural\",0,H933=\"\",0,H933=\"COASTAL-CONSTRUCTED\",0,G933=\"Constructed\",_xlfn.XLOOKUP($H933,'Data Categories'!$U$4:$U$25,'Data Categories'!$V$4:V$25))","v":0},{"$f":"_xlfn.IFS(AK933=\"\",0,AJ933=\"Unknown\",0,AK933>1,AK933-AJ933,AK933=0,0)","v":0},{"$f":"_xlfn.IFS(Y933=\"\",0,Y933>1920,_xlfn.XLOOKUP($H933,'Data Categories'!$AE$20:$AE$42,'Data Categories'!$AG$20:$AG$42,0))","v":0},{"$f":"_xlfn.IFS(Y933=\"\",0,Y933>0,(2025-Y933))","v":0},{"$f":"_xlfn.IFS(Z933=\"Non-Deficient\",\"Non-Deficient\",Z933=\"Deficient\",\"Deficient\",AB933=\"Deficient\",\"Deficient\",Z933=\"Non-Deficient\",\"Non-Deficient\",AB933=\"Non-Deficient\",\"Non-Deficient\",P933=\"\",\"None\",AL933<0,\"Deficient\",AL933>10,\"Non-Deficient\")","v":"None"},{"$f":"_xlfn.IFS(H933=\"LOW WATER CROSSING\",\"Non-Functional\",G933=\"Natural\",\"Functional\",AA933=\"Functional\",\"Functional\",AC933=\"Functional\",\"Functional\",AA933=\"Non-Functional\",\"Non-Functional\",AC933=\"Non-Functional\",\"Non-Functional\",AA933=\"Unknown\",\"Unknown\",AC933=\"Unknown\",\"Unknown\",AA933=\"\",\"None\")","v":"None"},{"$f":"_xlfn.IFS(X933=\"Functionality\",\"Low\",W933=\"No\",\"Low\",Y933>=2015,\"High\",Y933>=1920,\"Low\",W933=\"\",\"None\",W933=\"Unknown\",\"None\")","v":"None"},{"$f":"_xlfn.IFS(H933=\"LOW WATER CROSSING\",\"Unknown\",G933=\"Natural\",\"None\",AM933<AN933,\"High\",AC933=\"Functional\",\"Low\",AC933=\"Non-Functional\",\"Low\",W933=\"No\",\"Low\",W933=\"Unknown\",\"None\",X933=\"Deficiency\",\"None\",W933=\"Yes\",\"High\",W933=\"\",\"None\")","v":"None"},0,0,0,0,{"$f":"_xlfn.CONCAT(LEFT(H933,3),\"-\")&IF(H933=\"-\",0,COUNTIF($H$4:H933,H933))","v":"-0"},{"$f":"_xlfn.IFS($H933<=0,\"-\",AS933=1,_xlfn.CONCAT(\"FUN_NONDEF\",\"-DCON_\",LEFT(AQ933,1),\"-FCON_\",LEFT(AR933,1)),AT933=1,_xlfn.CONCAT(\"FUN_DEF\",\"-DCON_\",LEFT(AQ933,1),\"-FCON_\",LEFT(AR933,1)),AU933=1,_xlfn.CONCAT(\"NONFUN_NONDEF\",\"-DCON_\",LEFT(AQ933,1),\"-FCON_\",LEFT(AR933,1)),AV933=1,_xlfn.CONCAT(\"NONFUN_DEF\",\"-DCON_\",LEFT(AQ933,1),\"-FCON_\",LEFT(AR933,1)),AS933+AT933+AU933+AV933<1,_xlfn.CONCAT(\"-\"))","v":"-"}]
[null,null,null,null,null,null,null,null,null,null,null,null,null,null,null,null,null,null,null,null,null,0,null,null,null,null,null,null,null,null,null,0,0,0,0,"Unknown",{"$f":"_xlfn.IFS(G940=\"Natural\",0,H940=\"\",0,H940=\"COASTAL-CONSTRUCTED\",0,G940=\"Constructed\",_xlfn.XLOOKUP($H940,'Data Categories'!$U$4:$U$25,'Data Categories'!$V$4:V$25))","v":0},{"$f":"_xlfn.IFS(AK940=\"\",0,AJ940=\"Unknown\",0,AK940>1,AK940-AJ940,AK940=0,0)","v":0},{"$f":"_xlfn.IFS(Y940=\"\",0,Y940>1920,_xlfn.XLOOKUP($H940,'Data Categories'!$AE$20:$AE$42,'Data Categories'!$AG$20:$AG$42,0))","v":0},{"$f":"_xlfn.IFS(Y940=\"\",0,Y940>0,(2025-Y940))","v":0},{"$f":"_xlfn.IFS(Z940=\"Non-Deficient\",\"Non-Deficient\",Z940=\"Deficient\",\"Deficient\",AB940=\"Deficient\",\"Deficient\",Z940=\"Non-Deficient\",\"Non-Deficient\",AB940=\"Non-Deficient\",\"Non-Deficient\",P940=\"\",\"None\",AL940<0,\"Deficient\",AL940>10,\"Non-Deficient\")","v":"None"},{"$f":"_xlfn.IFS(H940=\"LOW WATER CROSSING\",\"Non-Functional\",G940=\"Natural\",\"Functional\",AA940=\"Functional\",\"Functional\",AC940=\"Functional\",\"Functional\",AA940=\"Non-Functional\",\"Non-Functional\",AC940=\"Non-Functional\",\"Non-Functional\",AA940=\"Unknown\",\"Unknown\",AC940=\"Unknown\",\"Unknown\",AA940=\"\",\"None\")","v":"None"},{"$f":"_xlfn.IFS(X940=\"Functionality\",\"Low\",W940=\"No\",\"Low\",Y940>=2015,\"High\",Y940>=1920,\"Low\",W940=\"\",\"None\",W940=\"Unknown\",\"None\")","v":"None"},{"$f":"_xlfn.IFS(H940=\"LOW WATER CROSSING\",\"Unknown\",G940=\"Natural\",\"None\",AM940<AN940,\"High\",AC940=\"Functional\",\"Low\",AC940=\"Non-Functional\",\"Low\",W940=\"No\",\"Low\",W940=\"Unknown\",\"None\",X940=\"Deficiency\",\"None\",W940=\"Yes\",\"High\",W940=\"\",\"None\")","v":"None"},0,0,0,0,{"$f":"_xlfn.CONCAT(LEFT(H940,3),\"-\")&IF(H940=\"-\",0,COUNTIF($H$4:H940,H940))","v":"-0"},{"$f":"_xlfn.IFS($H940<=0,\"-\",AS940=1,_xlfn.CONCAT(\"FUN_NONDEF\",\"-DCON_\",LEFT(AQ940,1),\"-FCON_\",LEFT(AR940,1)),AT940=1,_xlfn.CONCAT(\"FUN_DEF\",\"-DCON_\",LEFT(AQ940,1),\"-FCON_\",LEFT(AR940,1)),AU940=1,_xlfn.CONCAT(\"NONFUN_NONDEF\",\"-DCON_\",LEFT(AQ940,1),\"-FCON_\",LEFT(AR940,1)),AV940=1,_xlfn.CONCAT(\"NONFUN_DEF\",\"-DCON_\",LEFT(AQ940,1),\"-FCON_\",LEFT(AR940,1)),AS940+AT940+AU940+AV940<1,_xlfn.CONCAT(\"-\"))","v":"-"}]
[null,null,null,null,null,null,null,null,null,null,null,null,null,null,null,null,null,null,null,null,null,0,null,null,null,null,null,null,null,null,null,0,0,0,0,"Unknown",{"$f":"_xlfn.IFS(G952=\"Natural\",0,H952=\"\",0,H952=\"COASTAL-CONSTRUCTED\",0,G952=\"Constructed\",_xlfn.XLOOKUP($H952,'Data Categories'!$U$4:$U$25,'Data Categories'!$V$4:V$25))","v":0},{"$f":"_xlfn.IFS(AK952=\"\",0,AJ952=\"Unknown\",0,AK952>1,AK952-AJ952,AK952=0,0)","v":0},{"$f":"_xlfn.IFS(Y952=\"\",0,Y952>1920,_xlfn.XLOOKUP($H952,'Data Categories'!$AE$20:$AE$42,'Data Categories'!$AG$20:$AG$42,0))","v":0},{"$f":"_xlfn.IFS(Y952=\"\",0,Y952>0,(2025-Y952))","v":0},{"$f":"_xlfn.IFS(Z952=\"Non-Deficient\",\"Non-Deficient\",Z952=\"Deficient\",\"Deficient\",AB952=\"Deficient\",\"Deficient\",Z952=\"Non-Deficient\",\"Non-Deficient\",AB952=\"Non-Deficient\",\"Non-Deficient\",P952=\"\",\"None\",AL952<0,\"Deficient\",AL952>10,\"Non-Deficient\")","v":"None"},{"$f":"_xlfn.IFS(H952=\"LOW WATER CROSSING\",\"Non-Functional\",G952=\"Natural\",\"Functional\",AA952=\"Functional\",\"Functional\",AC952=\"Functional\",\"Functional\",AA952=\"Non-Functional\",\"Non-Functional\",AC952=\"Non-Functional\",\"Non-Functional\",AA952=\"Unknown\",\"Unknown\",AC952=\"Unknown\",\"Unknown\",AA952=\"\",\"None\")","v":"None"},{"$f":"_xlfn.IFS(X952=\"Functionality\",\"Low\",W952=\"No\",\"Low\",Y952>=2015,\"High\",Y952>=1920,\"Low\",W952=\"\",\"None\",W952=\"Unknown\",\"None\")","v":"None"},{"$f":"_xlfn.IFS(H952=\"LOW WATER CROSSING\",\"Unknown\",G952=\"Natural\",\"None\",AM952<AN952,\"High\",AC952=\"Functional\",\"Low\",AC952=\"Non-Functional\",\"Low\",W952=\"No\",\"Low\",W952=\"Unknown\",\"None\",X952=\"Deficiency\",\"None\",W952=\"Yes\",\"High\",W952=\"\",\"None\")","v":"None"},0,0,0,0,{"$f":"_xlfn.CONCAT(LEFT(H952,3),\"-\")&IF(H952=\"-\",0,COUNTIF($H$4:H952,H952))","v":"-0"},{"$f":"_xlfn.IFS($H952<=0,\"-\",AS952=1,_xlfn.CONCAT(\"FUN_NONDEF\",\"-DCON_\",LEFT(AQ952,1),\"-FCON_\",LEFT(AR952,1)),AT952=1,_xlfn.CONCAT(\"FUN_DEF\",\"-DCON_\",LEFT(AQ952,1),\"-FCON_\",LEFT(AR952,1)),AU952=1,_xlfn.CONCAT(\"NONFUN_NONDEF\",\"-DCON_\",LEFT(AQ952,1),\"-FCON_\",LEFT(AR952,1)),AV952=1,_xlfn.CONCAT(\"NONFUN_DEF\",\"-DCON_\",LEFT(AQ952,1),\"-FCON_\",LEFT(AR952,1)),AS952+AT952+AU952+AV952<1,_xlfn.CONCAT(\"-\"))","v":"-"}]
[null,null,null,null,null,null,null,null,null,null,null,null,null,null,null,null,null,null,null,null,null,0,null,null,null,null,null,null,null,null,null,0,0,0,0,"Unknown",{"$f":"_xlfn.IFS(G961=\"Natural\",0,H961=\"\",0,H961=\"COASTAL-CONSTRUCTED\",0,G961=\"Constructed\",_xlfn.XLOOKUP($H961,'Data Categories'!$U$4:$U$25,'Data Categories'!$V$4:V$25))","v":0},{"$f":"_xlfn.IFS(AK961=\"\",0,AJ961=\"Unknown\",0,AK961>1,AK961-AJ961,AK961=0,0)","v":0},{"$f":"_xlfn.IFS(Y961=\"\",0,Y961>1920,_xlfn.XLOOKUP($H961,'Data Categories'!$AE$20:$AE$42,'Data Categories'!$AG$20:$AG$42,0))","v":0},{"$f":"_xlfn.IFS(Y961=\"\",0,Y961>0,(2025-Y961))","v":0},{"$f":"_xlfn.IFS(Z961=\"Non-Deficient\",\"Non-Deficient\",Z961=\"Deficient\",\"Deficient\",AB961=\"Deficient\",\"Deficient\",Z961=\"Non-Deficient\",\"Non-Deficient\",AB961=\"Non-Deficient\",\"Non-Deficient\",P961=\"\",\"None\",AL961<0,\"Deficient\",AL961>10,\"Non-Deficient\")","v":"None"},{"$f":"_xlfn.IFS(H961=\"LOW WATER CROSSING\",\"Non-Functional\",G961=\"Natural\",\"Functional\",AA961=\"Functional\",\"Functional\",AC961=\"Functional\",\"Functional\",AA961=\"Non-Functional\",\"Non-Functional\",AC961=\"Non-Functional\",\"Non-Functional\",AA961=\"Unknown\",\"Unknown\",AC961=\"Unknown\",\"Unknown\",AA961=\"\",\"None\")","v":"None"},{"$f":"_xlfn.IFS(X961=\"Functionality\",\"Low\",W961=\"No\",\"Low\",Y961>=2015,\"High\",Y961>=1920,\"Low\",W961=\"\",\"None\",W961=\"Unknown\",\"None\")","v":"None"},{"$f":"_xlfn.IFS(H961=\"LOW WATER CROSSING\",\"Unknown\",G961=\"Natural\",\"None\",AM961<AN961,\"High\",AC961=\"Functional\",\"Low\",AC961=\"Non-Functional\",\"Low\",W961=\"No\",\"Low\",W961=\"Unknown\",\"None\",X961=\"Deficiency\",\"None\",W961=\"Yes\",\"High\",W961=\"\",\"None\")","v":"None"},0,0,0,0,{"$f":"_xlfn.CONCAT(LEFT(H961,3),\"-\")&IF(H961=\"-\",0,COUNTIF($H$4:H961,H961))","v":"-0"},{"$f":"_xlfn.IFS($H961<=0,\"-\",AS961=1,_xlfn.CONCAT(\"FUN_NONDEF\",\"-DCON_\",LEFT(AQ961,1),\"-FCON_\",LEFT(AR961,1)),AT961=1,_xlfn.CONCAT(\"FUN_DEF\",\"-DCON_\",LEFT(AQ961,1),\"-FCON_\",LEFT(AR961,1)),AU961=1,_xlfn.CONCAT(\"NONFUN_NONDEF\",\"-DCON_\",LEFT(AQ961,1),\"-FCON_\",LEFT(AR961,1)),AV961=1,_xlfn.CONCAT(\"NONFUN_DEF\",\"-DCON_\",LEFT(AQ961,1),\"-FCON_\",LEFT(AR961,1)),AS961+AT961+AU961+AV961<1,_xlfn.CONCAT(\"-\"))","v":"-"}]
[null,null,null,null,null,null,null,null,null,null,null,null,null,null,null,null,null,null,null,null,null,0,null,null,null,null,null,null,null,null,null,0,0,0,0,"Unknown",{"$f":"_xlfn.IFS(G970=\"Natural\",0,H970=\"\",0,H970=\"COASTAL-CONSTRUCTED\",0,G970=\"Constructed\",_xlfn.XLOOKUP($H970,'Data Categories'!$U$4:$U$25,'Data Categories'!$V$4:V$25))","v":0},{"$f":"_xlfn.IFS(AK970=\"\",0,AJ970=\"Unknown\",0,AK970>1,AK970-AJ970,AK970=0,0)","v":0},{"$f":"_xlfn.IFS(Y970=\"\",0,Y970>1920,_xlfn.XLOOKUP($H970,'Data Categories'!$AE$20:$AE$42,'Data Categories'!$AG$20:$AG$42,0))","v":0},{"$f":"_xlfn.IFS(Y970=\"\",0,Y970>0,(2025-Y970))","v":0},{"$f":"_xlfn.IFS(Z970=\"Non-Deficient\",\"Non-Deficient\",Z970=\"Deficient\",\"Deficient\",AB970=\"Deficient\",\"Deficient\",Z970=\"Non-Deficient\",\"Non-Deficient\",AB970=\"Non-Deficient\",\"Non-Deficient\",P970=\"\",\"None\",AL970<0,\"Deficient\",AL970>10,\"Non-Deficient\")","v":"None"},{"$f":"_xlfn.IFS(H970=\"LOW WATER CROSSING\",\"Non-Functional\",G970=\"Natural\",\"Functional\",AA970=\"Functional\",\"Functional\",AC970=\"Functional\",\"Functional\",AA970=\"Non-Functional\",\"Non-Functional\",AC970=\"Non-Functional\",\"Non-Functional\",AA970=\"Unknown\",\"Unknown\",AC970=\"Unknown\",\"Unknown\",AA970=\"\",\"None\")","v":"None"},{"$f":"_xlfn.IFS(X970=\"Functionality\",\"Low\",W970=\"No\",\"Low\",Y970>=2015,\"High\",Y970>=1920,\"Low\",W970=\"\",\"None\",W970=\"Unknown\",\"None\")","v":"None"},{"$f":"_xlfn.IFS(H970=\"LOW WATER CROSSING\",\"Unknown\",G970=\"Natural\",\"None\",AM970<AN970,\"High\",AC970=\"Functional\",\"Low\",AC970=\"Non-Functional\",\"Low\",W970=\"No\",\"Low\",W970=\"Unknown\",\"None\",X970=\"Deficiency\",\"None\",W970=\"Yes\",\"High\",W970=\"\",\"None\")","v":"None"},0,0,0,0,{"$f":"_xlfn.CONCAT(LEFT(H970,3),\"-\")&IF(H970=\"-\",0,COUNTIF($H$4:H970,H970))","v":"-0"},{"$f":"_xlfn.IFS($H970<=0,\"-\",AS970=1,_xlfn.CONCAT(\"FUN_NONDEF\",\"-DCON_\",LEFT(AQ970,1),\"-FCON_\",LEFT(AR970,1)),AT970=1,_xlfn.CONCAT(\"FUN_DEF\",\"-DCON_\",LEFT(AQ970,1),\"-FCON_\",LEFT(AR970,1)),AU970=1,_xlfn.CONCAT(\"NONFUN_NONDEF\",\"-DCON_\",LEFT(AQ970,1),\"-FCON_\",LEFT(AR970,1)),AV970=1,_xlfn.CONCAT(\"NONFUN_DEF\",\"-DCON_\",LEFT(AQ970,1),\"-FCON_\",LEFT(AR970,1)),AS970+AT970+AU970+AV970<1,_xlfn.CONCAT(\"-\"))","v":"-"}]
[null,null,null,null,null,null,null,null,null,null,null,null,null,null,null,null,null,null,null,null,null,0,null,null,null,null,null,null,null,null,null,0,0,0,0,"Unknown",{"$f":"_xlfn.IFS(G973=\"Natural\",0,H973=\"\",0,H973=\"COASTAL-CONSTRUCTED\",0,G973=\"Constructed\",_xlfn.XLOOKUP($H973,'Data Categories'!$U$4:$U$25,'Data Categories'!$V$4:V$25))","v":0},{"$f":"_xlfn.IFS(AK973=\"\",0,AJ973=\"Unknown\",0,AK973>1,AK973-AJ973,AK973=0,0)","v":0},{"$f":"_xlfn.IFS(Y973=\"\",0,Y973>1920,_xlfn.XLOOKUP($H973,'Data Categories'!$AE$20:$AE$42,'Data Categories'!$AG$20:$AG$42,0))","v":0},{"$f":"_xlfn.IFS(Y973=\"\",0,Y973>0,(2025-Y973))","v":0},{"$f":"_xlfn.IFS(Z973=\"Non-Deficient\",\"Non-Deficient\",Z973=\"Deficient\",\"Deficient\",AB973=\"Deficient\",\"Deficient\",Z973=\"Non-Deficient\",\"Non-Deficient\",AB973=\"Non-Deficient\",\"Non-Deficient\",P973=\"\",\"None\",AL973<0,\"Deficient\",AL973>10,\"Non-Deficient\")","v":"None"},{"$f":"_xlfn.IFS(H973=\"LOW WATER CROSSING\",\"Non-Functional\",G973=\"Natural\",\"Functional\",AA973=\"Functional\",\"Functional\",AC973=\"Functional\",\"Functional\",AA973=\"Non-Functional\",\"Non-Functional\",AC973=\"Non-Functional\",\"Non-Functional\",AA973=\"Unknown\",\"Unknown\",AC973=\"Unknown\",\"Unknown\",AA973=\"\",\"None\")","v":"None"},{"$f":"_xlfn.IFS(X973=\"Functionality\",\"Low\",W973=\"No\",\"Low\",Y973>=2015,\"High\",Y973>=1920,\"Low\",W973=\"\",\"None\",W973=\"Unknown\",\"None\")","v":"None"},{"$f":"_xlfn.IFS(H973=\"LOW WATER CROSSING\",\"Unknown\",G973=\"Natural\",\"None\",AM973<AN973,\"High\",AC973=\"Functional\",\"Low\",AC973=\"Non-Functional\",\"Low\",W973=\"No\",\"Low\",W973=\"Unknown\",\"None\",X973=\"Deficiency\",\"None\",W973=\"Yes\",\"High\",W973=\"\",\"None\")","v":"None"},0,0,0,0,{"$f":"_xlfn.CONCAT(LEFT(H973,3),\"-\")&IF(H973=\"-\",0,COUNTIF($H$4:H973,H973))","v":"-0"},{"$f":"_xlfn.IFS($H973<=0,\"-\",AS973=1,_xlfn.CONCAT(\"FUN_NONDEF\",\"-DCON_\",LEFT(AQ973,1),\"-FCON_\",LEFT(AR973,1)),AT973=1,_xlfn.CONCAT(\"FUN_DEF\",\"-DCON_\",LEFT(AQ973,1),\"-FCON_\",LEFT(AR973,1)),AU973=1,_xlfn.CONCAT(\"NONFUN_NONDEF\",\"-DCON_\",LEFT(AQ973,1),\"-FCON_\",LEFT(AR973,1)),AV973=1,_xlfn.CONCAT(\"NONFUN_DEF\",\"-DCON_\",LEFT(AQ973,1),\"-FCON_\",LEFT(AR973,1)),AS973+AT973+AU973+AV973<1,_xlfn.CONCAT(\"-\"))","v":"-"}]
[null,null,null,null,null,null,null,null,null,null,null,null,null,null,null,null,null,null,null,null,null,0,null,null,null,null,null,null,null,null,null,0,0,0,0,"Unknown",{"$f":"_xlfn.IFS(G989=\"Natural\",0,H989=\"\",0,H989=\"COASTAL-CONSTRUCTED\",0,G989=\"Constructed\",_xlfn.XLOOKUP($H989,'Data Categories'!$U$4:$U$25,'Data Categories'!$V$4:V$25))","v":0},{"$f":"_xlfn.IFS(AK989=\"\",0,AJ989=\"Unknown\",0,AK989>1,AK989-AJ989,AK989=0,0)","v":0},{"$f":"_xlfn.IFS(Y989=\"\",0,Y989>1920,_xlfn.XLOOKUP($H989,'Data Categories'!$AE$20:$AE$42,'Data Categories'!$AG$20:$AG$42,0))","v":0},{"$f":"_xlfn.IFS(Y989=\"\",0,Y989>0,(2025-Y989))","v":0},{"$f":"_xlfn.IFS(Z989=\"Non-Deficient\",\"Non-Deficient\",Z989=\"Deficient\",\"Deficient\",AB989=\"Deficient\",\"Deficient\",Z989=\"Non-Deficient\",\"Non-Deficient\",AB989=\"Non-Deficient\",\"Non-Deficient\",P989=\"\",\"None\",AL989<0,\"Deficient\",AL989>10,\"Non-Deficient\")","v":"None"},{"$f":"_xlfn.IFS(H989=\"LOW WATER CROSSING\",\"Non-Functional\",G989=\"Natural\",\"Functional\",AA989=\"Functional\",\"Functional\",AC989=\"Functional\",\"Functional\",AA989=\"Non-Functional\",\"Non-Functional\",AC989=\"Non-Functional\",\"Non-Functional\",AA989=\"Unknown\",\"Unknown\",AC989=\"Unknown\",\"Unknown\",AA989=\"\",\"None\")","v":"None"},{"$f":"_xlfn.IFS(X989=\"Functionality\",\"Low\",W989=\"No\",\"Low\",Y989>=2015,\"High\",Y989>=1920,\"Low\",W989=\"\",\"None\",W989=\"Unknown\",\"None\")","v":"None"},{"$f":"_xlfn.IFS(H989=\"LOW WATER CROSSING\",\"Unknown\",G989=\"Natural\",\"None\",AM989<AN989,\"High\",AC989=\"Functional\",\"Low\",AC989=\"Non-Functional\",\"Low\",W989=\"No\",\"Low\",W989=\"Unknown\",\"None\",X989=\"Deficiency\",\"None\",W989=\"Yes\",\"High\",W989=\"\",\"None\")","v":"None"},0,0,0,0,{"$f":"_xlfn.CONCAT(LEFT(H989,3),\"-\")&IF(H989=\"-\",0,COUNTIF($H$4:H989,H989))","v":"-0"},{"$f":"_xlfn.IFS($H989<=0,\"-\",AS989=1,_xlfn.CONCAT(\"FUN_NONDEF\",\"-DCON_\",LEFT(AQ989,1),\"-FCON_\",LEFT(AR989,1)),AT989=1,_xlfn.CONCAT(\"FUN_DEF\",\"-DCON_\",LEFT(AQ989,1),\"-FCON_\",LEFT(AR989,1)),AU989=1,_xlfn.CONCAT(\"NONFUN_NONDEF\",\"-DCON_\",LEFT(AQ989,1),\"-FCON_\",LEFT(AR989,1)),AV989=1,_xlfn.CONCAT(\"NONFUN_DEF\",\"-DCON_\",LEFT(AQ989,1),\"-FCON_\",LEFT(AR989,1)),AS989+AT989+AU989+AV989<1,_xlfn.CONCAT(\"-\"))","v":"-"}]
[null,null,null,null,null,null,null,null,null,null,null,null,null,null,null,null,null,null,null,null,null,0,null,null,null,null,null,null,null,null,null,0,0,0,0,"Unknown",{"$f":"_xlfn.IFS(G992=\"Natural\",0,H992=\"\",0,H992=\"COASTAL-CONSTRUCTED\",0,G992=\"Constructed\",_xlfn.XLOOKUP($H992,'Data Categories'!$U$4:$U$25,'Data Categories'!$V$4:V$25))","v":0},{"$f":"_xlfn.IFS(AK992=\"\",0,AJ992=\"Unknown\",0,AK992>1,AK992-AJ992,AK992=0,0)","v":0},{"$f":"_xlfn.IFS(Y992=\"\",0,Y992>1920,_xlfn.XLOOKUP($H992,'Data Categories'!$AE$20:$AE$42,'Data Categories'!$AG$20:$AG$42,0))","v":0},{"$f":"_xlfn.IFS(Y992=\"\",0,Y992>0,(2025-Y992))","v":0},{"$f":"_xlfn.IFS(Z992=\"Non-Deficient\",\"Non-Deficient\",Z992=\"Deficient\",\"Deficient\",AB992=\"Deficient\",\"Deficient\",Z992=\"Non-Deficient\",\"Non-Deficient\",AB992=\"Non-Deficient\",\"Non-Deficient\",P992=\"\",\"None\",AL992<0,\"Deficient\",AL992>10,\"Non-Deficient\")","v":"None"},{"$f":"_xlfn.IFS(H992=\"LOW WATER CROSSING\",\"Non-Functional\",G992=\"Natural\",\"Functional\",AA992=\"Functional\",\"Functional\",AC992=\"Functional\",\"Functional\",AA992=\"Non-Functional\",\"Non-Functional\",AC992=\"Non-Functional\",\"Non-Functional\",AA992=\"Unknown\",\"Unknown\",AC992=\"Unknown\",\"Unknown\",AA992=\"\",\"None\")","v":"None"},{"$f":"_xlfn.IFS(X992=\"Functionality\",\"Low\",W992=\"No\",\"Low\",Y992>=2015,\"High\",Y992>=1920,\"Low\",W992=\"\",\"None\",W992=\"Unknown\",\"None\")","v":"None"},{"$f":"_xlfn.IFS(H992=\"LOW WATER CROSSING\",\"Unknown\",G992=\"Natural\",\"None\",AM992<AN992,\"High\",AC992=\"Functional\",\"Low\",AC992=\"Non-Functional\",\"Low\",W992=\"No\",\"Low\",W992=\"Unknown\",\"None\",X992=\"Deficiency\",\"None\",W992=\"Yes\",\"High\",W992=\"\",\"None\")","v":"None"},0,0,0,0,{"$f":"_xlfn.CONCAT(LEFT(H992,3),\"-\")&IF(H992=\"-\",0,COUNTIF($H$4:H992,H992))","v":"-0"},{"$f":"_xlfn.IFS($H992<=0,\"-\",AS992=1,_xlfn.CONCAT(\"FUN_NONDEF\",\"-DCON_\",LEFT(AQ992,1),\"-FCON_\",LEFT(AR992,1)),AT992=1,_xlfn.CONCAT(\"FUN_DEF\",\"-DCON_\",LEFT(AQ992,1),\"-FCON_\",LEFT(AR992,1)),AU992=1,_xlfn.CONCAT(\"NONFUN_NONDEF\",\"-DCON_\",LEFT(AQ992,1),\"-FCON_\",LEFT(AR992,1)),AV992=1,_xlfn.CONCAT(\"NONFUN_DEF\",\"-DCON_\",LEFT(AQ992,1),\"-FCON_\",LEFT(AR992,1)),AS992+AT992+AU992+AV992<1,_xlfn.CONCAT(\"-\"))","v":"-"}]
[null,null,null,null,null,null,null,null,null,null,null,null,null,null,null,null,null,null,null,null,null,0,null,null,null,null,null,null,null,null,null,0,0,0,0,"Unknown",{"$f":"_xlfn.IFS(G1003=\"Natural\",0,H1003=\"\",0,H1003=\"COASTAL-CONSTRUCTED\",0,G1003=\"Constructed\",_xlfn.XLOOKUP($H1003,'Data Categories'!$U$4:$U$25,'Data Categories'!$V$4:V$25))","v":0},{"$f":"_xlfn.IFS(AK1003=\"\",0,AJ1003=\"Unknown\",0,AK1003>1,AK1003-AJ1003,AK1003=0,0)","v":0},{"$f":"_xlfn.IFS(Y1003=\"\",0,Y1003>1920,_xlfn.XLOOKUP($H1003,'Data Categories'!$AE$20:$AE$42,'Data Categories'!$AG$20:$AG$42,0))","v":0},{"$f":"_xlfn.IFS(Y1003=\"\",0,Y1003>0,(2025-Y1003))","v":0},{"$f":"_xlfn.IFS(Z1003=\"Non-Deficient\",\"Non-Deficient\",Z1003=\"Deficient\",\"Deficient\",AB1003=\"Deficient\",\"Deficient\",Z1003=\"Non-Deficient\",\"Non-Deficient\",AB1003=\"Non-Deficient\",\"Non-Deficient\",P1003=\"\",\"None\",AL1003<0,\"Deficient\",AL1003>10,\"Non-Deficient\")","v":"None"},{"$f":"_xlfn.IFS(H1003=\"LOW WATER CROSSING\",\"Non-Functional\",G1003=\"Natural\",\"Functional\",AA1003=\"Functional\",\"Functional\",AC1003=\"Functional\",\"Functional\",AA1003=\"Non-Functional\",\"Non-Functional\",AC1003=\"Non-Functional\",\"Non-Functional\",AA1003=\"Unknown\",\"Unknown\",AC1003=\"Unknown\",\"Unknown\",AA1003=\"\",\"None\")","v":"None"},{"$f":"_xlfn.IFS(X1003=\"Functionality\",\"Low\",W1003=\"No\",\"Low\",Y1003>=2015,\"High\",Y1003>=1920,\"Low\",W1003=\"\",\"None\",W1003=\"Unknown\",\"None\")","v":"None"},{"$f":"_xlfn.IFS(H1003=\"LOW WATER CROSSING\",\"Unknown\",G1003=\"Natural\",\"None\",AM1003<AN1003,\"High\",AC1003=\"Functional\",\"Low\",AC1003=\"Non-Functional\",\"Low\",W1003=\"No\",\"Low\",W1003=\"Unknown\",\"None\",X1003=\"Deficiency\",\"None\",W1003=\"Yes\",\"High\",W1003=\"\",\"None\")","v":"None"},0,0,0,0,{"$f":"_xlfn.CONCAT(LEFT(H1003,3),\"-\")&IF(H1003=\"-\",0,COUNTIF($H$4:H1003,H1003))","v":"-0"},{"$f":"_xlfn.IFS($H1003<=0,\"-\",AS1003=1,_xlfn.CONCAT(\"FUN_NONDEF\",\"-DCON_\",LEFT(AQ1003,1),\"-FCON_\",LEFT(AR1003,1)),AT1003=1,_xlfn.CONCAT(\"FUN_DEF\",\"-DCON_\",LEFT(AQ1003,1),\"-FCON_\",LEFT(AR1003,1)),AU1003=1,_xlfn.CONCAT(\"NONFUN_NONDEF\",\"-DCON_\",LEFT(AQ1003,1),\"-FCON_\",LEFT(AR1003,1)),AV1003=1,_xlfn.CONCAT(\"NONFUN_DEF\",\"-DCON_\",LEFT(AQ1003,1),\"-FCON_\",LEFT(AR1003,1)),AS1003+AT1003+AU1003+AV1003<1,_xlfn.CONCAT(\"-\"))","v":"-"}]
[null,null,null,null,null,null,null,null,null,null,null,null,null,null,null,null,null,null,null,null,null,0,null,null,null,null,null,null,null,null,null,0,0,0,0,"Unknown",{"$f":"_xlfn.IFS(G1010=\"Natural\",0,H1010=\"\",0,H1010=\"COASTAL-CONSTRUCTED\",0,G1010=\"Constructed\",_xlfn.XLOOKUP($H1010,'Data Categories'!$U$4:$U$25,'Data Categories'!$V$4:V$25))","v":0},{"$f":"_xlfn.IFS(AK1010=\"\",0,AJ1010=\"Unknown\",0,AK1010>1,AK1010-AJ1010,AK1010=0,0)","v":0},{"$f":"_xlfn.IFS(Y1010=\"\",0,Y1010>1920,_xlfn.XLOOKUP($H1010,'Data Categories'!$AE$20:$AE$42,'Data Categories'!$AG$20:$AG$42,0))","v":0},{"$f":"_xlfn.IFS(Y1010=\"\",0,Y1010>0,(2025-Y1010))","v":0},{"$f":"_xlfn.IFS(Z1010=\"Non-Deficient\",\"Non-Deficient\",Z1010=\"Deficient\",\"Deficient\",AB1010=\"Deficient\",\"Deficient\",Z1010=\"Non-Deficient\",\"Non-Deficient\",AB1010=\"Non-Deficient\",\"Non-Deficient\",P1010=\"\",\"None\",AL1010<0,\"Deficient\",AL1010>10,\"Non-Deficient\")","v":"None"},{"$f":"_xlfn.IFS(H1010=\"LOW WATER CROSSING\",\"Non-Functional\",G1010=\"Natural\",\"Functional\",AA1010=\"Functional\",\"Functional\",AC1010=\"Functional\",\"Functional\",AA1010=\"Non-Functional\",\"Non-Functional\",AC1010=\"Non-Functional\",\"Non-Functional\",AA1010=\"Unknown\",\"Unknown\",AC1010=\"Unknown\",\"Unknown\",AA1010=\"\",\"None\")","v":"None"},{"$f":"_xlfn.IFS(X1010=\"Functionality\",\"Low\",W1010=\"No\",\"Low\",Y1010>=2015,\"High\",Y1010>=1920,\"Low\",W1010=\"\",\"None\",W1010=\"Unknown\",\"None\")","v":"None"},{"$f":"_xlfn.IFS(H1010=\"LOW WATER CROSSING\",\"Unknown\",G1010=\"Natural\",\"None\",AM1010<AN1010,\"High\",AC1010=\"Functional\",\"Low\",AC1010=\"Non-Functional\",\"Low\",W1010=\"No\",\"Low\",W1010=\"Unknown\",\"None\",X1010=\"Deficiency\",\"None\",W1010=\"Yes\",\"High\",W1010=\"\",\"None\")","v":"None"},0,0,0,0,{"$f":"_xlfn.CONCAT(LEFT(H1010,3),\"-\")&IF(H1010=\"-\",0,COUNTIF($H$4:H1010,H1010))","v":"-0"},{"$f":"_xlfn.IFS($H1010<=0,\"-\",AS1010=1,_xlfn.CONCAT(\"FUN_NONDEF\",\"-DCON_\",LEFT(AQ1010,1),\"-FCON_\",LEFT(AR1010,1)),AT1010=1,_xlfn.CONCAT(\"FUN_DEF\",\"-DCON_\",LEFT(AQ1010,1),\"-FCON_\",LEFT(AR1010,1)),AU1010=1,_xlfn.CONCAT(\"NONFUN_NONDEF\",\"-DCON_\",LEFT(AQ1010,1),\"-FCON_\",LEFT(AR1010,1)),AV1010=1,_xlfn.CONCAT(\"NONFUN_DEF\",\"-DCON_\",LEFT(AQ1010,1),\"-FCON_\",LEFT(AR1010,1)),AS1010+AT1010+AU1010+AV1010<1,_xlfn.CONCAT(\"-\"))","v":"-"}]
[null,null,null,null,null,null,null,null,null,null,null,null,null,null,null,null,null,null,null,null,null,0,null,null,null,null,null,null,null,null,null,0,0,0,0,"Unknown",{"$f":"_xlfn.IFS(G1022=\"Natural\",0,H1022=\"\",0,H1022=\"COASTAL-CONSTRUCTED\",0,G1022=\"Constructed\",_xlfn.XLOOKUP($H1022,'Data Categories'!$U$4:$U$25,'Data Categories'!$V$4:V$25))","v":0},{"$f":"_xlfn.IFS(AK1022=\"\",0,AJ1022=\"Unknown\",0,AK1022>1,AK1022-AJ1022,AK1022=0,0)","v":0},{"$f":"_xlfn.IFS(Y1022=\"\",0,Y1022>1920,_xlfn.XLOOKUP($H1022,'Data Categories'!$AE$20:$AE$42,'Data Categories'!$AG$20:$AG$42,0))","v":0},{"$f":"_xlfn.IFS(Y1022=\"\",0,Y1022>0,(2025-Y1022))","v":0},{"$f":"_xlfn.IFS(Z1022=\"Non-Deficient\",\"Non-Deficient\",Z1022=\"Deficient\",\"Deficient\",AB1022=\"Deficient\",\"Deficient\",Z1022=\"Non-Deficient\",\"Non-Deficient\",AB1022=\"Non-Deficient\",\"Non-Deficient\",P1022=\"\",\"None\",AL1022<0,\"Deficient\",AL1022>10,\"Non-Deficient\")","v":"None"},{"$f":"_xlfn.IFS(H1022=\"LOW WATER CROSSING\",\"Non-Functional\",G1022=\"Natural\",\"Functional\",AA1022=\"Functional\",\"Functional\",AC1022=\"Functional\",\"Functional\",AA1022=\"Non-Functional\",\"Non-Functional\",AC1022=\"Non-Functional\",\"Non-Functional\",AA1022=\"Unknown\",\"Unknown\",AC1022=\"Unknown\",\"Unknown\",AA1022=\"\",\"None\")","v":"None"},{"$f":"_xlfn.IFS(X1022=\"Functionality\",\"Low\",W1022=\"No\",\"Low\",Y1022>=2015,\"High\",Y1022>=1920,\"Low\",W1022=\"\",\"None\",W1022=\"Unknown\",\"None\")","v":"None"},{"$f":"_xlfn.IFS(H1022=\"LOW WATER CROSSING\",\"Unknown\",G1022=\"Natural\",\"None\",AM1022<AN1022,\"High\",AC1022=\"Functional\",\"Low\",AC1022=\"Non-Functional\",\"Low\",W1022=\"No\",\"Low\",W1022=\"Unknown\",\"None\",X1022=\"Deficiency\",\"None\",W1022=\"Yes\",\"High\",W1022=\"\",\"None\")","v":"None"},0,0,0,0,{"$f":"_xlfn.CONCAT(LEFT(H1022,3),\"-\")&IF(H1022=\"-\",0,COUNTIF($H$4:H1022,H1022))","v":"-0"},{"$f":"_xlfn.IFS($H1022<=0,\"-\",AS1022=1,_xlfn.CONCAT(\"FUN_NONDEF\",\"-DCON_\",LEFT(AQ1022,1),\"-FCON_\",LEFT(AR1022,1)),AT1022=1,_xlfn.CONCAT(\"FUN_DEF\",\"-DCON_\",LEFT(AQ1022,1),\"-FCON_\",LEFT(AR1022,1)),AU1022=1,_xlfn.CONCAT(\"NONFUN_NONDEF\",\"-DCON_\",LEFT(AQ1022,1),\"-FCON_\",LEFT(AR1022,1)),AV1022=1,_xlfn.CONCAT(\"NONFUN_DEF\",\"-DCON_\",LEFT(AQ1022,1),\"-FCON_\",LEFT(AR1022,1)),AS1022+AT1022+AU1022+AV1022<1,_xlfn.CONCAT(\"-\"))","v":"-"}]
[null,null,null,null,null,null,null,null,null,null,null,null,null,null,null,null,null,null,null,null,null,0,null,null,null,null,null,null,null,null,null,0,0,0,0,"Unknown",{"$f":"_xlfn.IFS(G1031=\"Natural\",0,H1031=\"\",0,H1031=\"COASTAL-CONSTRUCTED\",0,G1031=\"Constructed\",_xlfn.XLOOKUP($H1031,'Data Categories'!$U$4:$U$25,'Data Categories'!$V$4:V$25))","v":0},{"$f":"_xlfn.IFS(AK1031=\"\",0,AJ1031=\"Unknown\",0,AK1031>1,AK1031-AJ1031,AK1031=0,0)","v":0},{"$f":"_xlfn.IFS(Y1031=\"\",0,Y1031>1920,_xlfn.XLOOKUP($H1031,'Data Categories'!$AE$20:$AE$42,'Data Categories'!$AG$20:$AG$42,0))","v":0},{"$f":"_xlfn.IFS(Y1031=\"\",0,Y1031>0,(2025-Y1031))","v":0},{"$f":"_xlfn.IFS(Z1031=\"Non-Deficient\",\"Non-Deficient\",Z1031=\"Deficient\",\"Deficient\",AB1031=\"Deficient\",\"Deficient\",Z1031=\"Non-Deficient\",\"Non-Deficient\",AB1031=\"Non-Deficient\",\"Non-Deficient\",P1031=\"\",\"None\",AL1031<0,\"Deficient\",AL1031>10,\"Non-Deficient\")","v":"None"},{"$f":"_xlfn.IFS(H1031=\"LOW WATER CROSSING\",\"Non-Functional\",G1031=\"Natural\",\"Functional\",AA1031=\"Functional\",\"Functional\",AC1031=\"Functional\",\"Functional\",AA1031=\"Non-Functional\",\"Non-Functional\",AC1031=\"Non-Functional\",\"Non-Functional\",AA1031=\"Unknown\",\"Unknown\",AC1031=\"Unknown\",\"Unknown\",AA1031=\"\",\"None\")","v":"None"},{"$f":"_xlfn.IFS(X1031=\"Functionality\",\"Low\",W1031=\"No\",\"Low\",Y1031>=2015,\"High\",Y1031>=1920,\"Low\",W1031=\"\",\"None\",W1031=\"Unknown\",\"None\")","v":"None"},{"$f":"_xlfn.IFS(H1031=\"LOW WATER CROSSING\",\"Unknown\",G1031=\"Natural\",\"None\",AM1031<AN1031,\"High\",AC1031=\"Functional\",\"Low\",AC1031=\"Non-Functional\",\"Low\",W1031=\"No\",\"Low\",W1031=\"Unknown\",\"None\",X1031=\"Deficiency\",\"None\",W1031=\"Yes\",\"High\",W1031=\"\",\"None\")","v":"None"},0,0,0,0,{"$f":"_xlfn.CONCAT(LEFT(H1031,3),\"-\")&IF(H1031=\"-\",0,COUNTIF($H$4:H1031,H1031))","v":"-0"},{"$f":"_xlfn.IFS($H1031<=0,\"-\",AS1031=1,_xlfn.CONCAT(\"FUN_NONDEF\",\"-DCON_\",LEFT(AQ1031,1),\"-FCON_\",LEFT(AR1031,1)),AT1031=1,_xlfn.CONCAT(\"FUN_DEF\",\"-DCON_\",LEFT(AQ1031,1),\"-FCON_\",LEFT(AR1031,1)),AU1031=1,_xlfn.CONCAT(\"NONFUN_NONDEF\",\"-DCON_\",LEFT(AQ1031,1),\"-FCON_\",LEFT(AR1031,1)),AV1031=1,_xlfn.CONCAT(\"NONFUN_DEF\",\"-DCON_\",LEFT(AQ1031,1),\"-FCON_\",LEFT(AR1031,1)),AS1031+AT1031+AU1031+AV1031<1,_xlfn.CONCAT(\"-\"))","v":"-"}]
[null,null,null,null,null,null,null,null,null,null,null,null,null,null,null,null,null,null,null,null,null,0,null,null,null,null,null,null,null,null,null,0,0,0,0,"Unknown",{"$f":"_xlfn.IFS(G1040=\"Natural\",0,H1040=\"\",0,H1040=\"COASTAL-CONSTRUCTED\",0,G1040=\"Constructed\",_xlfn.XLOOKUP($H1040,'Data Categories'!$U$4:$U$25,'Data Categories'!$V$4:V$25))","v":0},{"$f":"_xlfn.IFS(AK1040=\"\",0,AJ1040=\"Unknown\",0,AK1040>1,AK1040-AJ1040,AK1040=0,0)","v":0},{"$f":"_xlfn.IFS(Y1040=\"\",0,Y1040>1920,_xlfn.XLOOKUP($H1040,'Data Categories'!$AE$20:$AE$42,'Data Categories'!$AG$20:$AG$42,0))","v":0},{"$f":"_xlfn.IFS(Y1040=\"\",0,Y1040>0,(2025-Y1040))","v":0},{"$f":"_xlfn.IFS(Z1040=\"Non-Deficient\",\"Non-Deficient\",Z1040=\"Deficient\",\"Deficient\",AB1040=\"Deficient\",\"Deficient\",Z1040=\"Non-Deficient\",\"Non-Deficient\",AB1040=\"Non-Deficient\",\"Non-Deficient\",P1040=\"\",\"None\",AL1040<0,\"Deficient\",AL1040>10,\"Non-Deficient\")","v":"None"},{"$f":"_xlfn.IFS(H1040=\"LOW WATER CROSSING\",\"Non-Functional\",G1040=\"Natural\",\"Functional\",AA1040=\"Functional\",\"Functional\",AC1040=\"Functional\",\"Functional\",AA1040=\"Non-Functional\",\"Non-Functional\",AC1040=\"Non-Functional\",\"Non-Functional\",AA1040=\"Unknown\",\"Unknown\",AC1040=\"Unknown\",\"Unknown\",AA1040=\"\",\"None\")","v":"None"},{"$f":"_xlfn.IFS(X1040=\"Functionality\",\"Low\",W1040=\"No\",\"Low\",Y1040>=2015,\"High\",Y1040>=1920,\"Low\",W1040=\"\",\"None\",W1040=\"Unknown\",\"None\")","v":"None"},{"$f":"_xlfn.IFS(H1040=\"LOW WATER CROSSING\",\"Unknown\",G1040=\"Natural\",\"None\",AM1040<AN1040,\"High\",AC1040=\"Functional\",\"Low\",AC1040=\"Non-Functional\",\"Low\",W1040=\"No\",\"Low\",W1040=\"Unknown\",\"None\",X1040=\"Deficiency\",\"None\",W1040=\"Yes\",\"High\",W1040=\"\",\"None\")","v":"None"},0,0,0,0,{"$f":"_xlfn.CONCAT(LEFT(H1040,3),\"-\")&IF(H1040=\"-\",0,COUNTIF($H$4:H1040,H1040))","v":"-0"},{"$f":"_xlfn.IFS($H1040<=0,\"-\",AS1040=1,_xlfn.CONCAT(\"FUN_NONDEF\",\"-DCON_\",LEFT(AQ1040,1),\"-FCON_\",LEFT(AR1040,1)),AT1040=1,_xlfn.CONCAT(\"FUN_DEF\",\"-DCON_\",LEFT(AQ1040,1),\"-FCON_\",LEFT(AR1040,1)),AU1040=1,_xlfn.CONCAT(\"NONFUN_NONDEF\",\"-DCON_\",LEFT(AQ1040,1),\"-FCON_\",LEFT(AR1040,1)),AV1040=1,_xlfn.CONCAT(\"NONFUN_DEF\",\"-DCON_\",LEFT(AQ1040,1),\"-FCON_\",LEFT(AR1040,1)),AS1040+AT1040+AU1040+AV1040<1,_xlfn.CONCAT(\"-\"))","v":"-"}]
[null,null,null,null,null,null,null,null,null,null,null,null,null,null,null,null,null,null,null,null,null,0,null,null,null,null,null,null,null,null,null,0,0,0,0,"Unknown",{"$f":"_xlfn.IFS(G1043=\"Natural\",0,H1043=\"\",0,H1043=\"COASTAL-CONSTRUCTED\",0,G1043=\"Constructed\",_xlfn.XLOOKUP($H1043,'Data Categories'!$U$4:$U$25,'Data Categories'!$V$4:V$25))","v":0},{"$f":"_xlfn.IFS(AK1043=\"\",0,AJ1043=\"Unknown\",0,AK1043>1,AK1043-AJ1043,AK1043=0,0)","v":0},{"$f":"_xlfn.IFS(Y1043=\"\",0,Y1043>1920,_xlfn.XLOOKUP($H1043,'Data Categories'!$AE$20:$AE$42,'Data Categories'!$AG$20:$AG$42,0))","v":0},{"$f":"_xlfn.IFS(Y1043=\"\",0,Y1043>0,(2025-Y1043))","v":0},{"$f":"_xlfn.IFS(Z1043=\"Non-Deficient\",\"Non-Deficient\",Z1043=\"Deficient\",\"Deficient\",AB1043=\"Deficient\",\"Deficient\",Z1043=\"Non-Deficient\",\"Non-Deficient\",AB1043=\"Non-Deficient\",\"Non-Deficient\",P1043=\"\",\"None\",AL1043<0,\"Deficient\",AL1043>10,\"Non-Deficient\")","v":"None"},{"$f":"_xlfn.IFS(H1043=\"LOW WATER CROSSING\",\"Non-Functional\",G1043=\"Natural\",\"Functional\",AA1043=\"Functional\",\"Functional\",AC1043=\"Functional\",\"Functional\",AA1043=\"Non-Functional\",\"Non-Functional\",AC1043=\"Non-Functional\",\"Non-Functional\",AA1043=\"Unknown\",\"Unknown\",AC1043=\"Unknown\",\"Unknown\",AA1043=\"\",\"None\")","v":"None"},{"$f":"_xlfn.IFS(X1043=\"Functionality\",\"Low\",W1043=\"No\",\"Low\",Y1043>=2015,\"High\",Y1043>=1920,\"Low\",W1043=\"\",\"None\",W1043=\"Unknown\",\"None\")","v":"None"},{"$f":"_xlfn.IFS(H1043=\"LOW WATER CROSSING\",\"Unknown\",G1043=\"Natural\",\"None\",AM1043<AN1043,\"High\",AC1043=\"Functional\",\"Low\",AC1043=\"Non-Functional\",\"Low\",W1043=\"No\",\"Low\",W1043=\"Unknown\",\"None\",X1043=\"Deficiency\",\"None\",W1043=\"Yes\",\"High\",W1043=\"\",\"None\")","v":"None"},0,0,0,0,{"$f":"_xlfn.CONCAT(LEFT(H1043,3),\"-\")&IF(H1043=\"-\",0,COUNTIF($H$4:H1043,H1043))","v":"-0"},{"$f":"_xlfn.IFS($H1043<=0,\"-\",AS1043=1,_xlfn.CONCAT(\"FUN_NONDEF\",\"-DCON_\",LEFT(AQ1043,1),\"-FCON_\",LEFT(AR1043,1)),AT1043=1,_xlfn.CONCAT(\"FUN_DEF\",\"-DCON_\",LEFT(AQ1043,1),\"-FCON_\",LEFT(AR1043,1)),AU1043=1,_xlfn.CONCAT(\"NONFUN_NONDEF\",\"-DCON_\",LEFT(AQ1043,1),\"-FCON_\",LEFT(AR1043,1)),AV1043=1,_xlfn.CONCAT(\"NONFUN_DEF\",\"-DCON_\",LEFT(AQ1043,1),\"-FCON_\",LEFT(AR1043,1)),AS1043+AT1043+AU1043+AV1043<1,_xlfn.CONCAT(\"-\"))","v":"-"}]
[null,null,null,null,null,null,null,null,null,null,null,null,null,null,null,null,null,null,null,null,null,0,null,null,null,null,null,null,null,null,null,0,0,0,0,"Unknown",{"$f":"_xlfn.IFS(G1059=\"Natural\",0,H1059=\"\",0,H1059=\"COASTAL-CONSTRUCTED\",0,G1059=\"Constructed\",_xlfn.XLOOKUP($H1059,'Data Categories'!$U$4:$U$25,'Data Categories'!$V$4:V$25))","v":0},{"$f":"_xlfn.IFS(AK1059=\"\",0,AJ1059=\"Unknown\",0,AK1059>1,AK1059-AJ1059,AK1059=0,0)","v":0},{"$f":"_xlfn.IFS(Y1059=\"\",0,Y1059>1920,_xlfn.XLOOKUP($H1059,'Data Categories'!$AE$20:$AE$42,'Data Categories'!$AG$20:$AG$42,0))","v":0},{"$f":"_xlfn.IFS(Y1059=\"\",0,Y1059>0,(2025-Y1059))","v":0},{"$f":"_xlfn.IFS(Z1059=\"Non-Deficient\",\"Non-Deficient\",Z1059=\"Deficient\",\"Deficient\",AB1059=\"Deficient\",\"Deficient\",Z1059=\"Non-Deficient\",\"Non-Deficient\",AB1059=\"Non-Deficient\",\"Non-Deficient\",P1059=\"\",\"None\",AL1059<0,\"Deficient\",AL1059>10,\"Non-Deficient\")","v":"None"},{"$f":"_xlfn.IFS(H1059=\"LOW WATER CROSSING\",\"Non-Functional\",G1059=\"Natural\",\"Functional\",AA1059=\"Functional\",\"Functional\",AC1059=\"Functional\",\"Functional\",AA1059=\"Non-Functional\",\"Non-Functional\",AC1059=\"Non-Functional\",\"Non-Functional\",AA1059=\"Unknown\",\"Unknown\",AC1059=\"Unknown\",\"Unknown\",AA1059=\"\",\"None\")","v":"None"},{"$f":"_xlfn.IFS(X1059=\"Functionality\",\"Low\",W1059=\"No\",\"Low\",Y1059>=2015,\"High\",Y1059>=1920,\"Low\",W1059=\"\",\"None\",W1059=\"Unknown\",\"None\")","v":"None"},{"$f":"_xlfn.IFS(H1059=\"LOW WATER CROSSING\",\"Unknown\",G1059=\"Natural\",\"None\",AM1059<AN1059,\"High\",AC1059=\"Functional\",\"Low\",AC1059=\"Non-Functional\",\"Low\",W1059=\"No\",\"Low\",W1059=\"Unknown\",\"None\",X1059=\"Deficiency\",\"None\",W1059=\"Yes\",\"High\",W1059=\"\",\"None\")","v":"None"},0,0,0,0,{"$f":"_xlfn.CONCAT(LEFT(H1059,3),\"-\")&IF(H1059=\"-\",0,COUNTIF($H$4:H1059,H1059))","v":"-0"},{"$f":"_xlfn.IFS($H1059<=0,\"-\",AS1059=1,_xlfn.CONCAT(\"FUN_NONDEF\",\"-DCON_\",LEFT(AQ1059,1),\"-FCON_\",LEFT(AR1059,1)),AT1059=1,_xlfn.CONCAT(\"FUN_DEF\",\"-DCON_\",LEFT(AQ1059,1),\"-FCON_\",LEFT(AR1059,1)),AU1059=1,_xlfn.CONCAT(\"NONFUN_NONDEF\",\"-DCON_\",LEFT(AQ1059,1),\"-FCON_\",LEFT(AR1059,1)),AV1059=1,_xlfn.CONCAT(\"NONFUN_DEF\",\"-DCON_\",LEFT(AQ1059,1),\"-FCON_\",LEFT(AR1059,1)),AS1059+AT1059+AU1059+AV1059<1,_xlfn.CONCAT(\"-\"))","v":"-"}]
[null,null,null,null,null,null,null,null,null,null,null,null,null,null,null,null,null,null,null,null,null,0,null,null,null,null,null,null,null,null,null,0,0,0,0,"Unknown",{"$f":"_xlfn.IFS(G1062=\"Natural\",0,H1062=\"\",0,H1062=\"COASTAL-CONSTRUCTED\",0,G1062=\"Constructed\",_xlfn.XLOOKUP($H1062,'Data Categories'!$U$4:$U$25,'Data Categories'!$V$4:V$25))","v":0},{"$f":"_xlfn.IFS(AK1062=\"\",0,AJ1062=\"Unknown\",0,AK1062>1,AK1062-AJ1062,AK1062=0,0)","v":0},{"$f":"_xlfn.IFS(Y1062=\"\",0,Y1062>1920,_xlfn.XLOOKUP($H1062,'Data Categories'!$AE$20:$AE$42,'Data Categories'!$AG$20:$AG$42,0))","v":0},{"$f":"_xlfn.IFS(Y1062=\"\",0,Y1062>0,(2025-Y1062))","v":0},{"$f":"_xlfn.IFS(Z1062=\"Non-Deficient\",\"Non-Deficient\",Z1062=\"Deficient\",\"Deficient\",AB1062=\"Deficient\",\"Deficient\",Z1062=\"Non-Deficient\",\"Non-Deficient\",AB1062=\"Non-Deficient\",\"Non-Deficient\",P1062=\"\",\"None\",AL1062<0,\"Deficient\",AL1062>10,\"Non-Deficient\")","v":"None"},{"$f":"_xlfn.IFS(H1062=\"LOW WATER CROSSING\",\"Non-Functional\",G1062=\"Natural\",\"Functional\",AA1062=\"Functional\",\"Functional\",AC1062=\"Functional\",\"Functional\",AA1062=\"Non-Functional\",\"Non-Functional\",AC1062=\"Non-Functional\",\"Non-Functional\",AA1062=\"Unknown\",\"Unknown\",AC1062=\"Unknown\",\"Unknown\",AA1062=\"\",\"None\")","v":"None"},{"$f":"_xlfn.IFS(X1062=\"Functionality\",\"Low\",W1062=\"No\",\"Low\",Y1062>=2015,\"High\",Y1062>=1920,\"Low\",W1062=\"\",\"None\",W1062=\"Unknown\",\"None\")","v":"None"},{"$f":"_xlfn.IFS(H1062=\"LOW WATER CROSSING\",\"Unknown\",G1062=\"Natural\",\"None\",AM1062<AN1062,\"High\",AC1062=\"Functional\",\"Low\",AC1062=\"Non-Functional\",\"Low\",W1062=\"No\",\"Low\",W1062=\"Unknown\",\"None\",X1062=\"Deficiency\",\"None\",W1062=\"Yes\",\"High\",W1062=\"\",\"None\")","v":"None"},0,0,0,0,{"$f":"_xlfn.CONCAT(LEFT(H1062,3),\"-\")&IF(H1062=\"-\",0,COUNTIF($H$4:H1062,H1062))","v":"-0"},{"$f":"_xlfn.IFS($H1062<=0,\"-\",AS1062=1,_xlfn.CONCAT(\"FUN_NONDEF\",\"-DCON_\",LEFT(AQ1062,1),\"-FCON_\",LEFT(AR1062,1)),AT1062=1,_xlfn.CONCAT(\"FUN_DEF\",\"-DCON_\",LEFT(AQ1062,1),\"-FCON_\",LEFT(AR1062,1)),AU1062=1,_xlfn.CONCAT(\"NONFUN_NONDEF\",\"-DCON_\",LEFT(AQ1062,1),\"-FCON_\",LEFT(AR1062,1)),AV1062=1,_xlfn.CONCAT(\"NONFUN_DEF\",\"-DCON_\",LEFT(AQ1062,1),\"-FCON_\",LEFT(AR1062,1)),AS1062+AT1062+AU1062+AV1062<1,_xlfn.CONCAT(\"-\"))","v":"-"}]
[null,null,null,null,null,null,null,null,null,null,null,null,null,null,null,null,null,null,null,null,null,0,null,null,null,null,null,null,null,null,null,0,0,0,0,"Unknown",{"$f":"_xlfn.IFS(G1073=\"Natural\",0,H1073=\"\",0,H1073=\"COASTAL-CONSTRUCTED\",0,G1073=\"Constructed\",_xlfn.XLOOKUP($H1073,'Data Categories'!$U$4:$U$25,'Data Categories'!$V$4:V$25))","v":0},{"$f":"_xlfn.IFS(AK1073=\"\",0,AJ1073=\"Unknown\",0,AK1073>1,AK1073-AJ1073,AK1073=0,0)","v":0},{"$f":"_xlfn.IFS(Y1073=\"\",0,Y1073>1920,_xlfn.XLOOKUP($H1073,'Data Categories'!$AE$20:$AE$42,'Data Categories'!$AG$20:$AG$42,0))","v":0},{"$f":"_xlfn.IFS(Y1073=\"\",0,Y1073>0,(2025-Y1073))","v":0},{"$f":"_xlfn.IFS(Z1073=\"Non-Deficient\",\"Non-Deficient\",Z1073=\"Deficient\",\"Deficient\",AB1073=\"Deficient\",\"Deficient\",Z1073=\"Non-Deficient\",\"Non-Deficient\",AB1073=\"Non-Deficient\",\"Non-Deficient\",P1073=\"\",\"None\",AL1073<0,\"Deficient\",AL1073>10,\"Non-Deficient\")","v":"None"},{"$f":"_xlfn.IFS(H1073=\"LOW WATER CROSSING\",\"Non-Functional\",G1073=\"Natural\",\"Functional\",AA1073=\"Functional\",\"Functional\",AC1073=\"Functional\",\"Functional\",AA1073=\"Non-Functional\",\"Non-Functional\",AC1073=\"Non-Functional\",\"Non-Functional\",AA1073=\"Unknown\",\"Unknown\",AC1073=\"Unknown\",\"Unknown\",AA1073=\"\",\"None\")","v":"None"},{"$f":"_xlfn.IFS(X1073=\"Functionality\",\"Low\",W1073=\"No\",\"Low\",Y1073>=2015,\"High\",Y1073>=1920,\"Low\",W1073=\"\",\"None\",W1073=\"Unknown\",\"None\")","v":"None"},{"$f":"_xlfn.IFS(H1073=\"LOW WATER CROSSING\",\"Unknown\",G1073=\"Natural\",\"None\",AM1073<AN1073,\"High\",AC1073=\"Functional\",\"Low\",AC1073=\"Non-Functional\",\"Low\",W1073=\"No\",\"Low\",W1073=\"Unknown\",\"None\",X1073=\"Deficiency\",\"None\",W1073=\"Yes\",\"High\",W1073=\"\",\"None\")","v":"None"},0,0,0,0,{"$f":"_xlfn.CONCAT(LEFT(H1073,3),\"-\")&IF(H1073=\"-\",0,COUNTIF($H$4:H1073,H1073))","v":"-0"},{"$f":"_xlfn.IFS($H1073<=0,\"-\",AS1073=1,_xlfn.CONCAT(\"FUN_NONDEF\",\"-DCON_\",LEFT(AQ1073,1),\"-FCON_\",LEFT(AR1073,1)),AT1073=1,_xlfn.CONCAT(\"FUN_DEF\",\"-DCON_\",LEFT(AQ1073,1),\"-FCON_\",LEFT(AR1073,1)),AU1073=1,_xlfn.CONCAT(\"NONFUN_NONDEF\",\"-DCON_\",LEFT(AQ1073,1),\"-FCON_\",LEFT(AR1073,1)),AV1073=1,_xlfn.CONCAT(\"NONFUN_DEF\",\"-DCON_\",LEFT(AQ1073,1),\"-FCON_\",LEFT(AR1073,1)),AS1073+AT1073+AU1073+AV1073<1,_xlfn.CONCAT(\"-\"))","v":"-"}]
[null,null,null,null,null,null,null,null,null,null,null,null,null,null,null,null,null,null,null,null,null,0,null,null,null,null,null,null,null,null,null,0,0,0,0,"Unknown",{"$f":"_xlfn.IFS(G1080=\"Natural\",0,H1080=\"\",0,H1080=\"COASTAL-CONSTRUCTED\",0,G1080=\"Constructed\",_xlfn.XLOOKUP($H1080,'Data Categories'!$U$4:$U$25,'Data Categories'!$V$4:V$25))","v":0},{"$f":"_xlfn.IFS(AK1080=\"\",0,AJ1080=\"Unknown\",0,AK1080>1,AK1080-AJ1080,AK1080=0,0)","v":0},{"$f":"_xlfn.IFS(Y1080=\"\",0,Y1080>1920,_xlfn.XLOOKUP($H1080,'Data Categories'!$AE$20:$AE$42,'Data Categories'!$AG$20:$AG$42,0))","v":0},{"$f":"_xlfn.IFS(Y1080=\"\",0,Y1080>0,(2025-Y1080))","v":0},{"$f":"_xlfn.IFS(Z1080=\"Non-Deficient\",\"Non-Deficient\",Z1080=\"Deficient\",\"Deficient\",AB1080=\"Deficient\",\"Deficient\",Z1080=\"Non-Deficient\",\"Non-Deficient\",AB1080=\"Non-Deficient\",\"Non-Deficient\",P1080=\"\",\"None\",AL1080<0,\"Deficient\",AL1080>10,\"Non-Deficient\")","v":"None"},{"$f":"_xlfn.IFS(H1080=\"LOW WATER CROSSING\",\"Non-Functional\",G1080=\"Natural\",\"Functional\",AA1080=\"Functional\",\"Functional\",AC1080=\"Functional\",\"Functional\",AA1080=\"Non-Functional\",\"Non-Functional\",AC1080=\"Non-Functional\",\"Non-Functional\",AA1080=\"Unknown\",\"Unknown\",AC1080=\"Unknown\",\"Unknown\",AA1080=\"\",\"None\")","v":"None"},{"$f":"_xlfn.IFS(X1080=\"Functionality\",\"Low\",W1080=\"No\",\"Low\",Y1080>=2015,\"High\",Y1080>=1920,\"Low\",W1080=\"\",\"None\",W1080=\"Unknown\",\"None\")","v":"None"},{"$f":"_xlfn.IFS(H1080=\"LOW WATER CROSSING\",\"Unknown\",G1080=\"Natural\",\"None\",AM1080<AN1080,\"High\",AC1080=\"Functional\",\"Low\",AC1080=\"Non-Functional\",\"Low\",W1080=\"No\",\"Low\",W1080=\"Unknown\",\"None\",X1080=\"Deficiency\",\"None\",W1080=\"Yes\",\"High\",W1080=\"\",\"None\")","v":"None"},0,0,0,0,{"$f":"_xlfn.CONCAT(LEFT(H1080,3),\"-\")&IF(H1080=\"-\",0,COUNTIF($H$4:H1080,H1080))","v":"-0"},{"$f":"_xlfn.IFS($H1080<=0,\"-\",AS1080=1,_xlfn.CONCAT(\"FUN_NONDEF\",\"-DCON_\",LEFT(AQ1080,1),\"-FCON_\",LEFT(AR1080,1)),AT1080=1,_xlfn.CONCAT(\"FUN_DEF\",\"-DCON_\",LEFT(AQ1080,1),\"-FCON_\",LEFT(AR1080,1)),AU1080=1,_xlfn.CONCAT(\"NONFUN_NONDEF\",\"-DCON_\",LEFT(AQ1080,1),\"-FCON_\",LEFT(AR1080,1)),AV1080=1,_xlfn.CONCAT(\"NONFUN_DEF\",\"-DCON_\",LEFT(AQ1080,1),\"-FCON_\",LEFT(AR1080,1)),AS1080+AT1080+AU1080+AV1080<1,_xlfn.CONCAT(\"-\"))","v":"-"}]
[null,null,null,null,null,null,null,null,null,null,null,null,null,null,null,null,null,null,null,null,null,0,null,null,null,null,null,null,null,null,null,0,{"$f":"IF(S1092+T1092+U1092>0,(S1092*T1092*U1092/43560),0)","v":0},0,0,"Unknown",{"$f":"_xlfn.IFS(G1092=\"Natural\",0,H1092=\"\",0,H1092=\"COASTAL-CONSTRUCTED\",0,G1092=\"Constructed\",_xlfn.XLOOKUP($H1092,'Data Categories'!$U$4:$U$25,'Data Categories'!$V$4:V$25))","v":0},{"$f":"_xlfn.IFS(AK1092=\"\",0,AJ1092=\"Unknown\",0,AK1092>1,AK1092-AJ1092,AK1092=0,0)","v":0},{"$f":"_xlfn.IFS(Y1092=\"\",0,Y1092>1920,_xlfn.XLOOKUP($H1092,'Data Categories'!$AE$20:$AE$42,'Data Categories'!$AG$20:$AG$42,0))","v":0},{"$f":"_xlfn.IFS(Y1092=\"\",0,Y1092>0,(2025-Y1092))","v":0},{"$f":"_xlfn.IFS(Z1092=\"Non-Deficient\",\"Non-Deficient\",Z1092=\"Deficient\",\"Deficient\",AB1092=\"Deficient\",\"Deficient\",Z1092=\"Non-Deficient\",\"Non-Deficient\",AB1092=\"Non-Deficient\",\"Non-Deficient\",P1092=\"\",\"None\",AL1092<0,\"Deficient\",AL1092>10,\"Non-Deficient\")","v":"None"},{"$f":"_xlfn.IFS(H1092=\"LOW WATER CROSSING\",\"Non-Functional\",G1092=\"Natural\",\"Functional\",AA1092=\"Functional\",\"Functional\",AC1092=\"Functional\",\"Functional\",AA1092=\"Non-Functional\",\"Non-Functional\",AC1092=\"Non-Functional\",\"Non-Functional\",AA1092=\"Unknown\",\"Unknown\",AC1092=\"Unknown\",\"Unknown\",AA1092=\"\",\"None\")","v":"None"},{"$f":"_xlfn.IFS(X1092=\"Functionality\",\"Low\",W1092=\"No\",\"Low\",Y1092>=2015,\"High\",Y1092>=1920,\"Low\",W1092=\"\",\"None\",W1092=\"Unknown\",\"None\")","v":"None"},{"$f":"_xlfn.IFS(H1092=\"LOW WATER CROSSING\",\"Unknown\",G1092=\"Natural\",\"None\",AM1092<AN1092,\"High\",AC1092=\"Functional\",\"Low\",AC1092=\"Non-Functional\",\"Low\",W1092=\"No\",\"Low\",W1092=\"Unknown\",\"None\",X1092=\"Deficiency\",\"None\",W1092=\"Yes\",\"High\",W1092=\"\",\"None\")","v":"None"},{"$f":"IF(AND(AO1092=\"Non-Deficient\",AP1092=\"Functional\"),1,0)","v":0},{"$f":"IF(AND(AO1092=\"Deficient\",AP1092=\"Functional\"),1,0)","v":0},{"$f":"IF(AND(AO1092=\"Non-Deficient\",AP1092=\"Non-Functional\"),1,0)","v":0},{"$f":"IF(AND(AO1092=\"Deficient\",AP1092=\"Non-Functional\"),1,0)","v":0},{"$f":"_xlfn.CONCAT(LEFT(H1092,3),\"-\")&IF(H1092=\"-\",0,COUNTIF($H$4:H1092,H1092))","v":"-0"},{"$f":"_xlfn.IFS($H1092<=0,\"-\",AS1092=1,_xlfn.CONCAT(\"FUN_NONDEF\",\"-DCON_\",LEFT(AQ1092,1),\"-FCON_\",LEFT(AR1092,1)),AT1092=1,_xlfn.CONCAT(\"FUN_DEF\",\"-DCON_\",LEFT(AQ1092,1),\"-FCON_\",LEFT(AR1092,1)),AU1092=1,_xlfn.CONCAT(\"NONFUN_NONDEF\",\"-DCON_\",LEFT(AQ1092,1),\"-FCON_\",LEFT(AR1092,1)),AV1092=1,_xlfn.CONCAT(\"NONFUN_DEF\",\"-DCON_\",LEFT(AQ1092,1),\"-FCON_\",LEFT(AR1092,1)),AS1092+AT1092+AU1092+AV1092<1,_xlfn.CONCAT(\"-\"))","v":"-"}]
[null,null,null,null,null,null,null,null,null,null,null,null,null,null,null,null,null,null,null,null,null,0,null,null,null,null,null,null,null,null,null,0,0,0,0,"Unknown",{"$f":"_xlfn.IFS(G1101=\"Natural\",0,H1101=\"\",0,H1101=\"COASTAL-CONSTRUCTED\",0,G1101=\"Constructed\",_xlfn.XLOOKUP($H1101,'Data Categories'!$U$4:$U$25,'Data Categories'!$V$4:V$25))","v":0},{"$f":"_xlfn.IFS(AK1101=\"\",0,AJ1101=\"Unknown\",0,AK1101>1,AK1101-AJ1101,AK1101=0,0)","v":0},{"$f":"_xlfn.IFS(Y1101=\"\",0,Y1101>1920,_xlfn.XLOOKUP($H1101,'Data Categories'!$AE$20:$AE$42,'Data Categories'!$AG$20:$AG$42,0))","v":0},{"$f":"_xlfn.IFS(Y1101=\"\",0,Y1101>0,(2025-Y1101))","v":0},{"$f":"_xlfn.IFS(Z1101=\"Non-Deficient\",\"Non-Deficient\",Z1101=\"Deficient\",\"Deficient\",AB1101=\"Deficient\",\"Deficient\",Z1101=\"Non-Deficient\",\"Non-Deficient\",AB1101=\"Non-Deficient\",\"Non-Deficient\",P1101=\"\",\"None\",AL1101<0,\"Deficient\",AL1101>10,\"Non-Deficient\")","v":"None"},{"$f":"_xlfn.IFS(H1101=\"LOW WATER CROSSING\",\"Non-Functional\",G1101=\"Natural\",\"Functional\",AA1101=\"Functional\",\"Functional\",AC1101=\"Functional\",\"Functional\",AA1101=\"Non-Functional\",\"Non-Functional\",AC1101=\"Non-Functional\",\"Non-Functional\",AA1101=\"Unknown\",\"Unknown\",AC1101=\"Unknown\",\"Unknown\",AA1101=\"\",\"None\")","v":"None"},{"$f":"_xlfn.IFS(X1101=\"Functionality\",\"Low\",W1101=\"No\",\"Low\",Y1101>=2015,\"High\",Y1101>=1920,\"Low\",W1101=\"\",\"None\",W1101=\"Unknown\",\"None\")","v":"None"},{"$f":"_xlfn.IFS(H1101=\"LOW WATER CROSSING\",\"Unknown\",G1101=\"Natural\",\"None\",AM1101<AN1101,\"High\",AC1101=\"Functional\",\"Low\",AC1101=\"Non-Functional\",\"Low\",W1101=\"No\",\"Low\",W1101=\"Unknown\",\"None\",X1101=\"Deficiency\",\"None\",W1101=\"Yes\",\"High\",W1101=\"\",\"None\")","v":"None"},0,0,0,0,{"$f":"_xlfn.CONCAT(LEFT(H1101,3),\"-\")&IF(H1101=\"-\",0,COUNTIF($H$4:H1101,H1101))","v":"-0"},{"$f":"_xlfn.IFS($H1101<=0,\"-\",AS1101=1,_xlfn.CONCAT(\"FUN_NONDEF\",\"-DCON_\",LEFT(AQ1101,1),\"-FCON_\",LEFT(AR1101,1)),AT1101=1,_xlfn.CONCAT(\"FUN_DEF\",\"-DCON_\",LEFT(AQ1101,1),\"-FCON_\",LEFT(AR1101,1)),AU1101=1,_xlfn.CONCAT(\"NONFUN_NONDEF\",\"-DCON_\",LEFT(AQ1101,1),\"-FCON_\",LEFT(AR1101,1)),AV1101=1,_xlfn.CONCAT(\"NONFUN_DEF\",\"-DCON_\",LEFT(AQ1101,1),\"-FCON_\",LEFT(AR1101,1)),AS1101+AT1101+AU1101+AV1101<1,_xlfn.CONCAT(\"-\"))","v":"-"}]
[null,null,null,null,null,null,null,null,null,null,null,null,null,null,null,null,null,null,null,null,null,0,null,null,null,null,null,null,null,null,null,0,0,0,0,"Unknown",{"$f":"_xlfn.IFS(G1110=\"Natural\",0,H1110=\"\",0,H1110=\"COASTAL-CONSTRUCTED\",0,G1110=\"Constructed\",_xlfn.XLOOKUP($H1110,'Data Categories'!$U$4:$U$25,'Data Categories'!$V$4:V$25))","v":0},{"$f":"_xlfn.IFS(AK1110=\"\",0,AJ1110=\"Unknown\",0,AK1110>1,AK1110-AJ1110,AK1110=0,0)","v":0},{"$f":"_xlfn.IFS(Y1110=\"\",0,Y1110>1920,_xlfn.XLOOKUP($H1110,'Data Categories'!$AE$20:$AE$42,'Data Categories'!$AG$20:$AG$42,0))","v":0},{"$f":"_xlfn.IFS(Y1110=\"\",0,Y1110>0,(2025-Y1110))","v":0},{"$f":"_xlfn.IFS(Z1110=\"Non-Deficient\",\"Non-Deficient\",Z1110=\"Deficient\",\"Deficient\",AB1110=\"Deficient\",\"Deficient\",Z1110=\"Non-Deficient\",\"Non-Deficient\",AB1110=\"Non-Deficient\",\"Non-Deficient\",P1110=\"\",\"None\",AL1110<0,\"Deficient\",AL1110>10,\"Non-Deficient\")","v":"None"},{"$f":"_xlfn.IFS(H1110=\"LOW WATER CROSSING\",\"Non-Functional\",G1110=\"Natural\",\"Functional\",AA1110=\"Functional\",\"Functional\",AC1110=\"Functional\",\"Functional\",AA1110=\"Non-Functional\",\"Non-Functional\",AC1110=\"Non-Functional\",\"Non-Functional\",AA1110=\"Unknown\",\"Unknown\",AC1110=\"Unknown\",\"Unknown\",AA1110=\"\",\"None\")","v":"None"},{"$f":"_xlfn.IFS(X1110=\"Functionality\",\"Low\",W1110=\"No\",\"Low\",Y1110>=2015,\"High\",Y1110>=1920,\"Low\",W1110=\"\",\"None\",W1110=\"Unknown\",\"None\")","v":"None"},{"$f":"_xlfn.IFS(H1110=\"LOW WATER CROSSING\",\"Unknown\",G1110=\"Natural\",\"None\",AM1110<AN1110,\"High\",AC1110=\"Functional\",\"Low\",AC1110=\"Non-Functional\",\"Low\",W1110=\"No\",\"Low\",W1110=\"Unknown\",\"None\",X1110=\"Deficiency\",\"None\",W1110=\"Yes\",\"High\",W1110=\"\",\"None\")","v":"None"},0,0,0,0,{"$f":"_xlfn.CONCAT(LEFT(H1110,3),\"-\")&IF(H1110=\"-\",0,COUNTIF($H$4:H1110,H1110))","v":"-0"},{"$f":"_xlfn.IFS($H1110<=0,\"-\",AS1110=1,_xlfn.CONCAT(\"FUN_NONDEF\",\"-DCON_\",LEFT(AQ1110,1),\"-FCON_\",LEFT(AR1110,1)),AT1110=1,_xlfn.CONCAT(\"FUN_DEF\",\"-DCON_\",LEFT(AQ1110,1),\"-FCON_\",LEFT(AR1110,1)),AU1110=1,_xlfn.CONCAT(\"NONFUN_NONDEF\",\"-DCON_\",LEFT(AQ1110,1),\"-FCON_\",LEFT(AR1110,1)),AV1110=1,_xlfn.CONCAT(\"NONFUN_DEF\",\"-DCON_\",LEFT(AQ1110,1),\"-FCON_\",LEFT(AR1110,1)),AS1110+AT1110+AU1110+AV1110<1,_xlfn.CONCAT(\"-\"))","v":"-"}]
[null,null,null,null,null,null,null,null,null,null,null,null,null,null,null,null,null,null,null,null,null,0,null,null,null,null,null,null,null,null,null,0,0,0,0,"Unknown",{"$f":"_xlfn.IFS(G1113=\"Natural\",0,H1113=\"\",0,H1113=\"COASTAL-CONSTRUCTED\",0,G1113=\"Constructed\",_xlfn.XLOOKUP($H1113,'Data Categories'!$U$4:$U$25,'Data Categories'!$V$4:V$25))","v":0},{"$f":"_xlfn.IFS(AK1113=\"\",0,AJ1113=\"Unknown\",0,AK1113>1,AK1113-AJ1113,AK1113=0,0)","v":0},{"$f":"_xlfn.IFS(Y1113=\"\",0,Y1113>1920,_xlfn.XLOOKUP($H1113,'Data Categories'!$AE$20:$AE$42,'Data Categories'!$AG$20:$AG$42,0))","v":0},{"$f":"_xlfn.IFS(Y1113=\"\",0,Y1113>0,(2025-Y1113))","v":0},{"$f":"_xlfn.IFS(Z1113=\"Non-Deficient\",\"Non-Deficient\",Z1113=\"Deficient\",\"Deficient\",AB1113=\"Deficient\",\"Deficient\",Z1113=\"Non-Deficient\",\"Non-Deficient\",AB1113=\"Non-Deficient\",\"Non-Deficient\",P1113=\"\",\"None\",AL1113<0,\"Deficient\",AL1113>10,\"Non-Deficient\")","v":"None"},{"$f":"_xlfn.IFS(H1113=\"LOW WATER CROSSING\",\"Non-Functional\",G1113=\"Natural\",\"Functional\",AA1113=\"Functional\",\"Functional\",AC1113=\"Functional\",\"Functional\",AA1113=\"Non-Functional\",\"Non-Functional\",AC1113=\"Non-Functional\",\"Non-Functional\",AA1113=\"Unknown\",\"Unknown\",AC1113=\"Unknown\",\"Unknown\",AA1113=\"\",\"None\")","v":"None"},{"$f":"_xlfn.IFS(X1113=\"Functionality\",\"Low\",W1113=\"No\",\"Low\",Y1113>=2015,\"High\",Y1113>=1920,\"Low\",W1113=\"\",\"None\",W1113=\"Unknown\",\"None\")","v":"None"},{"$f":"_xlfn.IFS(H1113=\"LOW WATER CROSSING\",\"Unknown\",G1113=\"Natural\",\"None\",AM1113<AN1113,\"High\",AC1113=\"Functional\",\"Low\",AC1113=\"Non-Functional\",\"Low\",W1113=\"No\",\"Low\",W1113=\"Unknown\",\"None\",X1113=\"Deficiency\",\"None\",W1113=\"Yes\",\"High\",W1113=\"\",\"None\")","v":"None"},0,0,0,0,{"$f":"_xlfn.CONCAT(LEFT(H1113,3),\"-\")&IF(H1113=\"-\",0,COUNTIF($H$4:H1113,H1113))","v":"-0"},{"$f":"_xlfn.IFS($H1113<=0,\"-\",AS1113=1,_xlfn.CONCAT(\"FUN_NONDEF\",\"-DCON_\",LEFT(AQ1113,1),\"-FCON_\",LEFT(AR1113,1)),AT1113=1,_xlfn.CONCAT(\"FUN_DEF\",\"-DCON_\",LEFT(AQ1113,1),\"-FCON_\",LEFT(AR1113,1)),AU1113=1,_xlfn.CONCAT(\"NONFUN_NONDEF\",\"-DCON_\",LEFT(AQ1113,1),\"-FCON_\",LEFT(AR1113,1)),AV1113=1,_xlfn.CONCAT(\"NONFUN_DEF\",\"-DCON_\",LEFT(AQ1113,1),\"-FCON_\",LEFT(AR1113,1)),AS1113+AT1113+AU1113+AV1113<1,_xlfn.CONCAT(\"-\"))","v":"-"}]
[null,null,null,null,null,null,null,null,null,null,null,null,null,null,null,null,null,null,null,null,null,0,null,null,null,null,null,null,null,null,null,0,0,0,0,"Unknown",{"$f":"_xlfn.IFS(G1129=\"Natural\",0,H1129=\"\",0,H1129=\"COASTAL-CONSTRUCTED\",0,G1129=\"Constructed\",_xlfn.XLOOKUP($H1129,'Data Categories'!$U$4:$U$25,'Data Categories'!$V$4:V$25))","v":0},{"$f":"_xlfn.IFS(AK1129=\"\",0,AJ1129=\"Unknown\",0,AK1129>1,AK1129-AJ1129,AK1129=0,0)","v":0},{"$f":"_xlfn.IFS(Y1129=\"\",0,Y1129>1920,_xlfn.XLOOKUP($H1129,'Data Categories'!$AE$20:$AE$42,'Data Categories'!$AG$20:$AG$42,0))","v":0},{"$f":"_xlfn.IFS(Y1129=\"\",0,Y1129>0,(2025-Y1129))","v":0},{"$f":"_xlfn.IFS(Z1129=\"Non-Deficient\",\"Non-Deficient\",Z1129=\"Deficient\",\"Deficient\",AB1129=\"Deficient\",\"Deficient\",Z1129=\"Non-Deficient\",\"Non-Deficient\",AB1129=\"Non-Deficient\",\"Non-Deficient\",P1129=\"\",\"None\",AL1129<0,\"Deficient\",AL1129>10,\"Non-Deficient\")","v":"None"},{"$f":"_xlfn.IFS(H1129=\"LOW WATER CROSSING\",\"Non-Functional\",G1129=\"Natural\",\"Functional\",AA1129=\"Functional\",\"Functional\",AC1129=\"Functional\",\"Functional\",AA1129=\"Non-Functional\",\"Non-Functional\",AC1129=\"Non-Functional\",\"Non-Functional\",AA1129=\"Unknown\",\"Unknown\",AC1129=\"Unknown\",\"Unknown\",AA1129=\"\",\"None\")","v":"None"},{"$f":"_xlfn.IFS(X1129=\"Functionality\",\"Low\",W1129=\"No\",\"Low\",Y1129>=2015,\"High\",Y1129>=1920,\"Low\",W1129=\"\",\"None\",W1129=\"Unknown\",\"None\")","v":"None"},{"$f":"_xlfn.IFS(H1129=\"LOW WATER CROSSING\",\"Unknown\",G1129=\"Natural\",\"None\",AM1129<AN1129,\"High\",AC1129=\"Functional\",\"Low\",AC1129=\"Non-Functional\",\"Low\",W1129=\"No\",\"Low\",W1129=\"Unknown\",\"None\",X1129=\"Deficiency\",\"None\",W1129=\"Yes\",\"High\",W1129=\"\",\"None\")","v":"None"},0,0,0,0,{"$f":"_xlfn.CONCAT(LEFT(H1129,3),\"-\")&IF(H1129=\"-\",0,COUNTIF($H$4:H1129,H1129))","v":"-0"},{"$f":"_xlfn.IFS($H1129<=0,\"-\",AS1129=1,_xlfn.CONCAT(\"FUN_NONDEF\",\"-DCON_\",LEFT(AQ1129,1),\"-FCON_\",LEFT(AR1129,1)),AT1129=1,_xlfn.CONCAT(\"FUN_DEF\",\"-DCON_\",LEFT(AQ1129,1),\"-FCON_\",LEFT(AR1129,1)),AU1129=1,_xlfn.CONCAT(\"NONFUN_NONDEF\",\"-DCON_\",LEFT(AQ1129,1),\"-FCON_\",LEFT(AR1129,1)),AV1129=1,_xlfn.CONCAT(\"NONFUN_DEF\",\"-DCON_\",LEFT(AQ1129,1),\"-FCON_\",LEFT(AR1129,1)),AS1129+AT1129+AU1129+AV1129<1,_xlfn.CONCAT(\"-\"))","v":"-"}]
[null,null,null,null,null,null,null,null,null,null,null,null,null,null,null,null,null,null,null,null,null,0,null,null,null,null,null,null,null,null,null,0,0,0,0,"Unknown",{"$f":"_xlfn.IFS(G1132=\"Natural\",0,H1132=\"\",0,H1132=\"COASTAL-CONSTRUCTED\",0,G1132=\"Constructed\",_xlfn.XLOOKUP($H1132,'Data Categories'!$U$4:$U$25,'Data Categories'!$V$4:V$25))","v":0},{"$f":"_xlfn.IFS(AK1132=\"\",0,AJ1132=\"Unknown\",0,AK1132>1,AK1132-AJ1132,AK1132=0,0)","v":0},{"$f":"_xlfn.IFS(Y1132=\"\",0,Y1132>1920,_xlfn.XLOOKUP($H1132,'Data Categories'!$AE$20:$AE$42,'Data Categories'!$AG$20:$AG$42,0))","v":0},{"$f":"_xlfn.IFS(Y1132=\"\",0,Y1132>0,(2025-Y1132))","v":0},{"$f":"_xlfn.IFS(Z1132=\"Non-Deficient\",\"Non-Deficient\",Z1132=\"Deficient\",\"Deficient\",AB1132=\"Deficient\",\"Deficient\",Z1132=\"Non-Deficient\",\"Non-Deficient\",AB1132=\"Non-Deficient\",\"Non-Deficient\",P1132=\"\",\"None\",AL1132<0,\"Deficient\",AL1132>10,\"Non-Deficient\")","v":"None"},{"$f":"_xlfn.IFS(H1132=\"LOW WATER CROSSING\",\"Non-Functional\",G1132=\"Natural\",\"Functional\",AA1132=\"Functional\",\"Functional\",AC1132=\"Functional\",\"Functional\",AA1132=\"Non-Functional\",\"Non-Functional\",AC1132=\"Non-Functional\",\"Non-Functional\",AA1132=\"Unknown\",\"Unknown\",AC1132=\"Unknown\",\"Unknown\",AA1132=\"\",\"None\")","v":"None"},{"$f":"_xlfn.IFS(X1132=\"Functionality\",\"Low\",W1132=\"No\",\"Low\",Y1132>=2015,\"High\",Y1132>=1920,\"Low\",W1132=\"\",\"None\",W1132=\"Unknown\",\"None\")","v":"None"},{"$f":"_xlfn.IFS(H1132=\"LOW WATER CROSSING\",\"Unknown\",G1132=\"Natural\",\"None\",AM1132<AN1132,\"High\",AC1132=\"Functional\",\"Low\",AC1132=\"Non-Functional\",\"Low\",W1132=\"No\",\"Low\",W1132=\"Unknown\",\"None\",X1132=\"Deficiency\",\"None\",W1132=\"Yes\",\"High\",W1132=\"\",\"None\")","v":"None"},0,0,0,0,{"$f":"_xlfn.CONCAT(LEFT(H1132,3),\"-\")&IF(H1132=\"-\",0,COUNTIF($H$4:H1132,H1132))","v":"-0"},{"$f":"_xlfn.IFS($H1132<=0,\"-\",AS1132=1,_xlfn.CONCAT(\"FUN_NONDEF\",\"-DCON_\",LEFT(AQ1132,1),\"-FCON_\",LEFT(AR1132,1)),AT1132=1,_xlfn.CONCAT(\"FUN_DEF\",\"-DCON_\",LEFT(AQ1132,1),\"-FCON_\",LEFT(AR1132,1)),AU1132=1,_xlfn.CONCAT(\"NONFUN_NONDEF\",\"-DCON_\",LEFT(AQ1132,1),\"-FCON_\",LEFT(AR1132,1)),AV1132=1,_xlfn.CONCAT(\"NONFUN_DEF\",\"-DCON_\",LEFT(AQ1132,1),\"-FCON_\",LEFT(AR1132,1)),AS1132+AT1132+AU1132+AV1132<1,_xlfn.CONCAT(\"-\"))","v":"-"}]
[null,null,null,null,null,null,null,null,null,null,null,null,null,null,null,null,null,null,null,null,null,0,null,null,null,null,null,null,null,null,null,0,0,0,0,"Unknown",{"$f":"_xlfn.IFS(G1143=\"Natural\",0,H1143=\"\",0,H1143=\"COASTAL-CONSTRUCTED\",0,G1143=\"Constructed\",_xlfn.XLOOKUP($H1143,'Data Categories'!$U$4:$U$25,'Data Categories'!$V$4:V$25))","v":0},{"$f":"_xlfn.IFS(AK1143=\"\",0,AJ1143=\"Unknown\",0,AK1143>1,AK1143-AJ1143,AK1143=0,0)","v":0},{"$f":"_xlfn.IFS(Y1143=\"\",0,Y1143>1920,_xlfn.XLOOKUP($H1143,'Data Categories'!$AE$20:$AE$42,'Data Categories'!$AG$20:$AG$42,0))","v":0},{"$f":"_xlfn.IFS(Y1143=\"\",0,Y1143>0,(2025-Y1143))","v":0},{"$f":"_xlfn.IFS(Z1143=\"Non-Deficient\",\"Non-Deficient\",Z1143=\"Deficient\",\"Deficient\",AB1143=\"Deficient\",\"Deficient\",Z1143=\"Non-Deficient\",\"Non-Deficient\",AB1143=\"Non-Deficient\",\"Non-Deficient\",P1143=\"\",\"None\",AL1143<0,\"Deficient\",AL1143>10,\"Non-Deficient\")","v":"None"},{"$f":"_xlfn.IFS(H1143=\"LOW WATER CROSSING\",\"Non-Functional\",G1143=\"Natural\",\"Functional\",AA1143=\"Functional\",\"Functional\",AC1143=\"Functional\",\"Functional\",AA1143=\"Non-Functional\",\"Non-Functional\",AC1143=\"Non-Functional\",\"Non-Functional\",AA1143=\"Unknown\",\"Unknown\",AC1143=\"Unknown\",\"Unknown\",AA1143=\"\",\"None\")","v":"None"},{"$f":"_xlfn.IFS(X1143=\"Functionality\",\"Low\",W1143=\"No\",\"Low\",Y1143>=2015,\"High\",Y1143>=1920,\"Low\",W1143=\"\",\"None\",W1143=\"Unknown\",\"None\")","v":"None"},{"$f":"_xlfn.IFS(H1143=\"LOW WATER CROSSING\",\"Unknown\",G1143=\"Natural\",\"None\",AM1143<AN1143,\"High\",AC1143=\"Functional\",\"Low\",AC1143=\"Non-Functional\",\"Low\",W1143=\"No\",\"Low\",W1143=\"Unknown\",\"None\",X1143=\"Deficiency\",\"None\",W1143=\"Yes\",\"High\",W1143=\"\",\"None\")","v":"None"},0,0,0,0,{"$f":"_xlfn.CONCAT(LEFT(H1143,3),\"-\")&IF(H1143=\"-\",0,COUNTIF($H$4:H1143,H1143))","v":"-0"},{"$f":"_xlfn.IFS($H1143<=0,\"-\",AS1143=1,_xlfn.CONCAT(\"FUN_NONDEF\",\"-DCON_\",LEFT(AQ1143,1),\"-FCON_\",LEFT(AR1143,1)),AT1143=1,_xlfn.CONCAT(\"FUN_DEF\",\"-DCON_\",LEFT(AQ1143,1),\"-FCON_\",LEFT(AR1143,1)),AU1143=1,_xlfn.CONCAT(\"NONFUN_NONDEF\",\"-DCON_\",LEFT(AQ1143,1),\"-FCON_\",LEFT(AR1143,1)),AV1143=1,_xlfn.CONCAT(\"NONFUN_DEF\",\"-DCON_\",LEFT(AQ1143,1),\"-FCON_\",LEFT(AR1143,1)),AS1143+AT1143+AU1143+AV1143<1,_xlfn.CONCAT(\"-\"))","v":"-"}]
[null,null,null,null,null,null,null,null,null,null,null,null,null,null,null,null,null,null,null,null,null,0,null,null,null,null,null,null,null,null,null,0,0,0,0,"Unknown",{"$f":"_xlfn.IFS(G1150=\"Natural\",0,H1150=\"\",0,H1150=\"COASTAL-CONSTRUCTED\",0,G1150=\"Constructed\",_xlfn.XLOOKUP($H1150,'Data Categories'!$U$4:$U$25,'Data Categories'!$V$4:V$25))","v":0},{"$f":"_xlfn.IFS(AK1150=\"\",0,AJ1150=\"Unknown\",0,AK1150>1,AK1150-AJ1150,AK1150=0,0)","v":0},{"$f":"_xlfn.IFS(Y1150=\"\",0,Y1150>1920,_xlfn.XLOOKUP($H1150,'Data Categories'!$AE$20:$AE$42,'Data Categories'!$AG$20:$AG$42,0))","v":0},{"$f":"_xlfn.IFS(Y1150=\"\",0,Y1150>0,(2025-Y1150))","v":0},{"$f":"_xlfn.IFS(Z1150=\"Non-Deficient\",\"Non-Deficient\",Z1150=\"Deficient\",\"Deficient\",AB1150=\"Deficient\",\"Deficient\",Z1150=\"Non-Deficient\",\"Non-Deficient\",AB1150=\"Non-Deficient\",\"Non-Deficient\",P1150=\"\",\"None\",AL1150<0,\"Deficient\",AL1150>10,\"Non-Deficient\")","v":"None"},{"$f":"_xlfn.IFS(H1150=\"LOW WATER CROSSING\",\"Non-Functional\",G1150=\"Natural\",\"Functional\",AA1150=\"Functional\",\"Functional\",AC1150=\"Functional\",\"Functional\",AA1150=\"Non-Functional\",\"Non-Functional\",AC1150=\"Non-Functional\",\"Non-Functional\",AA1150=\"Unknown\",\"Unknown\",AC1150=\"Unknown\",\"Unknown\",AA1150=\"\",\"None\")","v":"None"},{"$f":"_xlfn.IFS(X1150=\"Functionality\",\"Low\",W1150=\"No\",\"Low\",Y1150>=2015,\"High\",Y1150>=1920,\"Low\",W1150=\"\",\"None\",W1150=\"Unknown\",\"None\")","v":"None"},{"$f":"_xlfn.IFS(H1150=\"LOW WATER CROSSING\",\"Unknown\",G1150=\"Natural\",\"None\",AM1150<AN1150,\"High\",AC1150=\"Functional\",\"Low\",AC1150=\"Non-Functional\",\"Low\",W1150=\"No\",\"Low\",W1150=\"Unknown\",\"None\",X1150=\"Deficiency\",\"None\",W1150=\"Yes\",\"High\",W1150=\"\",\"None\")","v":"None"},0,0,0,0,{"$f":"_xlfn.CONCAT(LEFT(H1150,3),\"-\")&IF(H1150=\"-\",0,COUNTIF($H$4:H1150,H1150))","v":"-0"},{"$f":"_xlfn.IFS($H1150<=0,\"-\",AS1150=1,_xlfn.CONCAT(\"FUN_NONDEF\",\"-DCON_\",LEFT(AQ1150,1),\"-FCON_\",LEFT(AR1150,1)),AT1150=1,_xlfn.CONCAT(\"FUN_DEF\",\"-DCON_\",LEFT(AQ1150,1),\"-FCON_\",LEFT(AR1150,1)),AU1150=1,_xlfn.CONCAT(\"NONFUN_NONDEF\",\"-DCON_\",LEFT(AQ1150,1),\"-FCON_\",LEFT(AR1150,1)),AV1150=1,_xlfn.CONCAT(\"NONFUN_DEF\",\"-DCON_\",LEFT(AQ1150,1),\"-FCON_\",LEFT(AR1150,1)),AS1150+AT1150+AU1150+AV1150<1,_xlfn.CONCAT(\"-\"))","v":"-"}]
[null,null,null,null,null,null,null,null,null,null,null,null,null,null,null,null,null,null,null,null,null,0,null,null,null,null,null,null,null,null,null,0,0,0,0,"Unknown",{"$f":"_xlfn.IFS(G1162=\"Natural\",0,H1162=\"\",0,H1162=\"COASTAL-CONSTRUCTED\",0,G1162=\"Constructed\",_xlfn.XLOOKUP($H1162,'Data Categories'!$U$4:$U$25,'Data Categories'!$V$4:V$25))","v":0},{"$f":"_xlfn.IFS(AK1162=\"\",0,AJ1162=\"Unknown\",0,AK1162>1,AK1162-AJ1162,AK1162=0,0)","v":0},{"$f":"_xlfn.IFS(Y1162=\"\",0,Y1162>1920,_xlfn.XLOOKUP($H1162,'Data Categories'!$AE$20:$AE$42,'Data Categories'!$AG$20:$AG$42,0))","v":0},{"$f":"_xlfn.IFS(Y1162=\"\",0,Y1162>0,(2025-Y1162))","v":0},{"$f":"_xlfn.IFS(Z1162=\"Non-Deficient\",\"Non-Deficient\",Z1162=\"Deficient\",\"Deficient\",AB1162=\"Deficient\",\"Deficient\",Z1162=\"Non-Deficient\",\"Non-Deficient\",AB1162=\"Non-Deficient\",\"Non-Deficient\",P1162=\"\",\"None\",AL1162<0,\"Deficient\",AL1162>10,\"Non-Deficient\")","v":"None"},{"$f":"_xlfn.IFS(H1162=\"LOW WATER CROSSING\",\"Non-Functional\",G1162=\"Natural\",\"Functional\",AA1162=\"Functional\",\"Functional\",AC1162=\"Functional\",\"Functional\",AA1162=\"Non-Functional\",\"Non-Functional\",AC1162=\"Non-Functional\",\"Non-Functional\",AA1162=\"Unknown\",\"Unknown\",AC1162=\"Unknown\",\"Unknown\",AA1162=\"\",\"None\")","v":"None"},{"$f":"_xlfn.IFS(X1162=\"Functionality\",\"Low\",W1162=\"No\",\"Low\",Y1162>=2015,\"High\",Y1162>=1920,\"Low\",W1162=\"\",\"None\",W1162=\"Unknown\",\"None\")","v":"None"},{"$f":"_xlfn.IFS(H1162=\"LOW WATER CROSSING\",\"Unknown\",G1162=\"Natural\",\"None\",AM1162<AN1162,\"High\",AC1162=\"Functional\",\"Low\",AC1162=\"Non-Functional\",\"Low\",W1162=\"No\",\"Low\",W1162=\"Unknown\",\"None\",X1162=\"Deficiency\",\"None\",W1162=\"Yes\",\"High\",W1162=\"\",\"None\")","v":"None"},0,0,0,0,{"$f":"_xlfn.CONCAT(LEFT(H1162,3),\"-\")&IF(H1162=\"-\",0,COUNTIF($H$4:H1162,H1162))","v":"-0"},{"$f":"_xlfn.IFS($H1162<=0,\"-\",AS1162=1,_xlfn.CONCAT(\"FUN_NONDEF\",\"-DCON_\",LEFT(AQ1162,1),\"-FCON_\",LEFT(AR1162,1)),AT1162=1,_xlfn.CONCAT(\"FUN_DEF\",\"-DCON_\",LEFT(AQ1162,1),\"-FCON_\",LEFT(AR1162,1)),AU1162=1,_xlfn.CONCAT(\"NONFUN_NONDEF\",\"-DCON_\",LEFT(AQ1162,1),\"-FCON_\",LEFT(AR1162,1)),AV1162=1,_xlfn.CONCAT(\"NONFUN_DEF\",\"-DCON_\",LEFT(AQ1162,1),\"-FCON_\",LEFT(AR1162,1)),AS1162+AT1162+AU1162+AV1162<1,_xlfn.CONCAT(\"-\"))","v":"-"}]
[null,null,null,null,null,null,null,null,null,null,null,null,null,null,null,null,null,null,null,null,null,0,null,null,null,null,null,null,null,null,null,0,0,0,0,"Unknown",{"$f":"_xlfn.IFS(G1171=\"Natural\",0,H1171=\"\",0,H1171=\"COASTAL-CONSTRUCTED\",0,G1171=\"Constructed\",_xlfn.XLOOKUP($H1171,'Data Categories'!$U$4:$U$25,'Data Categories'!$V$4:V$25))","v":0},{"$f":"_xlfn.IFS(AK1171=\"\",0,AJ1171=\"Unknown\",0,AK1171>1,AK1171-AJ1171,AK1171=0,0)","v":0},{"$f":"_xlfn.IFS(Y1171=\"\",0,Y1171>1920,_xlfn.XLOOKUP($H1171,'Data Categories'!$AE$20:$AE$42,'Data Categories'!$AG$20:$AG$42,0))","v":0},{"$f":"_xlfn.IFS(Y1171=\"\",0,Y1171>0,(2025-Y1171))","v":0},{"$f":"_xlfn.IFS(Z1171=\"Non-Deficient\",\"Non-Deficient\",Z1171=\"Deficient\",\"Deficient\",AB1171=\"Deficient\",\"Deficient\",Z1171=\"Non-Deficient\",\"Non-Deficient\",AB1171=\"Non-Deficient\",\"Non-Deficient\",P1171=\"\",\"None\",AL1171<0,\"Deficient\",AL1171>10,\"Non-Deficient\")","v":"None"},{"$f":"_xlfn.IFS(H1171=\"LOW WATER CROSSING\",\"Non-Functional\",G1171=\"Natural\",\"Functional\",AA1171=\"Functional\",\"Functional\",AC1171=\"Functional\",\"Functional\",AA1171=\"Non-Functional\",\"Non-Functional\",AC1171=\"Non-Functional\",\"Non-Functional\",AA1171=\"Unknown\",\"Unknown\",AC1171=\"Unknown\",\"Unknown\",AA1171=\"\",\"None\")","v":"None"},{"$f":"_xlfn.IFS(X1171=\"Functionality\",\"Low\",W1171=\"No\",\"Low\",Y1171>=2015,\"High\",Y1171>=1920,\"Low\",W1171=\"\",\"None\",W1171=\"Unknown\",\"None\")","v":"None"},{"$f":"_xlfn.IFS(H1171=\"LOW WATER CROSSING\",\"Unknown\",G1171=\"Natural\",\"None\",AM1171<AN1171,\"High\",AC1171=\"Functional\",\"Low\",AC1171=\"Non-Functional\",\"Low\",W1171=\"No\",\"Low\",W1171=\"Unknown\",\"None\",X1171=\"Deficiency\",\"None\",W1171=\"Yes\",\"High\",W1171=\"\",\"None\")","v":"None"},0,0,0,0,{"$f":"_xlfn.CONCAT(LEFT(H1171,3),\"-\")&IF(H1171=\"-\",0,COUNTIF($H$4:H1171,H1171))","v":"-0"},{"$f":"_xlfn.IFS($H1171<=0,\"-\",AS1171=1,_xlfn.CONCAT(\"FUN_NONDEF\",\"-DCON_\",LEFT(AQ1171,1),\"-FCON_\",LEFT(AR1171,1)),AT1171=1,_xlfn.CONCAT(\"FUN_DEF\",\"-DCON_\",LEFT(AQ1171,1),\"-FCON_\",LEFT(AR1171,1)),AU1171=1,_xlfn.CONCAT(\"NONFUN_NONDEF\",\"-DCON_\",LEFT(AQ1171,1),\"-FCON_\",LEFT(AR1171,1)),AV1171=1,_xlfn.CONCAT(\"NONFUN_DEF\",\"-DCON_\",LEFT(AQ1171,1),\"-FCON_\",LEFT(AR1171,1)),AS1171+AT1171+AU1171+AV1171<1,_xlfn.CONCAT(\"-\"))","v":"-"}]
[null,null,null,null,null,null,null,null,null,null,null,null,null,null,null,null,null,null,null,null,null,0,null,null,null,null,null,null,null,null,null,0,0,0,0,"Unknown",{"$f":"_xlfn.IFS(G1180=\"Natural\",0,H1180=\"\",0,H1180=\"COASTAL-CONSTRUCTED\",0,G1180=\"Constructed\",_xlfn.XLOOKUP($H1180,'Data Categories'!$U$4:$U$25,'Data Categories'!$V$4:V$25))","v":0},{"$f":"_xlfn.IFS(AK1180=\"\",0,AJ1180=\"Unknown\",0,AK1180>1,AK1180-AJ1180,AK1180=0,0)","v":0},{"$f":"_xlfn.IFS(Y1180=\"\",0,Y1180>1920,_xlfn.XLOOKUP($H1180,'Data Categories'!$AE$20:$AE$42,'Data Categories'!$AG$20:$AG$42,0))","v":0},{"$f":"_xlfn.IFS(Y1180=\"\",0,Y1180>0,(2025-Y1180))","v":0},{"$f":"_xlfn.IFS(Z1180=\"Non-Deficient\",\"Non-Deficient\",Z1180=\"Deficient\",\"Deficient\",AB1180=\"Deficient\",\"Deficient\",Z1180=\"Non-Deficient\",\"Non-Deficient\",AB1180=\"Non-Deficient\",\"Non-Deficient\",P1180=\"\",\"None\",AL1180<0,\"Deficient\",AL1180>10,\"Non-Deficient\")","v":"None"},{"$f":"_xlfn.IFS(H1180=\"LOW WATER CROSSING\",\"Non-Functional\",G1180=\"Natural\",\"Functional\",AA1180=\"Functional\",\"Functional\",AC1180=\"Functional\",\"Functional\",AA1180=\"Non-Functional\",\"Non-Functional\",AC1180=\"Non-Functional\",\"Non-Functional\",AA1180=\"Unknown\",\"Unknown\",AC1180=\"Unknown\",\"Unknown\",AA1180=\"\",\"None\")","v":"None"},{"$f":"_xlfn.IFS(X1180=\"Functionality\",\"Low\",W1180=\"No\",\"Low\",Y1180>=2015,\"High\",Y1180>=1920,\"Low\",W1180=\"\",\"None\",W1180=\"Unknown\",\"None\")","v":"None"},{"$f":"_xlfn.IFS(H1180=\"LOW WATER CROSSING\",\"Unknown\",G1180=\"Natural\",\"None\",AM1180<AN1180,\"High\",AC1180=\"Functional\",\"Low\",AC1180=\"Non-Functional\",\"Low\",W1180=\"No\",\"Low\",W1180=\"Unknown\",\"None\",X1180=\"Deficiency\",\"None\",W1180=\"Yes\",\"High\",W1180=\"\",\"None\")","v":"None"},0,0,0,0,{"$f":"_xlfn.CONCAT(LEFT(H1180,3),\"-\")&IF(H1180=\"-\",0,COUNTIF($H$4:H1180,H1180))","v":"-0"},{"$f":"_xlfn.IFS($H1180<=0,\"-\",AS1180=1,_xlfn.CONCAT(\"FUN_NONDEF\",\"-DCON_\",LEFT(AQ1180,1),\"-FCON_\",LEFT(AR1180,1)),AT1180=1,_xlfn.CONCAT(\"FUN_DEF\",\"-DCON_\",LEFT(AQ1180,1),\"-FCON_\",LEFT(AR1180,1)),AU1180=1,_xlfn.CONCAT(\"NONFUN_NONDEF\",\"-DCON_\",LEFT(AQ1180,1),\"-FCON_\",LEFT(AR1180,1)),AV1180=1,_xlfn.CONCAT(\"NONFUN_DEF\",\"-DCON_\",LEFT(AQ1180,1),\"-FCON_\",LEFT(AR1180,1)),AS1180+AT1180+AU1180+AV1180<1,_xlfn.CONCAT(\"-\"))","v":"-"}]
[null,null,null,null,null,null,null,null,null,null,null,null,null,null,null,null,null,null,null,null,null,0,null,null,null,null,null,null,null,null,null,0,0,0,0,"Unknown",{"$f":"_xlfn.IFS(G1183=\"Natural\",0,H1183=\"\",0,H1183=\"COASTAL-CONSTRUCTED\",0,G1183=\"Constructed\",_xlfn.XLOOKUP($H1183,'Data Categories'!$U$4:$U$25,'Data Categories'!$V$4:V$25))","v":0},{"$f":"_xlfn.IFS(AK1183=\"\",0,AJ1183=\"Unknown\",0,AK1183>1,AK1183-AJ1183,AK1183=0,0)","v":0},{"$f":"_xlfn.IFS(Y1183=\"\",0,Y1183>1920,_xlfn.XLOOKUP($H1183,'Data Categories'!$AE$20:$AE$42,'Data Categories'!$AG$20:$AG$42,0))","v":0},{"$f":"_xlfn.IFS(Y1183=\"\",0,Y1183>0,(2025-Y1183))","v":0},{"$f":"_xlfn.IFS(Z1183=\"Non-Deficient\",\"Non-Deficient\",Z1183=\"Deficient\",\"Deficient\",AB1183=\"Deficient\",\"Deficient\",Z1183=\"Non-Deficient\",\"Non-Deficient\",AB1183=\"Non-Deficient\",\"Non-Deficient\",P1183=\"\",\"None\",AL1183<0,\"Deficient\",AL1183>10,\"Non-Deficient\")","v":"None"},{"$f":"_xlfn.IFS(H1183=\"LOW WATER CROSSING\",\"Non-Functional\",G1183=\"Natural\",\"Functional\",AA1183=\"Functional\",\"Functional\",AC1183=\"Functional\",\"Functional\",AA1183=\"Non-Functional\",\"Non-Functional\",AC1183=\"Non-Functional\",\"Non-Functional\",AA1183=\"Unknown\",\"Unknown\",AC1183=\"Unknown\",\"Unknown\",AA1183=\"\",\"None\")","v":"None"},{"$f":"_xlfn.IFS(X1183=\"Functionality\",\"Low\",W1183=\"No\",\"Low\",Y1183>=2015,\"High\",Y1183>=1920,\"Low\",W1183=\"\",\"None\",W1183=\"Unknown\",\"None\")","v":"None"},{"$f":"_xlfn.IFS(H1183=\"LOW WATER CROSSING\",\"Unknown\",G1183=\"Natural\",\"None\",AM1183<AN1183,\"High\",AC1183=\"Functional\",\"Low\",AC1183=\"Non-Functional\",\"Low\",W1183=\"No\",\"Low\",W1183=\"Unknown\",\"None\",X1183=\"Deficiency\",\"None\",W1183=\"Yes\",\"High\",W1183=\"\",\"None\")","v":"None"},0,0,0,0,{"$f":"_xlfn.CONCAT(LEFT(H1183,3),\"-\")&IF(H1183=\"-\",0,COUNTIF($H$4:H1183,H1183))","v":"-0"},{"$f":"_xlfn.IFS($H1183<=0,\"-\",AS1183=1,_xlfn.CONCAT(\"FUN_NONDEF\",\"-DCON_\",LEFT(AQ1183,1),\"-FCON_\",LEFT(AR1183,1)),AT1183=1,_xlfn.CONCAT(\"FUN_DEF\",\"-DCON_\",LEFT(AQ1183,1),\"-FCON_\",LEFT(AR1183,1)),AU1183=1,_xlfn.CONCAT(\"NONFUN_NONDEF\",\"-DCON_\",LEFT(AQ1183,1),\"-FCON_\",LEFT(AR1183,1)),AV1183=1,_xlfn.CONCAT(\"NONFUN_DEF\",\"-DCON_\",LEFT(AQ1183,1),\"-FCON_\",LEFT(AR1183,1)),AS1183+AT1183+AU1183+AV1183<1,_xlfn.CONCAT(\"-\"))","v":"-"}]
[null,null,null,null,null,null,null,null,null,null,null,null,null,null,null,null,null,null,null,null,null,0,null,null,null,null,null,null,null,null,null,0,0,0,0,"Unknown",{"$f":"_xlfn.IFS(G1199=\"Natural\",0,H1199=\"\",0,H1199=\"COASTAL-CONSTRUCTED\",0,G1199=\"Constructed\",_xlfn.XLOOKUP($H1199,'Data Categories'!$U$4:$U$25,'Data Categories'!$V$4:V$25))","v":0},{"$f":"_xlfn.IFS(AK1199=\"\",0,AJ1199=\"Unknown\",0,AK1199>1,AK1199-AJ1199,AK1199=0,0)","v":0},{"$f":"_xlfn.IFS(Y1199=\"\",0,Y1199>1920,_xlfn.XLOOKUP($H1199,'Data Categories'!$AE$20:$AE$42,'Data Categories'!$AG$20:$AG$42,0))","v":0},{"$f":"_xlfn.IFS(Y1199=\"\",0,Y1199>0,(2025-Y1199))","v":0},{"$f":"_xlfn.IFS(Z1199=\"Non-Deficient\",\"Non-Deficient\",Z1199=\"Deficient\",\"Deficient\",AB1199=\"Deficient\",\"Deficient\",Z1199=\"Non-Deficient\",\"Non-Deficient\",AB1199=\"Non-Deficient\",\"Non-Deficient\",P1199=\"\",\"None\",AL1199<0,\"Deficient\",AL1199>10,\"Non-Deficient\")","v":"None"},{"$f":"_xlfn.IFS(H1199=\"LOW WATER CROSSING\",\"Non-Functional\",G1199=\"Natural\",\"Functional\",AA1199=\"Functional\",\"Functional\",AC1199=\"Functional\",\"Functional\",AA1199=\"Non-Functional\",\"Non-Functional\",AC1199=\"Non-Functional\",\"Non-Functional\",AA1199=\"Unknown\",\"Unknown\",AC1199=\"Unknown\",\"Unknown\",AA1199=\"\",\"None\")","v":"None"},{"$f":"_xlfn.IFS(X1199=\"Functionality\",\"Low\",W1199=\"No\",\"Low\",Y1199>=2015,\"High\",Y1199>=1920,\"Low\",W1199=\"\",\"None\",W1199=\"Unknown\",\"None\")","v":"None"},{"$f":"_xlfn.IFS(H1199=\"LOW WATER CROSSING\",\"Unknown\",G1199=\"Natural\",\"None\",AM1199<AN1199,\"High\",AC1199=\"Functional\",\"Low\",AC1199=\"Non-Functional\",\"Low\",W1199=\"No\",\"Low\",W1199=\"Unknown\",\"None\",X1199=\"Deficiency\",\"None\",W1199=\"Yes\",\"High\",W1199=\"\",\"None\")","v":"None"},0,0,0,0,{"$f":"_xlfn.CONCAT(LEFT(H1199,3),\"-\")&IF(H1199=\"-\",0,COUNTIF($H$4:H1199,H1199))","v":"-0"},{"$f":"_xlfn.IFS($H1199<=0,\"-\",AS1199=1,_xlfn.CONCAT(\"FUN_NONDEF\",\"-DCON_\",LEFT(AQ1199,1),\"-FCON_\",LEFT(AR1199,1)),AT1199=1,_xlfn.CONCAT(\"FUN_DEF\",\"-DCON_\",LEFT(AQ1199,1),\"-FCON_\",LEFT(AR1199,1)),AU1199=1,_xlfn.CONCAT(\"NONFUN_NONDEF\",\"-DCON_\",LEFT(AQ1199,1),\"-FCON_\",LEFT(AR1199,1)),AV1199=1,_xlfn.CONCAT(\"NONFUN_DEF\",\"-DCON_\",LEFT(AQ1199,1),\"-FCON_\",LEFT(AR1199,1)),AS1199+AT1199+AU1199+AV1199<1,_xlfn.CONCAT(\"-\"))","v":"-"}]
[null,null,null,null,null,null,null,null,null,null,null,null,null,null,null,null,null,null,null,null,null,0,null,null,null,null,null,null,null,null,null,0,0,0,0,"Unknown",{"$f":"_xlfn.IFS(G1202=\"Natural\",0,H1202=\"\",0,H1202=\"COASTAL-CONSTRUCTED\",0,G1202=\"Constructed\",_xlfn.XLOOKUP($H1202,'Data Categories'!$U$4:$U$25,'Data Categories'!$V$4:V$25))","v":0},{"$f":"_xlfn.IFS(AK1202=\"\",0,AJ1202=\"Unknown\",0,AK1202>1,AK1202-AJ1202,AK1202=0,0)","v":0},{"$f":"_xlfn.IFS(Y1202=\"\",0,Y1202>1920,_xlfn.XLOOKUP($H1202,'Data Categories'!$AE$20:$AE$42,'Data Categories'!$AG$20:$AG$42,0))","v":0},{"$f":"_xlfn.IFS(Y1202=\"\",0,Y1202>0,(2025-Y1202))","v":0},{"$f":"_xlfn.IFS(Z1202=\"Non-Deficient\",\"Non-Deficient\",Z1202=\"Deficient\",\"Deficient\",AB1202=\"Deficient\",\"Deficient\",Z1202=\"Non-Deficient\",\"Non-Deficient\",AB1202=\"Non-Deficient\",\"Non-Deficient\",P1202=\"\",\"None\",AL1202<0,\"Deficient\",AL1202>10,\"Non-Deficient\")","v":"None"},{"$f":"_xlfn.IFS(H1202=\"LOW WATER CROSSING\",\"Non-Functional\",G1202=\"Natural\",\"Functional\",AA1202=\"Functional\",\"Functional\",AC1202=\"Functional\",\"Functional\",AA1202=\"Non-Functional\",\"Non-Functional\",AC1202=\"Non-Functional\",\"Non-Functional\",AA1202=\"Unknown\",\"Unknown\",AC1202=\"Unknown\",\"Unknown\",AA1202=\"\",\"None\")","v":"None"},{"$f":"_xlfn.IFS(X1202=\"Functionality\",\"Low\",W1202=\"No\",\"Low\",Y1202>=2015,\"High\",Y1202>=1920,\"Low\",W1202=\"\",\"None\",W1202=\"Unknown\",\"None\")","v":"None"},{"$f":"_xlfn.IFS(H1202=\"LOW WATER CROSSING\",\"Unknown\",G1202=\"Natural\",\"None\",AM1202<AN1202,\"High\",AC1202=\"Functional\",\"Low\",AC1202=\"Non-Functional\",\"Low\",W1202=\"No\",\"Low\",W1202=\"Unknown\",\"None\",X1202=\"Deficiency\",\"None\",W1202=\"Yes\",\"High\",W1202=\"\",\"None\")","v":"None"},0,0,0,0,{"$f":"_xlfn.CONCAT(LEFT(H1202,3),\"-\")&IF(H1202=\"-\",0,COUNTIF($H$4:H1202,H1202))","v":"-0"},{"$f":"_xlfn.IFS($H1202<=0,\"-\",AS1202=1,_xlfn.CONCAT(\"FUN_NONDEF\",\"-DCON_\",LEFT(AQ1202,1),\"-FCON_\",LEFT(AR1202,1)),AT1202=1,_xlfn.CONCAT(\"FUN_DEF\",\"-DCON_\",LEFT(AQ1202,1),\"-FCON_\",LEFT(AR1202,1)),AU1202=1,_xlfn.CONCAT(\"NONFUN_NONDEF\",\"-DCON_\",LEFT(AQ1202,1),\"-FCON_\",LEFT(AR1202,1)),AV1202=1,_xlfn.CONCAT(\"NONFUN_DEF\",\"-DCON_\",LEFT(AQ1202,1),\"-FCON_\",LEFT(AR1202,1)),AS1202+AT1202+AU1202+AV1202<1,_xlfn.CONCAT(\"-\"))","v":"-"}]
[null,null,null,null,null,null,null,null,null,null,null,null,null,null,null,null,null,null,null,null,null,0,null,null,null,null,null,null,null,null,null,0,0,0,0,"Unknown",{"$f":"_xlfn.IFS(G1213=\"Natural\",0,H1213=\"\",0,H1213=\"COASTAL-CONSTRUCTED\",0,G1213=\"Constructed\",_xlfn.XLOOKUP($H1213,'Data Categories'!$U$4:$U$25,'Data Categories'!$V$4:V$25))","v":0},{"$f":"_xlfn.IFS(AK1213=\"\",0,AJ1213=\"Unknown\",0,AK1213>1,AK1213-AJ1213,AK1213=0,0)","v":0},{"$f":"_xlfn.IFS(Y1213=\"\",0,Y1213>1920,_xlfn.XLOOKUP($H1213,'Data Categories'!$AE$20:$AE$42,'Data Categories'!$AG$20:$AG$42,0))","v":0},{"$f":"_xlfn.IFS(Y1213=\"\",0,Y1213>0,(2025-Y1213))","v":0},{"$f":"_xlfn.IFS(Z1213=\"Non-Deficient\",\"Non-Deficient\",Z1213=\"Deficient\",\"Deficient\",AB1213=\"Deficient\",\"Deficient\",Z1213=\"Non-Deficient\",\"Non-Deficient\",AB1213=\"Non-Deficient\",\"Non-Deficient\",P1213=\"\",\"None\",AL1213<0,\"Deficient\",AL1213>10,\"Non-Deficient\")","v":"None"},{"$f":"_xlfn.IFS(H1213=\"LOW WATER CROSSING\",\"Non-Functional\",G1213=\"Natural\",\"Functional\",AA1213=\"Functional\",\"Functional\",AC1213=\"Functional\",\"Functional\",AA1213=\"Non-Functional\",\"Non-Functional\",AC1213=\"Non-Functional\",\"Non-Functional\",AA1213=\"Unknown\",\"Unknown\",AC1213=\"Unknown\",\"Unknown\",AA1213=\"\",\"None\")","v":"None"},{"$f":"_xlfn.IFS(X1213=\"Functionality\",\"Low\",W1213=\"No\",\"Low\",Y1213>=2015,\"High\",Y1213>=1920,\"Low\",W1213=\"\",\"None\",W1213=\"Unknown\",\"None\")","v":"None"},{"$f":"_xlfn.IFS(H1213=\"LOW WATER CROSSING\",\"Unknown\",G1213=\"Natural\",\"None\",AM1213<AN1213,\"High\",AC1213=\"Functional\",\"Low\",AC1213=\"Non-Functional\",\"Low\",W1213=\"No\",\"Low\",W1213=\"Unknown\",\"None\",X1213=\"Deficiency\",\"None\",W1213=\"Yes\",\"High\",W1213=\"\",\"None\")","v":"None"},0,0,0,0,{"$f":"_xlfn.CONCAT(LEFT(H1213,3),\"-\")&IF(H1213=\"-\",0,COUNTIF($H$4:H1213,H1213))","v":"-0"},{"$f":"_xlfn.IFS($H1213<=0,\"-\",AS1213=1,_xlfn.CONCAT(\"FUN_NONDEF\",\"-DCON_\",LEFT(AQ1213,1),\"-FCON_\",LEFT(AR1213,1)),AT1213=1,_xlfn.CONCAT(\"FUN_DEF\",\"-DCON_\",LEFT(AQ1213,1),\"-FCON_\",LEFT(AR1213,1)),AU1213=1,_xlfn.CONCAT(\"NONFUN_NONDEF\",\"-DCON_\",LEFT(AQ1213,1),\"-FCON_\",LEFT(AR1213,1)),AV1213=1,_xlfn.CONCAT(\"NONFUN_DEF\",\"-DCON_\",LEFT(AQ1213,1),\"-FCON_\",LEFT(AR1213,1)),AS1213+AT1213+AU1213+AV1213<1,_xlfn.CONCAT(\"-\"))","v":"-"}]
[null,null,null,null,null,null,null,null,null,null,null,null,null,null,null,null,null,null,null,null,null,0,null,null,null,null,null,null,null,null,null,0,{"$f":"IF(S1220+T1220+U1220>0,(S1220*T1220*U1220/43560),0)","v":0},0,0,"Unknown",{"$f":"_xlfn.IFS(G1220=\"Natural\",0,H1220=\"\",0,H1220=\"COASTAL-CONSTRUCTED\",0,G1220=\"Constructed\",_xlfn.XLOOKUP($H1220,'Data Categories'!$U$4:$U$25,'Data Categories'!$V$4:V$25))","v":0},{"$f":"_xlfn.IFS(AK1220=\"\",0,AJ1220=\"Unknown\",0,AK1220>1,AK1220-AJ1220,AK1220=0,0)","v":0},{"$f":"_xlfn.IFS(Y1220=\"\",0,Y1220>1920,_xlfn.XLOOKUP($H1220,'Data Categories'!$AE$20:$AE$42,'Data Categories'!$AG$20:$AG$42,0))","v":0},{"$f":"_xlfn.IFS(Y1220=\"\",0,Y1220>0,(2025-Y1220))","v":0},{"$f":"_xlfn.IFS(Z1220=\"Non-Deficient\",\"Non-Deficient\",Z1220=\"Deficient\",\"Deficient\",AB1220=\"Deficient\",\"Deficient\",Z1220=\"Non-Deficient\",\"Non-Deficient\",AB1220=\"Non-Deficient\",\"Non-Deficient\",P1220=\"\",\"None\",AL1220<0,\"Deficient\",AL1220>10,\"Non-Deficient\")","v":"None"},{"$f":"_xlfn.IFS(H1220=\"LOW WATER CROSSING\",\"Non-Functional\",G1220=\"Natural\",\"Functional\",AA1220=\"Functional\",\"Functional\",AC1220=\"Functional\",\"Functional\",AA1220=\"Non-Functional\",\"Non-Functional\",AC1220=\"Non-Functional\",\"Non-Functional\",AA1220=\"Unknown\",\"Unknown\",AC1220=\"Unknown\",\"Unknown\",AA1220=\"\",\"None\")","v":"None"},{"$f":"_xlfn.IFS(X1220=\"Functionality\",\"Low\",W1220=\"No\",\"Low\",Y1220>=2015,\"High\",Y1220>=1920,\"Low\",W1220=\"\",\"None\",W1220=\"Unknown\",\"None\")","v":"None"},{"$f":"_xlfn.IFS(H1220=\"LOW WATER CROSSING\",\"Unknown\",G1220=\"Natural\",\"None\",AM1220<AN1220,\"High\",AC1220=\"Functional\",\"Low\",AC1220=\"Non-Functional\",\"Low\",W1220=\"No\",\"Low\",W1220=\"Unknown\",\"None\",X1220=\"Deficiency\",\"None\",W1220=\"Yes\",\"High\",W1220=\"\",\"None\")","v":"None"},{"$f":"IF(AND(AO1220=\"Non-Deficient\",AP1220=\"Functional\"),1,0)","v":0},{"$f":"IF(AND(AO1220=\"Deficient\",AP1220=\"Functional\"),1,0)","v":0},{"$f":"IF(AND(AO1220=\"Non-Deficient\",AP1220=\"Non-Functional\"),1,0)","v":0},{"$f":"IF(AND(AO1220=\"Deficient\",AP1220=\"Non-Functional\"),1,0)","v":0},{"$f":"_xlfn.CONCAT(LEFT(H1220,3),\"-\")&IF(H1220=\"-\",0,COUNTIF($H$4:H1220,H1220))","v":"-0"},{"$f":"_xlfn.IFS($H1220<=0,\"-\",AS1220=1,_xlfn.CONCAT(\"FUN_NONDEF\",\"-DCON_\",LEFT(AQ1220,1),\"-FCON_\",LEFT(AR1220,1)),AT1220=1,_xlfn.CONCAT(\"FUN_DEF\",\"-DCON_\",LEFT(AQ1220,1),\"-FCON_\",LEFT(AR1220,1)),AU1220=1,_xlfn.CONCAT(\"NONFUN_NONDEF\",\"-DCON_\",LEFT(AQ1220,1),\"-FCON_\",LEFT(AR1220,1)),AV1220=1,_xlfn.CONCAT(\"NONFUN_DEF\",\"-DCON_\",LEFT(AQ1220,1),\"-FCON_\",LEFT(AR1220,1)),AS1220+AT1220+AU1220+AV1220<1,_xlfn.CONCAT(\"-\"))","v":"-"}]
[null,null,null,null,null,null,null,null,null,null,null,null,null,null,null,null,null,null,null,null,null,0,null,null,null,null,null,null,null,null,null,0,0,0,0,"Unknown",{"$f":"_xlfn.IFS(G1232=\"Natural\",0,H1232=\"\",0,H1232=\"COASTAL-CONSTRUCTED\",0,G1232=\"Constructed\",_xlfn.XLOOKUP($H1232,'Data Categories'!$U$4:$U$25,'Data Categories'!$V$4:V$25))","v":0},{"$f":"_xlfn.IFS(AK1232=\"\",0,AJ1232=\"Unknown\",0,AK1232>1,AK1232-AJ1232,AK1232=0,0)","v":0},{"$f":"_xlfn.IFS(Y1232=\"\",0,Y1232>1920,_xlfn.XLOOKUP($H1232,'Data Categories'!$AE$20:$AE$42,'Data Categories'!$AG$20:$AG$42,0))","v":0},{"$f":"_xlfn.IFS(Y1232=\"\",0,Y1232>0,(2025-Y1232))","v":0},{"$f":"_xlfn.IFS(Z1232=\"Non-Deficient\",\"Non-Deficient\",Z1232=\"Deficient\",\"Deficient\",AB1232=\"Deficient\",\"Deficient\",Z1232=\"Non-Deficient\",\"Non-Deficient\",AB1232=\"Non-Deficient\",\"Non-Deficient\",P1232=\"\",\"None\",AL1232<0,\"Deficient\",AL1232>10,\"Non-Deficient\")","v":"None"},{"$f":"_xlfn.IFS(H1232=\"LOW WATER CROSSING\",\"Non-Functional\",G1232=\"Natural\",\"Functional\",AA1232=\"Functional\",\"Functional\",AC1232=\"Functional\",\"Functional\",AA1232=\"Non-Functional\",\"Non-Functional\",AC1232=\"Non-Functional\",\"Non-Functional\",AA1232=\"Unknown\",\"Unknown\",AC1232=\"Unknown\",\"Unknown\",AA1232=\"\",\"None\")","v":"None"},{"$f":"_xlfn.IFS(X1232=\"Functionality\",\"Low\",W1232=\"No\",\"Low\",Y1232>=2015,\"High\",Y1232>=1920,\"Low\",W1232=\"\",\"None\",W1232=\"Unknown\",\"None\")","v":"None"},{"$f":"_xlfn.IFS(H1232=\"LOW WATER CROSSING\",\"Unknown\",G1232=\"Natural\",\"None\",AM1232<AN1232,\"High\",AC1232=\"Functional\",\"Low\",AC1232=\"Non-Functional\",\"Low\",W1232=\"No\",\"Low\",W1232=\"Unknown\",\"None\",X1232=\"Deficiency\",\"None\",W1232=\"Yes\",\"High\",W1232=\"\",\"None\")","v":"None"},0,0,0,0,{"$f":"_xlfn.CONCAT(LEFT(H1232,3),\"-\")&IF(H1232=\"-\",0,COUNTIF($H$4:H1232,H1232))","v":"-0"},{"$f":"_xlfn.IFS($H1232<=0,\"-\",AS1232=1,_xlfn.CONCAT(\"FUN_NONDEF\",\"-DCON_\",LEFT(AQ1232,1),\"-FCON_\",LEFT(AR1232,1)),AT1232=1,_xlfn.CONCAT(\"FUN_DEF\",\"-DCON_\",LEFT(AQ1232,1),\"-FCON_\",LEFT(AR1232,1)),AU1232=1,_xlfn.CONCAT(\"NONFUN_NONDEF\",\"-DCON_\",LEFT(AQ1232,1),\"-FCON_\",LEFT(AR1232,1)),AV1232=1,_xlfn.CONCAT(\"NONFUN_DEF\",\"-DCON_\",LEFT(AQ1232,1),\"-FCON_\",LEFT(AR1232,1)),AS1232+AT1232+AU1232+AV1232<1,_xlfn.CONCAT(\"-\"))","v":"-"}]
[null,null,null,null,null,null,null,null,null,null,null,null,null,null,null,null,null,null,null,null,null,0,null,null,null,null,null,null,null,null,null,0,0,0,0,"Unknown",{"$f":"_xlfn.IFS(G1241=\"Natural\",0,H1241=\"\",0,H1241=\"COASTAL-CONSTRUCTED\",0,G1241=\"Constructed\",_xlfn.XLOOKUP($H1241,'Data Categories'!$U$4:$U$25,'Data Categories'!$V$4:V$25))","v":0},{"$f":"_xlfn.IFS(AK1241=\"\",0,AJ1241=\"Unknown\",0,AK1241>1,AK1241-AJ1241,AK1241=0,0)","v":0},{"$f":"_xlfn.IFS(Y1241=\"\",0,Y1241>1920,_xlfn.XLOOKUP($H1241,'Data Categories'!$AE$20:$AE$42,'Data Categories'!$AG$20:$AG$42,0))","v":0},{"$f":"_xlfn.IFS(Y1241=\"\",0,Y1241>0,(2025-Y1241))","v":0},{"$f":"_xlfn.IFS(Z1241=\"Non-Deficient\",\"Non-Deficient\",Z1241=\"Deficient\",\"Deficient\",AB1241=\"Deficient\",\"Deficient\",Z1241=\"Non-Deficient\",\"Non-Deficient\",AB1241=\"Non-Deficient\",\"Non-Deficient\",P1241=\"\",\"None\",AL1241<0,\"Deficient\",AL1241>10,\"Non-Deficient\")","v":"None"},{"$f":"_xlfn.IFS(H1241=\"LOW WATER CROSSING\",\"Non-Functional\",G1241=\"Natural\",\"Functional\",AA1241=\"Functional\",\"Functional\",AC1241=\"Functional\",\"Functional\",AA1241=\"Non-Functional\",\"Non-Functional\",AC1241=\"Non-Functional\",\"Non-Functional\",AA1241=\"Unknown\",\"Unknown\",AC1241=\"Unknown\",\"Unknown\",AA1241=\"\",\"None\")","v":"None"},{"$f":"_xlfn.IFS(X1241=\"Functionality\",\"Low\",W1241=\"No\",\"Low\",Y1241>=2015,\"High\",Y1241>=1920,\"Low\",W1241=\"\",\"None\",W1241=\"Unknown\",\"None\")","v":"None"},{"$f":"_xlfn.IFS(H1241=\"LOW WATER CROSSING\",\"Unknown\",G1241=\"Natural\",\"None\",AM1241<AN1241,\"High\",AC1241=\"Functional\",\"Low\",AC1241=\"Non-Functional\",\"Low\",W1241=\"No\",\"Low\",W1241=\"Unknown\",\"None\",X1241=\"Deficiency\",\"None\",W1241=\"Yes\",\"High\",W1241=\"\",\"None\")","v":"None"},0,0,0,0,{"$f":"_xlfn.CONCAT(LEFT(H1241,3),\"-\")&IF(H1241=\"-\",0,COUNTIF($H$4:H1241,H1241))","v":"-0"},{"$f":"_xlfn.IFS($H1241<=0,\"-\",AS1241=1,_xlfn.CONCAT(\"FUN_NONDEF\",\"-DCON_\",LEFT(AQ1241,1),\"-FCON_\",LEFT(AR1241,1)),AT1241=1,_xlfn.CONCAT(\"FUN_DEF\",\"-DCON_\",LEFT(AQ1241,1),\"-FCON_\",LEFT(AR1241,1)),AU1241=1,_xlfn.CONCAT(\"NONFUN_NONDEF\",\"-DCON_\",LEFT(AQ1241,1),\"-FCON_\",LEFT(AR1241,1)),AV1241=1,_xlfn.CONCAT(\"NONFUN_DEF\",\"-DCON_\",LEFT(AQ1241,1),\"-FCON_\",LEFT(AR1241,1)),AS1241+AT1241+AU1241+AV1241<1,_xlfn.CONCAT(\"-\"))","v":"-"}]
[null,null,null,null,null,null,null,null,null,null,null,null,null,null,null,null,null,null,null,null,null,0,null,null,null,null,null,null,null,null,null,0,0,0,0,"Unknown",{"$f":"_xlfn.IFS(G1250=\"Natural\",0,H1250=\"\",0,H1250=\"COASTAL-CONSTRUCTED\",0,G1250=\"Constructed\",_xlfn.XLOOKUP($H1250,'Data Categories'!$U$4:$U$25,'Data Categories'!$V$4:V$25))","v":0},{"$f":"_xlfn.IFS(AK1250=\"\",0,AJ1250=\"Unknown\",0,AK1250>1,AK1250-AJ1250,AK1250=0,0)","v":0},{"$f":"_xlfn.IFS(Y1250=\"\",0,Y1250>1920,_xlfn.XLOOKUP($H1250,'Data Categories'!$AE$20:$AE$42,'Data Categories'!$AG$20:$AG$42,0))","v":0},{"$f":"_xlfn.IFS(Y1250=\"\",0,Y1250>0,(2025-Y1250))","v":0},{"$f":"_xlfn.IFS(Z1250=\"Non-Deficient\",\"Non-Deficient\",Z1250=\"Deficient\",\"Deficient\",AB1250=\"Deficient\",\"Deficient\",Z1250=\"Non-Deficient\",\"Non-Deficient\",AB1250=\"Non-Deficient\",\"Non-Deficient\",P1250=\"\",\"None\",AL1250<0,\"Deficient\",AL1250>10,\"Non-Deficient\")","v":"None"},{"$f":"_xlfn.IFS(H1250=\"LOW WATER CROSSING\",\"Non-Functional\",G1250=\"Natural\",\"Functional\",AA1250=\"Functional\",\"Functional\",AC1250=\"Functional\",\"Functional\",AA1250=\"Non-Functional\",\"Non-Functional\",AC1250=\"Non-Functional\",\"Non-Functional\",AA1250=\"Unknown\",\"Unknown\",AC1250=\"Unknown\",\"Unknown\",AA1250=\"\",\"None\")","v":"None"},{"$f":"_xlfn.IFS(X1250=\"Functionality\",\"Low\",W1250=\"No\",\"Low\",Y1250>=2015,\"High\",Y1250>=1920,\"Low\",W1250=\"\",\"None\",W1250=\"Unknown\",\"None\")","v":"None"},{"$f":"_xlfn.IFS(H1250=\"LOW WATER CROSSING\",\"Unknown\",G1250=\"Natural\",\"None\",AM1250<AN1250,\"High\",AC1250=\"Functional\",\"Low\",AC1250=\"Non-Functional\",\"Low\",W1250=\"No\",\"Low\",W1250=\"Unknown\",\"None\",X1250=\"Deficiency\",\"None\",W1250=\"Yes\",\"High\",W1250=\"\",\"None\")","v":"None"},0,0,0,0,{"$f":"_xlfn.CONCAT(LEFT(H1250,3),\"-\")&IF(H1250=\"-\",0,COUNTIF($H$4:H1250,H1250))","v":"-0"},{"$f":"_xlfn.IFS($H1250<=0,\"-\",AS1250=1,_xlfn.CONCAT(\"FUN_NONDEF\",\"-DCON_\",LEFT(AQ1250,1),\"-FCON_\",LEFT(AR1250,1)),AT1250=1,_xlfn.CONCAT(\"FUN_DEF\",\"-DCON_\",LEFT(AQ1250,1),\"-FCON_\",LEFT(AR1250,1)),AU1250=1,_xlfn.CONCAT(\"NONFUN_NONDEF\",\"-DCON_\",LEFT(AQ1250,1),\"-FCON_\",LEFT(AR1250,1)),AV1250=1,_xlfn.CONCAT(\"NONFUN_DEF\",\"-DCON_\",LEFT(AQ1250,1),\"-FCON_\",LEFT(AR1250,1)),AS1250+AT1250+AU1250+AV1250<1,_xlfn.CONCAT(\"-\"))","v":"-"}]
[null,null,null,null,null,null,null,null,null,null,null,null,null,null,null,null,null,null,null,null,null,0,null,null,null,null,null,null,null,null,null,0,0,0,0,"Unknown",{"$f":"_xlfn.IFS(G1253=\"Natural\",0,H1253=\"\",0,H1253=\"COASTAL-CONSTRUCTED\",0,G1253=\"Constructed\",_xlfn.XLOOKUP($H1253,'Data Categories'!$U$4:$U$25,'Data Categories'!$V$4:V$25))","v":0},{"$f":"_xlfn.IFS(AK1253=\"\",0,AJ1253=\"Unknown\",0,AK1253>1,AK1253-AJ1253,AK1253=0,0)","v":0},{"$f":"_xlfn.IFS(Y1253=\"\",0,Y1253>1920,_xlfn.XLOOKUP($H1253,'Data Categories'!$AE$20:$AE$42,'Data Categories'!$AG$20:$AG$42,0))","v":0},{"$f":"_xlfn.IFS(Y1253=\"\",0,Y1253>0,(2025-Y1253))","v":0},{"$f":"_xlfn.IFS(Z1253=\"Non-Deficient\",\"Non-Deficient\",Z1253=\"Deficient\",\"Deficient\",AB1253=\"Deficient\",\"Deficient\",Z1253=\"Non-Deficient\",\"Non-Deficient\",AB1253=\"Non-Deficient\",\"Non-Deficient\",P1253=\"\",\"None\",AL1253<0,\"Deficient\",AL1253>10,\"Non-Deficient\")","v":"None"},{"$f":"_xlfn.IFS(H1253=\"LOW WATER CROSSING\",\"Non-Functional\",G1253=\"Natural\",\"Functional\",AA1253=\"Functional\",\"Functional\",AC1253=\"Functional\",\"Functional\",AA1253=\"Non-Functional\",\"Non-Functional\",AC1253=\"Non-Functional\",\"Non-Functional\",AA1253=\"Unknown\",\"Unknown\",AC1253=\"Unknown\",\"Unknown\",AA1253=\"\",\"None\")","v":"None"},{"$f":"_xlfn.IFS(X1253=\"Functionality\",\"Low\",W1253=\"No\",\"Low\",Y1253>=2015,\"High\",Y1253>=1920,\"Low\",W1253=\"\",\"None\",W1253=\"Unknown\",\"None\")","v":"None"},{"$f":"_xlfn.IFS(H1253=\"LOW WATER CROSSING\",\"Unknown\",G1253=\"Natural\",\"None\",AM1253<AN1253,\"High\",AC1253=\"Functional\",\"Low\",AC1253=\"Non-Functional\",\"Low\",W1253=\"No\",\"Low\",W1253=\"Unknown\",\"None\",X1253=\"Deficiency\",\"None\",W1253=\"Yes\",\"High\",W1253=\"\",\"None\")","v":"None"},0,0,0,0,{"$f":"_xlfn.CONCAT(LEFT(H1253,3),\"-\")&IF(H1253=\"-\",0,COUNTIF($H$4:H1253,H1253))","v":"-0"},{"$f":"_xlfn.IFS($H1253<=0,\"-\",AS1253=1,_xlfn.CONCAT(\"FUN_NONDEF\",\"-DCON_\",LEFT(AQ1253,1),\"-FCON_\",LEFT(AR1253,1)),AT1253=1,_xlfn.CONCAT(\"FUN_DEF\",\"-DCON_\",LEFT(AQ1253,1),\"-FCON_\",LEFT(AR1253,1)),AU1253=1,_xlfn.CONCAT(\"NONFUN_NONDEF\",\"-DCON_\",LEFT(AQ1253,1),\"-FCON_\",LEFT(AR1253,1)),AV1253=1,_xlfn.CONCAT(\"NONFUN_DEF\",\"-DCON_\",LEFT(AQ1253,1),\"-FCON_\",LEFT(AR1253,1)),AS1253+AT1253+AU1253+AV1253<1,_xlfn.CONCAT(\"-\"))","v":"-"}]
[null,null,null,null,null,null,null,null,null,null,null,null,null,null,null,null,null,null,null,null,null,0,null,null,null,null,null,null,null,null,null,0,0,0,0,"Unknown",{"$f":"_xlfn.IFS(G1269=\"Natural\",0,H1269=\"\",0,H1269=\"COASTAL-CONSTRUCTED\",0,G1269=\"Constructed\",_xlfn.XLOOKUP($H1269,'Data Categories'!$U$4:$U$25,'Data Categories'!$V$4:V$25))","v":0},{"$f":"_xlfn.IFS(AK1269=\"\",0,AJ1269=\"Unknown\",0,AK1269>1,AK1269-AJ1269,AK1269=0,0)","v":0},{"$f":"_xlfn.IFS(Y1269=\"\",0,Y1269>1920,_xlfn.XLOOKUP($H1269,'Data Categories'!$AE$20:$AE$42,'Data Categories'!$AG$20:$AG$42,0))","v":0},{"$f":"_xlfn.IFS(Y1269=\"\",0,Y1269>0,(2025-Y1269))","v":0},{"$f":"_xlfn.IFS(Z1269=\"Non-Deficient\",\"Non-Deficient\",Z1269=\"Deficient\",\"Deficient\",AB1269=\"Deficient\",\"Deficient\",Z1269=\"Non-Deficient\",\"Non-Deficient\",AB1269=\"Non-Deficient\",\"Non-Deficient\",P1269=\"\",\"None\",AL1269<0,\"Deficient\",AL1269>10,\"Non-Deficient\")","v":"None"},{"$f":"_xlfn.IFS(H1269=\"LOW WATER CROSSING\",\"Non-Functional\",G1269=\"Natural\",\"Functional\",AA1269=\"Functional\",\"Functional\",AC1269=\"Functional\",\"Functional\",AA1269=\"Non-Functional\",\"Non-Functional\",AC1269=\"Non-Functional\",\"Non-Functional\",AA1269=\"Unknown\",\"Unknown\",AC1269=\"Unknown\",\"Unknown\",AA1269=\"\",\"None\")","v":"None"},{"$f":"_xlfn.IFS(X1269=\"Functionality\",\"Low\",W1269=\"No\",\"Low\",Y1269>=2015,\"High\",Y1269>=1920,\"Low\",W1269=\"\",\"None\",W1269=\"Unknown\",\"None\")","v":"None"},{"$f":"_xlfn.IFS(H1269=\"LOW WATER CROSSING\",\"Unknown\",G1269=\"Natural\",\"None\",AM1269<AN1269,\"High\",AC1269=\"Functional\",\"Low\",AC1269=\"Non-Functional\",\"Low\",W1269=\"No\",\"Low\",W1269=\"Unknown\",\"None\",X1269=\"Deficiency\",\"None\",W1269=\"Yes\",\"High\",W1269=\"\",\"None\")","v":"None"},0,0,0,0,{"$f":"_xlfn.CONCAT(LEFT(H1269,3),\"-\")&IF(H1269=\"-\",0,COUNTIF($H$4:H1269,H1269))","v":"-0"},{"$f":"_xlfn.IFS($H1269<=0,\"-\",AS1269=1,_xlfn.CONCAT(\"FUN_NONDEF\",\"-DCON_\",LEFT(AQ1269,1),\"-FCON_\",LEFT(AR1269,1)),AT1269=1,_xlfn.CONCAT(\"FUN_DEF\",\"-DCON_\",LEFT(AQ1269,1),\"-FCON_\",LEFT(AR1269,1)),AU1269=1,_xlfn.CONCAT(\"NONFUN_NONDEF\",\"-DCON_\",LEFT(AQ1269,1),\"-FCON_\",LEFT(AR1269,1)),AV1269=1,_xlfn.CONCAT(\"NONFUN_DEF\",\"-DCON_\",LEFT(AQ1269,1),\"-FCON_\",LEFT(AR1269,1)),AS1269+AT1269+AU1269+AV1269<1,_xlfn.CONCAT(\"-\"))","v":"-"}]
[null,null,null,null,null,null,null,null,null,null,null,null,null,null,null,null,null,null,null,null,null,0,null,null,null,null,null,null,null,null,null,0,0,0,0,"Unknown",{"$f":"_xlfn.IFS(G1272=\"Natural\",0,H1272=\"\",0,H1272=\"COASTAL-CONSTRUCTED\",0,G1272=\"Constructed\",_xlfn.XLOOKUP($H1272,'Data Categories'!$U$4:$U$25,'Data Categories'!$V$4:V$25))","v":0},{"$f":"_xlfn.IFS(AK1272=\"\",0,AJ1272=\"Unknown\",0,AK1272>1,AK1272-AJ1272,AK1272=0,0)","v":0},{"$f":"_xlfn.IFS(Y1272=\"\",0,Y1272>1920,_xlfn.XLOOKUP($H1272,'Data Categories'!$AE$20:$AE$42,'Data Categories'!$AG$20:$AG$42,0))","v":0},{"$f":"_xlfn.IFS(Y1272=\"\",0,Y1272>0,(2025-Y1272))","v":0},{"$f":"_xlfn.IFS(Z1272=\"Non-Deficient\",\"Non-Deficient\",Z1272=\"Deficient\",\"Deficient\",AB1272=\"Deficient\",\"Deficient\",Z1272=\"Non-Deficient\",\"Non-Deficient\",AB1272=\"Non-Deficient\",\"Non-Deficient\",P1272=\"\",\"None\",AL1272<0,\"Deficient\",AL1272>10,\"Non-Deficient\")","v":"None"},{"$f":"_xlfn.IFS(H1272=\"LOW WATER CROSSING\",\"Non-Functional\",G1272=\"Natural\",\"Functional\",AA1272=\"Functional\",\"Functional\",AC1272=\"Functional\",\"Functional\",AA1272=\"Non-Functional\",\"Non-Functional\",AC1272=\"Non-Functional\",\"Non-Functional\",AA1272=\"Unknown\",\"Unknown\",AC1272=\"Unknown\",\"Unknown\",AA1272=\"\",\"None\")","v":"None"},{"$f":"_xlfn.IFS(X1272=\"Functionality\",\"Low\",W1272=\"No\",\"Low\",Y1272>=2015,\"High\",Y1272>=1920,\"Low\",W1272=\"\",\"None\",W1272=\"Unknown\",\"None\")","v":"None"},{"$f":"_xlfn.IFS(H1272=\"LOW WATER CROSSING\",\"Unknown\",G1272=\"Natural\",\"None\",AM1272<AN1272,\"High\",AC1272=\"Functional\",\"Low\",AC1272=\"Non-Functional\",\"Low\",W1272=\"No\",\"Low\",W1272=\"Unknown\",\"None\",X1272=\"Deficiency\",\"None\",W1272=\"Yes\",\"High\",W1272=\"\",\"None\")","v":"None"},0,0,0,0,{"$f":"_xlfn.CONCAT(LEFT(H1272,3),\"-\")&IF(H1272=\"-\",0,COUNTIF($H$4:H1272,H1272))","v":"-0"},{"$f":"_xlfn.IFS($H1272<=0,\"-\",AS1272=1,_xlfn.CONCAT(\"FUN_NONDEF\",\"-DCON_\",LEFT(AQ1272,1),\"-FCON_\",LEFT(AR1272,1)),AT1272=1,_xlfn.CONCAT(\"FUN_DEF\",\"-DCON_\",LEFT(AQ1272,1),\"-FCON_\",LEFT(AR1272,1)),AU1272=1,_xlfn.CONCAT(\"NONFUN_NONDEF\",\"-DCON_\",LEFT(AQ1272,1),\"-FCON_\",LEFT(AR1272,1)),AV1272=1,_xlfn.CONCAT(\"NONFUN_DEF\",\"-DCON_\",LEFT(AQ1272,1),\"-FCON_\",LEFT(AR1272,1)),AS1272+AT1272+AU1272+AV1272<1,_xlfn.CONCAT(\"-\"))","v":"-"}]
[null,null,null,null,null,null,null,null,null,null,null,null,null,null,null,null,null,null,null,null,null,0,null,null,null,null,null,null,null,null,null,0,0,0,0,"Unknown",{"$f":"_xlfn.IFS(G1283=\"Natural\",0,H1283=\"\",0,H1283=\"COASTAL-CONSTRUCTED\",0,G1283=\"Constructed\",_xlfn.XLOOKUP($H1283,'Data Categories'!$U$4:$U$25,'Data Categories'!$V$4:V$25))","v":0},{"$f":"_xlfn.IFS(AK1283=\"\",0,AJ1283=\"Unknown\",0,AK1283>1,AK1283-AJ1283,AK1283=0,0)","v":0},{"$f":"_xlfn.IFS(Y1283=\"\",0,Y1283>1920,_xlfn.XLOOKUP($H1283,'Data Categories'!$AE$20:$AE$42,'Data Categories'!$AG$20:$AG$42,0))","v":0},{"$f":"_xlfn.IFS(Y1283=\"\",0,Y1283>0,(2025-Y1283))","v":0},{"$f":"_xlfn.IFS(Z1283=\"Non-Deficient\",\"Non-Deficient\",Z1283=\"Deficient\",\"Deficient\",AB1283=\"Deficient\",\"Deficient\",Z1283=\"Non-Deficient\",\"Non-Deficient\",AB1283=\"Non-Deficient\",\"Non-Deficient\",P1283=\"\",\"None\",AL1283<0,\"Deficient\",AL1283>10,\"Non-Deficient\")","v":"None"},{"$f":"_xlfn.IFS(H1283=\"LOW WATER CROSSING\",\"Non-Functional\",G1283=\"Natural\",\"Functional\",AA1283=\"Functional\",\"Functional\",AC1283=\"Functional\",\"Functional\",AA1283=\"Non-Functional\",\"Non-Functional\",AC1283=\"Non-Functional\",\"Non-Functional\",AA1283=\"Unknown\",\"Unknown\",AC1283=\"Unknown\",\"Unknown\",AA1283=\"\",\"None\")","v":"None"},{"$f":"_xlfn.IFS(X1283=\"Functionality\",\"Low\",W1283=\"No\",\"Low\",Y1283>=2015,\"High\",Y1283>=1920,\"Low\",W1283=\"\",\"None\",W1283=\"Unknown\",\"None\")","v":"None"},{"$f":"_xlfn.IFS(H1283=\"LOW WATER CROSSING\",\"Unknown\",G1283=\"Natural\",\"None\",AM1283<AN1283,\"High\",AC1283=\"Functional\",\"Low\",AC1283=\"Non-Functional\",\"Low\",W1283=\"No\",\"Low\",W1283=\"Unknown\",\"None\",X1283=\"Deficiency\",\"None\",W1283=\"Yes\",\"High\",W1283=\"\",\"None\")","v":"None"},0,0,0,0,{"$f":"_xlfn.CONCAT(LEFT(H1283,3),\"-\")&IF(H1283=\"-\",0,COUNTIF($H$4:H1283,H1283))","v":"-0"},{"$f":"_xlfn.IFS($H1283<=0,\"-\",AS1283=1,_xlfn.CONCAT(\"FUN_NONDEF\",\"-DCON_\",LEFT(AQ1283,1),\"-FCON_\",LEFT(AR1283,1)),AT1283=1,_xlfn.CONCAT(\"FUN_DEF\",\"-DCON_\",LEFT(AQ1283,1),\"-FCON_\",LEFT(AR1283,1)),AU1283=1,_xlfn.CONCAT(\"NONFUN_NONDEF\",\"-DCON_\",LEFT(AQ1283,1),\"-FCON_\",LEFT(AR1283,1)),AV1283=1,_xlfn.CONCAT(\"NONFUN_DEF\",\"-DCON_\",LEFT(AQ1283,1),\"-FCON_\",LEFT(AR1283,1)),AS1283+AT1283+AU1283+AV1283<1,_xlfn.CONCAT(\"-\"))","v":"-"}]
[null,null,null,null,null,null,null,null,null,null,null,null,null,null,null,null,null,null,null,null,null,0,null,null,null,null,null,null,null,null,null,0,0,0,0,"Unknown",{"$f":"_xlfn.IFS(G1290=\"Natural\",0,H1290=\"\",0,H1290=\"COASTAL-CONSTRUCTED\",0,G1290=\"Constructed\",_xlfn.XLOOKUP($H1290,'Data Categories'!$U$4:$U$25,'Data Categories'!$V$4:V$25))","v":0},{"$f":"_xlfn.IFS(AK1290=\"\",0,AJ1290=\"Unknown\",0,AK1290>1,AK1290-AJ1290,AK1290=0,0)","v":0},{"$f":"_xlfn.IFS(Y1290=\"\",0,Y1290>1920,_xlfn.XLOOKUP($H1290,'Data Categories'!$AE$20:$AE$42,'Data Categories'!$AG$20:$AG$42,0))","v":0},{"$f":"_xlfn.IFS(Y1290=\"\",0,Y1290>0,(2025-Y1290))","v":0},{"$f":"_xlfn.IFS(Z1290=\"Non-Deficient\",\"Non-Deficient\",Z1290=\"Deficient\",\"Deficient\",AB1290=\"Deficient\",\"Deficient\",Z1290=\"Non-Deficient\",\"Non-Deficient\",AB1290=\"Non-Deficient\",\"Non-Deficient\",P1290=\"\",\"None\",AL1290<0,\"Deficient\",AL1290>10,\"Non-Deficient\")","v":"None"},{"$f":"_xlfn.IFS(H1290=\"LOW WATER CROSSING\",\"Non-Functional\",G1290=\"Natural\",\"Functional\",AA1290=\"Functional\",\"Functional\",AC1290=\"Functional\",\"Functional\",AA1290=\"Non-Functional\",\"Non-Functional\",AC1290=\"Non-Functional\",\"Non-Functional\",AA1290=\"Unknown\",\"Unknown\",AC1290=\"Unknown\",\"Unknown\",AA1290=\"\",\"None\")","v":"None"},{"$f":"_xlfn.IFS(X1290=\"Functionality\",\"Low\",W1290=\"No\",\"Low\",Y1290>=2015,\"High\",Y1290>=1920,\"Low\",W1290=\"\",\"None\",W1290=\"Unknown\",\"None\")","v":"None"},{"$f":"_xlfn.IFS(H1290=\"LOW WATER CROSSING\",\"Unknown\",G1290=\"Natural\",\"None\",AM1290<AN1290,\"High\",AC1290=\"Functional\",\"Low\",AC1290=\"Non-Functional\",\"Low\",W1290=\"No\",\"Low\",W1290=\"Unknown\",\"None\",X1290=\"Deficiency\",\"None\",W1290=\"Yes\",\"High\",W1290=\"\",\"None\")","v":"None"},0,0,0,0,{"$f":"_xlfn.CONCAT(LEFT(H1290,3),\"-\")&IF(H1290=\"-\",0,COUNTIF($H$4:H1290,H1290))","v":"-0"},{"$f":"_xlfn.IFS($H1290<=0,\"-\",AS1290=1,_xlfn.CONCAT(\"FUN_NONDEF\",\"-DCON_\",LEFT(AQ1290,1),\"-FCON_\",LEFT(AR1290,1)),AT1290=1,_xlfn.CONCAT(\"FUN_DEF\",\"-DCON_\",LEFT(AQ1290,1),\"-FCON_\",LEFT(AR1290,1)),AU1290=1,_xlfn.CONCAT(\"NONFUN_NONDEF\",\"-DCON_\",LEFT(AQ1290,1),\"-FCON_\",LEFT(AR1290,1)),AV1290=1,_xlfn.CONCAT(\"NONFUN_DEF\",\"-DCON_\",LEFT(AQ1290,1),\"-FCON_\",LEFT(AR1290,1)),AS1290+AT1290+AU1290+AV1290<1,_xlfn.CONCAT(\"-\"))","v":"-"}]
[null,null,null,null,null,null,null,null,null,null,null,null,null,null,null,null,null,null,null,null,null,0,null,null,null,null,null,null,null,null,null,0,0,0,0,"Unknown",{"$f":"_xlfn.IFS(G1302=\"Natural\",0,H1302=\"\",0,H1302=\"COASTAL-CONSTRUCTED\",0,G1302=\"Constructed\",_xlfn.XLOOKUP($H1302,'Data Categories'!$U$4:$U$25,'Data Categories'!$V$4:V$25))","v":0},{"$f":"_xlfn.IFS(AK1302=\"\",0,AJ1302=\"Unknown\",0,AK1302>1,AK1302-AJ1302,AK1302=0,0)","v":0},{"$f":"_xlfn.IFS(Y1302=\"\",0,Y1302>1920,_xlfn.XLOOKUP($H1302,'Data Categories'!$AE$20:$AE$42,'Data Categories'!$AG$20:$AG$42,0))","v":0},{"$f":"_xlfn.IFS(Y1302=\"\",0,Y1302>0,(2025-Y1302))","v":0},{"$f":"_xlfn.IFS(Z1302=\"Non-Deficient\",\"Non-Deficient\",Z1302=\"Deficient\",\"Deficient\",AB1302=\"Deficient\",\"Deficient\",Z1302=\"Non-Deficient\",\"Non-Deficient\",AB1302=\"Non-Deficient\",\"Non-Deficient\",P1302=\"\",\"None\",AL1302<0,\"Deficient\",AL1302>10,\"Non-Deficient\")","v":"None"},{"$f":"_xlfn.IFS(H1302=\"LOW WATER CROSSING\",\"Non-Functional\",G1302=\"Natural\",\"Functional\",AA1302=\"Functional\",\"Functional\",AC1302=\"Functional\",\"Functional\",AA1302=\"Non-Functional\",\"Non-Functional\",AC1302=\"Non-Functional\",\"Non-Functional\",AA1302=\"Unknown\",\"Unknown\",AC1302=\"Unknown\",\"Unknown\",AA1302=\"\",\"None\")","v":"None"},{"$f":"_xlfn.IFS(X1302=\"Functionality\",\"Low\",W1302=\"No\",\"Low\",Y1302>=2015,\"High\",Y1302>=1920,\"Low\",W1302=\"\",\"None\",W1302=\"Unknown\",\"None\")","v":"None"},{"$f":"_xlfn.IFS(H1302=\"LOW WATER CROSSING\",\"Unknown\",G1302=\"Natural\",\"None\",AM1302<AN1302,\"High\",AC1302=\"Functional\",\"Low\",AC1302=\"Non-Functional\",\"Low\",W1302=\"No\",\"Low\",W1302=\"Unknown\",\"None\",X1302=\"Deficiency\",\"None\",W1302=\"Yes\",\"High\",W1302=\"\",\"None\")","v":"None"},0,0,0,0,{"$f":"_xlfn.CONCAT(LEFT(H1302,3),\"-\")&IF(H1302=\"-\",0,COUNTIF($H$4:H1302,H1302))","v":"-0"},{"$f":"_xlfn.IFS($H1302<=0,\"-\",AS1302=1,_xlfn.CONCAT(\"FUN_NONDEF\",\"-DCON_\",LEFT(AQ1302,1),\"-FCON_\",LEFT(AR1302,1)),AT1302=1,_xlfn.CONCAT(\"FUN_DEF\",\"-DCON_\",LEFT(AQ1302,1),\"-FCON_\",LEFT(AR1302,1)),AU1302=1,_xlfn.CONCAT(\"NONFUN_NONDEF\",\"-DCON_\",LEFT(AQ1302,1),\"-FCON_\",LEFT(AR1302,1)),AV1302=1,_xlfn.CONCAT(\"NONFUN_DEF\",\"-DCON_\",LEFT(AQ1302,1),\"-FCON_\",LEFT(AR1302,1)),AS1302+AT1302+AU1302+AV1302<1,_xlfn.CONCAT(\"-\"))","v":"-"}]
[null,null,null,null,null,null,null,null,null,null,null,null,null,null,null,null,null,null,null,null,null,0,null,null,null,null,null,null,null,null,null,0,0,0,0,"Unknown",{"$f":"_xlfn.IFS(G1311=\"Natural\",0,H1311=\"\",0,H1311=\"COASTAL-CONSTRUCTED\",0,G1311=\"Constructed\",_xlfn.XLOOKUP($H1311,'Data Categories'!$U$4:$U$25,'Data Categories'!$V$4:V$25))","v":0},{"$f":"_xlfn.IFS(AK1311=\"\",0,AJ1311=\"Unknown\",0,AK1311>1,AK1311-AJ1311,AK1311=0,0)","v":0},{"$f":"_xlfn.IFS(Y1311=\"\",0,Y1311>1920,_xlfn.XLOOKUP($H1311,'Data Categories'!$AE$20:$AE$42,'Data Categories'!$AG$20:$AG$42,0))","v":0},{"$f":"_xlfn.IFS(Y1311=\"\",0,Y1311>0,(2025-Y1311))","v":0},{"$f":"_xlfn.IFS(Z1311=\"Non-Deficient\",\"Non-Deficient\",Z1311=\"Deficient\",\"Deficient\",AB1311=\"Deficient\",\"Deficient\",Z1311=\"Non-Deficient\",\"Non-Deficient\",AB1311=\"Non-Deficient\",\"Non-Deficient\",P1311=\"\",\"None\",AL1311<0,\"Deficient\",AL1311>10,\"Non-Deficient\")","v":"None"},{"$f":"_xlfn.IFS(H1311=\"LOW WATER CROSSING\",\"Non-Functional\",G1311=\"Natural\",\"Functional\",AA1311=\"Functional\",\"Functional\",AC1311=\"Functional\",\"Functional\",AA1311=\"Non-Functional\",\"Non-Functional\",AC1311=\"Non-Functional\",\"Non-Functional\",AA1311=\"Unknown\",\"Unknown\",AC1311=\"Unknown\",\"Unknown\",AA1311=\"\",\"None\")","v":"None"},{"$f":"_xlfn.IFS(X1311=\"Functionality\",\"Low\",W1311=\"No\",\"Low\",Y1311>=2015,\"High\",Y1311>=1920,\"Low\",W1311=\"\",\"None\",W1311=\"Unknown\",\"None\")","v":"None"},{"$f":"_xlfn.IFS(H1311=\"LOW WATER CROSSING\",\"Unknown\",G1311=\"Natural\",\"None\",AM1311<AN1311,\"High\",AC1311=\"Functional\",\"Low\",AC1311=\"Non-Functional\",\"Low\",W1311=\"No\",\"Low\",W1311=\"Unknown\",\"None\",X1311=\"Deficiency\",\"None\",W1311=\"Yes\",\"High\",W1311=\"\",\"None\")","v":"None"},0,0,0,0,{"$f":"_xlfn.CONCAT(LEFT(H1311,3),\"-\")&IF(H1311=\"-\",0,COUNTIF($H$4:H1311,H1311))","v":"-0"},{"$f":"_xlfn.IFS($H1311<=0,\"-\",AS1311=1,_xlfn.CONCAT(\"FUN_NONDEF\",\"-DCON_\",LEFT(AQ1311,1),\"-FCON_\",LEFT(AR1311,1)),AT1311=1,_xlfn.CONCAT(\"FUN_DEF\",\"-DCON_\",LEFT(AQ1311,1),\"-FCON_\",LEFT(AR1311,1)),AU1311=1,_xlfn.CONCAT(\"NONFUN_NONDEF\",\"-DCON_\",LEFT(AQ1311,1),\"-FCON_\",LEFT(AR1311,1)),AV1311=1,_xlfn.CONCAT(\"NONFUN_DEF\",\"-DCON_\",LEFT(AQ1311,1),\"-FCON_\",LEFT(AR1311,1)),AS1311+AT1311+AU1311+AV1311<1,_xlfn.CONCAT(\"-\"))","v":"-"}]
[null,null,null,null,null,null,null,null,null,null,null,null,null,null,null,null,null,null,null,null,null,0,null,null,null,null,null,null,null,null,null,0,0,0,0,"Unknown",{"$f":"_xlfn.IFS(G1320=\"Natural\",0,H1320=\"\",0,H1320=\"COASTAL-CONSTRUCTED\",0,G1320=\"Constructed\",_xlfn.XLOOKUP($H1320,'Data Categories'!$U$4:$U$25,'Data Categories'!$V$4:V$25))","v":0},{"$f":"_xlfn.IFS(AK1320=\"\",0,AJ1320=\"Unknown\",0,AK1320>1,AK1320-AJ1320,AK1320=0,0)","v":0},{"$f":"_xlfn.IFS(Y1320=\"\",0,Y1320>1920,_xlfn.XLOOKUP($H1320,'Data Categories'!$AE$20:$AE$42,'Data Categories'!$AG$20:$AG$42,0))","v":0},{"$f":"_xlfn.IFS(Y1320=\"\",0,Y1320>0,(2025-Y1320))","v":0},{"$f":"_xlfn.IFS(Z1320=\"Non-Deficient\",\"Non-Deficient\",Z1320=\"Deficient\",\"Deficient\",AB1320=\"Deficient\",\"Deficient\",Z1320=\"Non-Deficient\",\"Non-Deficient\",AB1320=\"Non-Deficient\",\"Non-Deficient\",P1320=\"\",\"None\",AL1320<0,\"Deficient\",AL1320>10,\"Non-Deficient\")","v":"None"},{"$f":"_xlfn.IFS(H1320=\"LOW WATER CROSSING\",\"Non-Functional\",G1320=\"Natural\",\"Functional\",AA1320=\"Functional\",\"Functional\",AC1320=\"Functional\",\"Functional\",AA1320=\"Non-Functional\",\"Non-Functional\",AC1320=\"Non-Functional\",\"Non-Functional\",AA1320=\"Unknown\",\"Unknown\",AC1320=\"Unknown\",\"Unknown\",AA1320=\"\",\"None\")","v":"None"},{"$f":"_xlfn.IFS(X1320=\"Functionality\",\"Low\",W1320=\"No\",\"Low\",Y1320>=2015,\"High\",Y1320>=1920,\"Low\",W1320=\"\",\"None\",W1320=\"Unknown\",\"None\")","v":"None"},{"$f":"_xlfn.IFS(H1320=\"LOW WATER CROSSING\",\"Unknown\",G1320=\"Natural\",\"None\",AM1320<AN1320,\"High\",AC1320=\"Functional\",\"Low\",AC1320=\"Non-Functional\",\"Low\",W1320=\"No\",\"Low\",W1320=\"Unknown\",\"None\",X1320=\"Deficiency\",\"None\",W1320=\"Yes\",\"High\",W1320=\"\",\"None\")","v":"None"},0,0,0,0,{"$f":"_xlfn.CONCAT(LEFT(H1320,3),\"-\")&IF(H1320=\"-\",0,COUNTIF($H$4:H1320,H1320))","v":"-0"},{"$f":"_xlfn.IFS($H1320<=0,\"-\",AS1320=1,_xlfn.CONCAT(\"FUN_NONDEF\",\"-DCON_\",LEFT(AQ1320,1),\"-FCON_\",LEFT(AR1320,1)),AT1320=1,_xlfn.CONCAT(\"FUN_DEF\",\"-DCON_\",LEFT(AQ1320,1),\"-FCON_\",LEFT(AR1320,1)),AU1320=1,_xlfn.CONCAT(\"NONFUN_NONDEF\",\"-DCON_\",LEFT(AQ1320,1),\"-FCON_\",LEFT(AR1320,1)),AV1320=1,_xlfn.CONCAT(\"NONFUN_DEF\",\"-DCON_\",LEFT(AQ1320,1),\"-FCON_\",LEFT(AR1320,1)),AS1320+AT1320+AU1320+AV1320<1,_xlfn.CONCAT(\"-\"))","v":"-"}]
[null,null,null,null,null,null,null,null,null,null,null,null,null,null,null,null,null,null,null,null,null,0,null,null,null,null,null,null,null,null,null,0,0,0,0,"Unknown",{"$f":"_xlfn.IFS(G1323=\"Natural\",0,H1323=\"\",0,H1323=\"COASTAL-CONSTRUCTED\",0,G1323=\"Constructed\",_xlfn.XLOOKUP($H1323,'Data Categories'!$U$4:$U$25,'Data Categories'!$V$4:V$25))","v":0},{"$f":"_xlfn.IFS(AK1323=\"\",0,AJ1323=\"Unknown\",0,AK1323>1,AK1323-AJ1323,AK1323=0,0)","v":0},{"$f":"_xlfn.IFS(Y1323=\"\",0,Y1323>1920,_xlfn.XLOOKUP($H1323,'Data Categories'!$AE$20:$AE$42,'Data Categories'!$AG$20:$AG$42,0))","v":0},{"$f":"_xlfn.IFS(Y1323=\"\",0,Y1323>0,(2025-Y1323))","v":0},{"$f":"_xlfn.IFS(Z1323=\"Non-Deficient\",\"Non-Deficient\",Z1323=\"Deficient\",\"Deficient\",AB1323=\"Deficient\",\"Deficient\",Z1323=\"Non-Deficient\",\"Non-Deficient\",AB1323=\"Non-Deficient\",\"Non-Deficient\",P1323=\"\",\"None\",AL1323<0,\"Deficient\",AL1323>10,\"Non-Deficient\")","v":"None"},{"$f":"_xlfn.IFS(H1323=\"LOW WATER CROSSING\",\"Non-Functional\",G1323=\"Natural\",\"Functional\",AA1323=\"Functional\",\"Functional\",AC1323=\"Functional\",\"Functional\",AA1323=\"Non-Functional\",\"Non-Functional\",AC1323=\"Non-Functional\",\"Non-Functional\",AA1323=\"Unknown\",\"Unknown\",AC1323=\"Unknown\",\"Unknown\",AA1323=\"\",\"None\")","v":"None"},{"$f":"_xlfn.IFS(X1323=\"Functionality\",\"Low\",W1323=\"No\",\"Low\",Y1323>=2015,\"High\",Y1323>=1920,\"Low\",W1323=\"\",\"None\",W1323=\"Unknown\",\"None\")","v":"None"},{"$f":"_xlfn.IFS(H1323=\"LOW WATER CROSSING\",\"Unknown\",G1323=\"Natural\",\"None\",AM1323<AN1323,\"High\",AC1323=\"Functional\",\"Low\",AC1323=\"Non-Functional\",\"Low\",W1323=\"No\",\"Low\",W1323=\"Unknown\",\"None\",X1323=\"Deficiency\",\"None\",W1323=\"Yes\",\"High\",W1323=\"\",\"None\")","v":"None"},0,0,0,0,{"$f":"_xlfn.CONCAT(LEFT(H1323,3),\"-\")&IF(H1323=\"-\",0,COUNTIF($H$4:H1323,H1323))","v":"-0"},{"$f":"_xlfn.IFS($H1323<=0,\"-\",AS1323=1,_xlfn.CONCAT(\"FUN_NONDEF\",\"-DCON_\",LEFT(AQ1323,1),\"-FCON_\",LEFT(AR1323,1)),AT1323=1,_xlfn.CONCAT(\"FUN_DEF\",\"-DCON_\",LEFT(AQ1323,1),\"-FCON_\",LEFT(AR1323,1)),AU1323=1,_xlfn.CONCAT(\"NONFUN_NONDEF\",\"-DCON_\",LEFT(AQ1323,1),\"-FCON_\",LEFT(AR1323,1)),AV1323=1,_xlfn.CONCAT(\"NONFUN_DEF\",\"-DCON_\",LEFT(AQ1323,1),\"-FCON_\",LEFT(AR1323,1)),AS1323+AT1323+AU1323+AV1323<1,_xlfn.CONCAT(\"-\"))","v":"-"}]
[null,null,null,null,null,null,null,null,null,null,null,null,null,null,null,null,null,null,null,null,null,0,null,null,null,null,null,null,null,null,null,0,0,0,0,"Unknown",{"$f":"_xlfn.IFS(G1339=\"Natural\",0,H1339=\"\",0,H1339=\"COASTAL-CONSTRUCTED\",0,G1339=\"Constructed\",_xlfn.XLOOKUP($H1339,'Data Categories'!$U$4:$U$25,'Data Categories'!$V$4:V$25))","v":0},{"$f":"_xlfn.IFS(AK1339=\"\",0,AJ1339=\"Unknown\",0,AK1339>1,AK1339-AJ1339,AK1339=0,0)","v":0},{"$f":"_xlfn.IFS(Y1339=\"\",0,Y1339>1920,_xlfn.XLOOKUP($H1339,'Data Categories'!$AE$20:$AE$42,'Data Categories'!$AG$20:$AG$42,0))","v":0},{"$f":"_xlfn.IFS(Y1339=\"\",0,Y1339>0,(2025-Y1339))","v":0},{"$f":"_xlfn.IFS(Z1339=\"Non-Deficient\",\"Non-Deficient\",Z1339=\"Deficient\",\"Deficient\",AB1339=\"Deficient\",\"Deficient\",Z1339=\"Non-Deficient\",\"Non-Deficient\",AB1339=\"Non-Deficient\",\"Non-Deficient\",P1339=\"\",\"None\",AL1339<0,\"Deficient\",AL1339>10,\"Non-Deficient\")","v":"None"},{"$f":"_xlfn.IFS(H1339=\"LOW WATER CROSSING\",\"Non-Functional\",G1339=\"Natural\",\"Functional\",AA1339=\"Functional\",\"Functional\",AC1339=\"Functional\",\"Functional\",AA1339=\"Non-Functional\",\"Non-Functional\",AC1339=\"Non-Functional\",\"Non-Functional\",AA1339=\"Unknown\",\"Unknown\",AC1339=\"Unknown\",\"Unknown\",AA1339=\"\",\"None\")","v":"None"},{"$f":"_xlfn.IFS(X1339=\"Functionality\",\"Low\",W1339=\"No\",\"Low\",Y1339>=2015,\"High\",Y1339>=1920,\"Low\",W1339=\"\",\"None\",W1339=\"Unknown\",\"None\")","v":"None"},{"$f":"_xlfn.IFS(H1339=\"LOW WATER CROSSING\",\"Unknown\",G1339=\"Natural\",\"None\",AM1339<AN1339,\"High\",AC1339=\"Functional\",\"Low\",AC1339=\"Non-Functional\",\"Low\",W1339=\"No\",\"Low\",W1339=\"Unknown\",\"None\",X1339=\"Deficiency\",\"None\",W1339=\"Yes\",\"High\",W1339=\"\",\"None\")","v":"None"},0,0,0,0,{"$f":"_xlfn.CONCAT(LEFT(H1339,3),\"-\")&IF(H1339=\"-\",0,COUNTIF($H$4:H1339,H1339))","v":"-0"},{"$f":"_xlfn.IFS($H1339<=0,\"-\",AS1339=1,_xlfn.CONCAT(\"FUN_NONDEF\",\"-DCON_\",LEFT(AQ1339,1),\"-FCON_\",LEFT(AR1339,1)),AT1339=1,_xlfn.CONCAT(\"FUN_DEF\",\"-DCON_\",LEFT(AQ1339,1),\"-FCON_\",LEFT(AR1339,1)),AU1339=1,_xlfn.CONCAT(\"NONFUN_NONDEF\",\"-DCON_\",LEFT(AQ1339,1),\"-FCON_\",LEFT(AR1339,1)),AV1339=1,_xlfn.CONCAT(\"NONFUN_DEF\",\"-DCON_\",LEFT(AQ1339,1),\"-FCON_\",LEFT(AR1339,1)),AS1339+AT1339+AU1339+AV1339<1,_xlfn.CONCAT(\"-\"))","v":"-"}]
[null,null,null,null,null,null,null,null,null,null,null,null,null,null,null,null,null,null,null,null,null,0,null,null,null,null,null,null,null,null,null,0,0,0,0,"Unknown",{"$f":"_xlfn.IFS(G1342=\"Natural\",0,H1342=\"\",0,H1342=\"COASTAL-CONSTRUCTED\",0,G1342=\"Constructed\",_xlfn.XLOOKUP($H1342,'Data Categories'!$U$4:$U$25,'Data Categories'!$V$4:V$25))","v":0},{"$f":"_xlfn.IFS(AK1342=\"\",0,AJ1342=\"Unknown\",0,AK1342>1,AK1342-AJ1342,AK1342=0,0)","v":0},{"$f":"_xlfn.IFS(Y1342=\"\",0,Y1342>1920,_xlfn.XLOOKUP($H1342,'Data Categories'!$AE$20:$AE$42,'Data Categories'!$AG$20:$AG$42,0))","v":0},{"$f":"_xlfn.IFS(Y1342=\"\",0,Y1342>0,(2025-Y1342))","v":0},{"$f":"_xlfn.IFS(Z1342=\"Non-Deficient\",\"Non-Deficient\",Z1342=\"Deficient\",\"Deficient\",AB1342=\"Deficient\",\"Deficient\",Z1342=\"Non-Deficient\",\"Non-Deficient\",AB1342=\"Non-Deficient\",\"Non-Deficient\",P1342=\"\",\"None\",AL1342<0,\"Deficient\",AL1342>10,\"Non-Deficient\")","v":"None"},{"$f":"_xlfn.IFS(H1342=\"LOW WATER CROSSING\",\"Non-Functional\",G1342=\"Natural\",\"Functional\",AA1342=\"Functional\",\"Functional\",AC1342=\"Functional\",\"Functional\",AA1342=\"Non-Functional\",\"Non-Functional\",AC1342=\"Non-Functional\",\"Non-Functional\",AA1342=\"Unknown\",\"Unknown\",AC1342=\"Unknown\",\"Unknown\",AA1342=\"\",\"None\")","v":"None"},{"$f":"_xlfn.IFS(X1342=\"Functionality\",\"Low\",W1342=\"No\",\"Low\",Y1342>=2015,\"High\",Y1342>=1920,\"Low\",W1342=\"\",\"None\",W1342=\"Unknown\",\"None\")","v":"None"},{"$f":"_xlfn.IFS(H1342=\"LOW WATER CROSSING\",\"Unknown\",G1342=\"Natural\",\"None\",AM1342<AN1342,\"High\",AC1342=\"Functional\",\"Low\",AC1342=\"Non-Functional\",\"Low\",W1342=\"No\",\"Low\",W1342=\"Unknown\",\"None\",X1342=\"Deficiency\",\"None\",W1342=\"Yes\",\"High\",W1342=\"\",\"None\")","v":"None"},0,0,0,0,{"$f":"_xlfn.CONCAT(LEFT(H1342,3),\"-\")&IF(H1342=\"-\",0,COUNTIF($H$4:H1342,H1342))","v":"-0"},{"$f":"_xlfn.IFS($H1342<=0,\"-\",AS1342=1,_xlfn.CONCAT(\"FUN_NONDEF\",\"-DCON_\",LEFT(AQ1342,1),\"-FCON_\",LEFT(AR1342,1)),AT1342=1,_xlfn.CONCAT(\"FUN_DEF\",\"-DCON_\",LEFT(AQ1342,1),\"-FCON_\",LEFT(AR1342,1)),AU1342=1,_xlfn.CONCAT(\"NONFUN_NONDEF\",\"-DCON_\",LEFT(AQ1342,1),\"-FCON_\",LEFT(AR1342,1)),AV1342=1,_xlfn.CONCAT(\"NONFUN_DEF\",\"-DCON_\",LEFT(AQ1342,1),\"-FCON_\",LEFT(AR1342,1)),AS1342+AT1342+AU1342+AV1342<1,_xlfn.CONCAT(\"-\"))","v":"-"}]
[null,null,null,null,null,null,null,null,null,null,null,null,null,null,null,null,null,null,null,null,null,0,null,null,null,null,null,null,null,null,null,0,0,0,0,"Unknown",{"$f":"_xlfn.IFS(G1357=\"Natural\",0,H1357=\"\",0,H1357=\"COASTAL-CONSTRUCTED\",0,G1357=\"Constructed\",_xlfn.XLOOKUP($H1357,'Data Categories'!$U$4:$U$25,'Data Categories'!$V$4:V$25))","v":0},{"$f":"_xlfn.IFS(AK1357=\"\",0,AJ1357=\"Unknown\",0,AK1357>1,AK1357-AJ1357,AK1357=0,0)","v":0},{"$f":"_xlfn.IFS(Y1357=\"\",0,Y1357>1920,_xlfn.XLOOKUP($H1357,'Data Categories'!$AE$20:$AE$42,'Data Categories'!$AG$20:$AG$42,0))","v":0},{"$f":"_xlfn.IFS(Y1357=\"\",0,Y1357>0,(2025-Y1357))","v":0},{"$f":"_xlfn.IFS(Z1357=\"Non-Deficient\",\"Non-Deficient\",Z1357=\"Deficient\",\"Deficient\",AB1357=\"Deficient\",\"Deficient\",Z1357=\"Non-Deficient\",\"Non-Deficient\",AB1357=\"Non-Deficient\",\"Non-Deficient\",P1357=\"\",\"None\",AL1357<0,\"Deficient\",AL1357>10,\"Non-Deficient\")","v":"None"},{"$f":"_xlfn.IFS(H1357=\"LOW WATER CROSSING\",\"Non-Functional\",G1357=\"Natural\",\"Functional\",AA1357=\"Functional\",\"Functional\",AC1357=\"Functional\",\"Functional\",AA1357=\"Non-Functional\",\"Non-Functional\",AC1357=\"Non-Functional\",\"Non-Functional\",AA1357=\"Unknown\",\"Unknown\",AC1357=\"Unknown\",\"Unknown\",AA1357=\"\",\"None\")","v":"None"},{"$f":"_xlfn.IFS(X1357=\"Functionality\",\"Low\",W1357=\"No\",\"Low\",Y1357>=2015,\"High\",Y1357>=1920,\"Low\",W1357=\"\",\"None\",W1357=\"Unknown\",\"None\")","v":"None"},{"$f":"_xlfn.IFS(H1357=\"LOW WATER CROSSING\",\"Unknown\",G1357=\"Natural\",\"None\",AM1357<AN1357,\"High\",AC1357=\"Functional\",\"Low\",AC1357=\"Non-Functional\",\"Low\",W1357=\"No\",\"Low\",W1357=\"Unknown\",\"None\",X1357=\"Deficiency\",\"None\",W1357=\"Yes\",\"High\",W1357=\"\",\"None\")","v":"None"},0,0,0,0,{"$f":"_xlfn.CONCAT(LEFT(H1357,3),\"-\")&IF(H1357=\"-\",0,COUNTIF($H$4:H1357,H1357))","v":"-0"},{"$f":"_xlfn.IFS($H1357<=0,\"-\",AS1357=1,_xlfn.CONCAT(\"FUN_NONDEF\",\"-DCON_\",LEFT(AQ1357,1),\"-FCON_\",LEFT(AR1357,1)),AT1357=1,_xlfn.CONCAT(\"FUN_DEF\",\"-DCON_\",LEFT(AQ1357,1),\"-FCON_\",LEFT(AR1357,1)),AU1357=1,_xlfn.CONCAT(\"NONFUN_NONDEF\",\"-DCON_\",LEFT(AQ1357,1),\"-FCON_\",LEFT(AR1357,1)),AV1357=1,_xlfn.CONCAT(\"NONFUN_DEF\",\"-DCON_\",LEFT(AQ1357,1),\"-FCON_\",LEFT(AR1357,1)),AS1357+AT1357+AU1357+AV1357<1,_xlfn.CONCAT(\"-\"))","v":"-"}]
[null,null,null,null,null,null,null,null,null,null,null,null,null,null,null,null,null,null,null,null,null,0,null,null,null,null,null,null,null,null,null,0,0,0,0,"Unknown",{"$f":"_xlfn.IFS(G1360=\"Natural\",0,H1360=\"\",0,H1360=\"COASTAL-CONSTRUCTED\",0,G1360=\"Constructed\",_xlfn.XLOOKUP($H1360,'Data Categories'!$U$4:$U$25,'Data Categories'!$V$4:V$25))","v":0},{"$f":"_xlfn.IFS(AK1360=\"\",0,AJ1360=\"Unknown\",0,AK1360>1,AK1360-AJ1360,AK1360=0,0)","v":0},{"$f":"_xlfn.IFS(Y1360=\"\",0,Y1360>1920,_xlfn.XLOOKUP($H1360,'Data Categories'!$AE$20:$AE$42,'Data Categories'!$AG$20:$AG$42,0))","v":0},{"$f":"_xlfn.IFS(Y1360=\"\",0,Y1360>0,(2025-Y1360))","v":0},{"$f":"_xlfn.IFS(Z1360=\"Non-Deficient\",\"Non-Deficient\",Z1360=\"Deficient\",\"Deficient\",AB1360=\"Deficient\",\"Deficient\",Z1360=\"Non-Deficient\",\"Non-Deficient\",AB1360=\"Non-Deficient\",\"Non-Deficient\",P1360=\"\",\"None\",AL1360<0,\"Deficient\",AL1360>10,\"Non-Deficient\")","v":"None"},{"$f":"_xlfn.IFS(H1360=\"LOW WATER CROSSING\",\"Non-Functional\",G1360=\"Natural\",\"Functional\",AA1360=\"Functional\",\"Functional\",AC1360=\"Functional\",\"Functional\",AA1360=\"Non-Functional\",\"Non-Functional\",AC1360=\"Non-Functional\",\"Non-Functional\",AA1360=\"Unknown\",\"Unknown\",AC1360=\"Unknown\",\"Unknown\",AA1360=\"\",\"None\")","v":"None"},{"$f":"_xlfn.IFS(X1360=\"Functionality\",\"Low\",W1360=\"No\",\"Low\",Y1360>=2015,\"High\",Y1360>=1920,\"Low\",W1360=\"\",\"None\",W1360=\"Unknown\",\"None\")","v":"None"},{"$f":"_xlfn.IFS(H1360=\"LOW WATER CROSSING\",\"Unknown\",G1360=\"Natural\",\"None\",AM1360<AN1360,\"High\",AC1360=\"Functional\",\"Low\",AC1360=\"Non-Functional\",\"Low\",W1360=\"No\",\"Low\",W1360=\"Unknown\",\"None\",X1360=\"Deficiency\",\"None\",W1360=\"Yes\",\"High\",W1360=\"\",\"None\")","v":"None"},0,0,0,0,{"$f":"_xlfn.CONCAT(LEFT(H1360,3),\"-\")&IF(H1360=\"-\",0,COUNTIF($H$4:H1360,H1360))","v":"-0"},{"$f":"_xlfn.IFS($H1360<=0,\"-\",AS1360=1,_xlfn.CONCAT(\"FUN_NONDEF\",\"-DCON_\",LEFT(AQ1360,1),\"-FCON_\",LEFT(AR1360,1)),AT1360=1,_xlfn.CONCAT(\"FUN_DEF\",\"-DCON_\",LEFT(AQ1360,1),\"-FCON_\",LEFT(AR1360,1)),AU1360=1,_xlfn.CONCAT(\"NONFUN_NONDEF\",\"-DCON_\",LEFT(AQ1360,1),\"-FCON_\",LEFT(AR1360,1)),AV1360=1,_xlfn.CONCAT(\"NONFUN_DEF\",\"-DCON_\",LEFT(AQ1360,1),\"-FCON_\",LEFT(AR1360,1)),AS1360+AT1360+AU1360+AV1360<1,_xlfn.CONCAT(\"-\"))","v":"-"}]
[null,null,null,null,null,null,null,null,null,null,null,null,null,null,null,null,null,null,null,null,null,0,null,null,null,null,null,null,null,null,null,0,0,0,0,"Unknown",{"$f":"_xlfn.IFS(G1372=\"Natural\",0,H1372=\"\",0,H1372=\"COASTAL-CONSTRUCTED\",0,G1372=\"Constructed\",_xlfn.XLOOKUP($H1372,'Data Categories'!$U$4:$U$25,'Data Categories'!$V$4:V$25))","v":0},{"$f":"_xlfn.IFS(AK1372=\"\",0,AJ1372=\"Unknown\",0,AK1372>1,AK1372-AJ1372,AK1372=0,0)","v":0},{"$f":"_xlfn.IFS(Y1372=\"\",0,Y1372>1920,_xlfn.XLOOKUP($H1372,'Data Categories'!$AE$20:$AE$42,'Data Categories'!$AG$20:$AG$42,0))","v":0},{"$f":"_xlfn.IFS(Y1372=\"\",0,Y1372>0,(2025-Y1372))","v":0},{"$f":"_xlfn.IFS(Z1372=\"Non-Deficient\",\"Non-Deficient\",Z1372=\"Deficient\",\"Deficient\",AB1372=\"Deficient\",\"Deficient\",Z1372=\"Non-Deficient\",\"Non-Deficient\",AB1372=\"Non-Deficient\",\"Non-Deficient\",P1372=\"\",\"None\",AL1372<0,\"Deficient\",AL1372>10,\"Non-Deficient\")","v":"None"},{"$f":"_xlfn.IFS(H1372=\"LOW WATER CROSSING\",\"Non-Functional\",G1372=\"Natural\",\"Functional\",AA1372=\"Functional\",\"Functional\",AC1372=\"Functional\",\"Functional\",AA1372=\"Non-Functional\",\"Non-Functional\",AC1372=\"Non-Functional\",\"Non-Functional\",AA1372=\"Unknown\",\"Unknown\",AC1372=\"Unknown\",\"Unknown\",AA1372=\"\",\"None\")","v":"None"},{"$f":"_xlfn.IFS(X1372=\"Functionality\",\"Low\",W1372=\"No\",\"Low\",Y1372>=2015,\"High\",Y1372>=1920,\"Low\",W1372=\"\",\"None\",W1372=\"Unknown\",\"None\")","v":"None"},{"$f":"_xlfn.IFS(H1372=\"LOW WATER CROSSING\",\"Unknown\",G1372=\"Natural\",\"None\",AM1372<AN1372,\"High\",AC1372=\"Functional\",\"Low\",AC1372=\"Non-Functional\",\"Low\",W1372=\"No\",\"Low\",W1372=\"Unknown\",\"None\",X1372=\"Deficiency\",\"None\",W1372=\"Yes\",\"High\",W1372=\"\",\"None\")","v":"None"},0,0,0,0,{"$f":"_xlfn.CONCAT(LEFT(H1372,3),\"-\")&IF(H1372=\"-\",0,COUNTIF($H$4:H1372,H1372))","v":"-0"},{"$f":"_xlfn.IFS($H1372<=0,\"-\",AS1372=1,_xlfn.CONCAT(\"FUN_NONDEF\",\"-DCON_\",LEFT(AQ1372,1),\"-FCON_\",LEFT(AR1372,1)),AT1372=1,_xlfn.CONCAT(\"FUN_DEF\",\"-DCON_\",LEFT(AQ1372,1),\"-FCON_\",LEFT(AR1372,1)),AU1372=1,_xlfn.CONCAT(\"NONFUN_NONDEF\",\"-DCON_\",LEFT(AQ1372,1),\"-FCON_\",LEFT(AR1372,1)),AV1372=1,_xlfn.CONCAT(\"NONFUN_DEF\",\"-DCON_\",LEFT(AQ1372,1),\"-FCON_\",LEFT(AR1372,1)),AS1372+AT1372+AU1372+AV1372<1,_xlfn.CONCAT(\"-\"))","v":"-"}]
[null,null,null,null,null,null,null,null,null,null,null,null,null,null,null,null,null,null,null,null,null,0,null,null,null,null,null,null,null,null,null,0,0,0,0,"Unknown",{"$f":"_xlfn.IFS(G1381=\"Natural\",0,H1381=\"\",0,H1381=\"COASTAL-CONSTRUCTED\",0,G1381=\"Constructed\",_xlfn.XLOOKUP($H1381,'Data Categories'!$U$4:$U$25,'Data Categories'!$V$4:V$25))","v":0},{"$f":"_xlfn.IFS(AK1381=\"\",0,AJ1381=\"Unknown\",0,AK1381>1,AK1381-AJ1381,AK1381=0,0)","v":0},{"$f":"_xlfn.IFS(Y1381=\"\",0,Y1381>1920,_xlfn.XLOOKUP($H1381,'Data Categories'!$AE$20:$AE$42,'Data Categories'!$AG$20:$AG$42,0))","v":0},{"$f":"_xlfn.IFS(Y1381=\"\",0,Y1381>0,(2025-Y1381))","v":0},{"$f":"_xlfn.IFS(Z1381=\"Non-Deficient\",\"Non-Deficient\",Z1381=\"Deficient\",\"Deficient\",AB1381=\"Deficient\",\"Deficient\",Z1381=\"Non-Deficient\",\"Non-Deficient\",AB1381=\"Non-Deficient\",\"Non-Deficient\",P1381=\"\",\"None\",AL1381<0,\"Deficient\",AL1381>10,\"Non-Deficient\")","v":"None"},{"$f":"_xlfn.IFS(H1381=\"LOW WATER CROSSING\",\"Non-Functional\",G1381=\"Natural\",\"Functional\",AA1381=\"Functional\",\"Functional\",AC1381=\"Functional\",\"Functional\",AA1381=\"Non-Functional\",\"Non-Functional\",AC1381=\"Non-Functional\",\"Non-Functional\",AA1381=\"Unknown\",\"Unknown\",AC1381=\"Unknown\",\"Unknown\",AA1381=\"\",\"None\")","v":"None"},{"$f":"_xlfn.IFS(X1381=\"Functionality\",\"Low\",W1381=\"No\",\"Low\",Y1381>=2015,\"High\",Y1381>=1920,\"Low\",W1381=\"\",\"None\",W1381=\"Unknown\",\"None\")","v":"None"},{"$f":"_xlfn.IFS(H1381=\"LOW WATER CROSSING\",\"Unknown\",G1381=\"Natural\",\"None\",AM1381<AN1381,\"High\",AC1381=\"Functional\",\"Low\",AC1381=\"Non-Functional\",\"Low\",W1381=\"No\",\"Low\",W1381=\"Unknown\",\"None\",X1381=\"Deficiency\",\"None\",W1381=\"Yes\",\"High\",W1381=\"\",\"None\")","v":"None"},0,0,0,0,{"$f":"_xlfn.CONCAT(LEFT(H1381,3),\"-\")&IF(H1381=\"-\",0,COUNTIF($H$4:H1381,H1381))","v":"-0"},{"$f":"_xlfn.IFS($H1381<=0,\"-\",AS1381=1,_xlfn.CONCAT(\"FUN_NONDEF\",\"-DCON_\",LEFT(AQ1381,1),\"-FCON_\",LEFT(AR1381,1)),AT1381=1,_xlfn.CONCAT(\"FUN_DEF\",\"-DCON_\",LEFT(AQ1381,1),\"-FCON_\",LEFT(AR1381,1)),AU1381=1,_xlfn.CONCAT(\"NONFUN_NONDEF\",\"-DCON_\",LEFT(AQ1381,1),\"-FCON_\",LEFT(AR1381,1)),AV1381=1,_xlfn.CONCAT(\"NONFUN_DEF\",\"-DCON_\",LEFT(AQ1381,1),\"-FCON_\",LEFT(AR1381,1)),AS1381+AT1381+AU1381+AV1381<1,_xlfn.CONCAT(\"-\"))","v":"-"}]
[null,null,null,null,null,null,null,null,null,null,null,null,null,null,null,null,null,null,null,null,null,0,null,null,null,null,null,null,null,null,null,0,0,0,0,"Unknown",{"$f":"_xlfn.IFS(G1390=\"Natural\",0,H1390=\"\",0,H1390=\"COASTAL-CONSTRUCTED\",0,G1390=\"Constructed\",_xlfn.XLOOKUP($H1390,'Data Categories'!$U$4:$U$25,'Data Categories'!$V$4:V$25))","v":0},{"$f":"_xlfn.IFS(AK1390=\"\",0,AJ1390=\"Unknown\",0,AK1390>1,AK1390-AJ1390,AK1390=0,0)","v":0},{"$f":"_xlfn.IFS(Y1390=\"\",0,Y1390>1920,_xlfn.XLOOKUP($H1390,'Data Categories'!$AE$20:$AE$42,'Data Categories'!$AG$20:$AG$42,0))","v":0},{"$f":"_xlfn.IFS(Y1390=\"\",0,Y1390>0,(2025-Y1390))","v":0},{"$f":"_xlfn.IFS(Z1390=\"Non-Deficient\",\"Non-Deficient\",Z1390=\"Deficient\",\"Deficient\",AB1390=\"Deficient\",\"Deficient\",Z1390=\"Non-Deficient\",\"Non-Deficient\",AB1390=\"Non-Deficient\",\"Non-Deficient\",P1390=\"\",\"None\",AL1390<0,\"Deficient\",AL1390>10,\"Non-Deficient\")","v":"None"},{"$f":"_xlfn.IFS(H1390=\"LOW WATER CROSSING\",\"Non-Functional\",G1390=\"Natural\",\"Functional\",AA1390=\"Functional\",\"Functional\",AC1390=\"Functional\",\"Functional\",AA1390=\"Non-Functional\",\"Non-Functional\",AC1390=\"Non-Functional\",\"Non-Functional\",AA1390=\"Unknown\",\"Unknown\",AC1390=\"Unknown\",\"Unknown\",AA1390=\"\",\"None\")","v":"None"},{"$f":"_xlfn.IFS(X1390=\"Functionality\",\"Low\",W1390=\"No\",\"Low\",Y1390>=2015,\"High\",Y1390>=1920,\"Low\",W1390=\"\",\"None\",W1390=\"Unknown\",\"None\")","v":"None"},{"$f":"_xlfn.IFS(H1390=\"LOW WATER CROSSING\",\"Unknown\",G1390=\"Natural\",\"None\",AM1390<AN1390,\"High\",AC1390=\"Functional\",\"Low\",AC1390=\"Non-Functional\",\"Low\",W1390=\"No\",\"Low\",W1390=\"Unknown\",\"None\",X1390=\"Deficiency\",\"None\",W1390=\"Yes\",\"High\",W1390=\"\",\"None\")","v":"None"},0,0,0,0,{"$f":"_xlfn.CONCAT(LEFT(H1390,3),\"-\")&IF(H1390=\"-\",0,COUNTIF($H$4:H1390,H1390))","v":"-0"},{"$f":"_xlfn.IFS($H1390<=0,\"-\",AS1390=1,_xlfn.CONCAT(\"FUN_NONDEF\",\"-DCON_\",LEFT(AQ1390,1),\"-FCON_\",LEFT(AR1390,1)),AT1390=1,_xlfn.CONCAT(\"FUN_DEF\",\"-DCON_\",LEFT(AQ1390,1),\"-FCON_\",LEFT(AR1390,1)),AU1390=1,_xlfn.CONCAT(\"NONFUN_NONDEF\",\"-DCON_\",LEFT(AQ1390,1),\"-FCON_\",LEFT(AR1390,1)),AV1390=1,_xlfn.CONCAT(\"NONFUN_DEF\",\"-DCON_\",LEFT(AQ1390,1),\"-FCON_\",LEFT(AR1390,1)),AS1390+AT1390+AU1390+AV1390<1,_xlfn.CONCAT(\"-\"))","v":"-"}]
[null,null,null,null,null,null,null,null,null,null,null,null,null,null,null,null,null,null,null,null,null,0,null,null,null,null,null,null,null,null,null,0,0,0,0,"Unknown",{"$f":"_xlfn.IFS(G1393=\"Natural\",0,H1393=\"\",0,H1393=\"COASTAL-CONSTRUCTED\",0,G1393=\"Constructed\",_xlfn.XLOOKUP($H1393,'Data Categories'!$U$4:$U$25,'Data Categories'!$V$4:V$25))","v":0},{"$f":"_xlfn.IFS(AK1393=\"\",0,AJ1393=\"Unknown\",0,AK1393>1,AK1393-AJ1393,AK1393=0,0)","v":0},{"$f":"_xlfn.IFS(Y1393=\"\",0,Y1393>1920,_xlfn.XLOOKUP($H1393,'Data Categories'!$AE$20:$AE$42,'Data Categories'!$AG$20:$AG$42,0))","v":0},{"$f":"_xlfn.IFS(Y1393=\"\",0,Y1393>0,(2025-Y1393))","v":0},{"$f":"_xlfn.IFS(Z1393=\"Non-Deficient\",\"Non-Deficient\",Z1393=\"Deficient\",\"Deficient\",AB1393=\"Deficient\",\"Deficient\",Z1393=\"Non-Deficient\",\"Non-Deficient\",AB1393=\"Non-Deficient\",\"Non-Deficient\",P1393=\"\",\"None\",AL1393<0,\"Deficient\",AL1393>10,\"Non-Deficient\")","v":"None"},{"$f":"_xlfn.IFS(H1393=\"LOW WATER CROSSING\",\"Non-Functional\",G1393=\"Natural\",\"Functional\",AA1393=\"Functional\",\"Functional\",AC1393=\"Functional\",\"Functional\",AA1393=\"Non-Functional\",\"Non-Functional\",AC1393=\"Non-Functional\",\"Non-Functional\",AA1393=\"Unknown\",\"Unknown\",AC1393=\"Unknown\",\"Unknown\",AA1393=\"\",\"None\")","v":"None"},{"$f":"_xlfn.IFS(X1393=\"Functionality\",\"Low\",W1393=\"No\",\"Low\",Y1393>=2015,\"High\",Y1393>=1920,\"Low\",W1393=\"\",\"None\",W1393=\"Unknown\",\"None\")","v":"None"},{"$f":"_xlfn.IFS(H1393=\"LOW WATER CROSSING\",\"Unknown\",G1393=\"Natural\",\"None\",AM1393<AN1393,\"High\",AC1393=\"Functional\",\"Low\",AC1393=\"Non-Functional\",\"Low\",W1393=\"No\",\"Low\",W1393=\"Unknown\",\"None\",X1393=\"Deficiency\",\"None\",W1393=\"Yes\",\"High\",W1393=\"\",\"None\")","v":"None"},0,0,0,0,{"$f":"_xlfn.CONCAT(LEFT(H1393,3),\"-\")&IF(H1393=\"-\",0,COUNTIF($H$4:H1393,H1393))","v":"-0"},{"$f":"_xlfn.IFS($H1393<=0,\"-\",AS1393=1,_xlfn.CONCAT(\"FUN_NONDEF\",\"-DCON_\",LEFT(AQ1393,1),\"-FCON_\",LEFT(AR1393,1)),AT1393=1,_xlfn.CONCAT(\"FUN_DEF\",\"-DCON_\",LEFT(AQ1393,1),\"-FCON_\",LEFT(AR1393,1)),AU1393=1,_xlfn.CONCAT(\"NONFUN_NONDEF\",\"-DCON_\",LEFT(AQ1393,1),\"-FCON_\",LEFT(AR1393,1)),AV1393=1,_xlfn.CONCAT(\"NONFUN_DEF\",\"-DCON_\",LEFT(AQ1393,1),\"-FCON_\",LEFT(AR1393,1)),AS1393+AT1393+AU1393+AV1393<1,_xlfn.CONCAT(\"-\"))","v":"-"}]
[null,null,null,null,null,null,null,null,null,null,null,null,null,null,null,null,null,null,null,null,null,0,null,null,null,null,null,null,null,null,null,0,0,0,0,"Unknown",{"$f":"_xlfn.IFS(G1409=\"Natural\",0,H1409=\"\",0,H1409=\"COASTAL-CONSTRUCTED\",0,G1409=\"Constructed\",_xlfn.XLOOKUP($H1409,'Data Categories'!$U$4:$U$25,'Data Categories'!$V$4:V$25))","v":0},{"$f":"_xlfn.IFS(AK1409=\"\",0,AJ1409=\"Unknown\",0,AK1409>1,AK1409-AJ1409,AK1409=0,0)","v":0},{"$f":"_xlfn.IFS(Y1409=\"\",0,Y1409>1920,_xlfn.XLOOKUP($H1409,'Data Categories'!$AE$20:$AE$42,'Data Categories'!$AG$20:$AG$42,0))","v":0},{"$f":"_xlfn.IFS(Y1409=\"\",0,Y1409>0,(2025-Y1409))","v":0},{"$f":"_xlfn.IFS(Z1409=\"Non-Deficient\",\"Non-Deficient\",Z1409=\"Deficient\",\"Deficient\",AB1409=\"Deficient\",\"Deficient\",Z1409=\"Non-Deficient\",\"Non-Deficient\",AB1409=\"Non-Deficient\",\"Non-Deficient\",P1409=\"\",\"None\",AL1409<0,\"Deficient\",AL1409>10,\"Non-Deficient\")","v":"None"},{"$f":"_xlfn.IFS(H1409=\"LOW WATER CROSSING\",\"Non-Functional\",G1409=\"Natural\",\"Functional\",AA1409=\"Functional\",\"Functional\",AC1409=\"Functional\",\"Functional\",AA1409=\"Non-Functional\",\"Non-Functional\",AC1409=\"Non-Functional\",\"Non-Functional\",AA1409=\"Unknown\",\"Unknown\",AC1409=\"Unknown\",\"Unknown\",AA1409=\"\",\"None\")","v":"None"},{"$f":"_xlfn.IFS(X1409=\"Functionality\",\"Low\",W1409=\"No\",\"Low\",Y1409>=2015,\"High\",Y1409>=1920,\"Low\",W1409=\"\",\"None\",W1409=\"Unknown\",\"None\")","v":"None"},{"$f":"_xlfn.IFS(H1409=\"LOW WATER CROSSING\",\"Unknown\",G1409=\"Natural\",\"None\",AM1409<AN1409,\"High\",AC1409=\"Functional\",\"Low\",AC1409=\"Non-Functional\",\"Low\",W1409=\"No\",\"Low\",W1409=\"Unknown\",\"None\",X1409=\"Deficiency\",\"None\",W1409=\"Yes\",\"High\",W1409=\"\",\"None\")","v":"None"},0,0,0,0,{"$f":"_xlfn.CONCAT(LEFT(H1409,3),\"-\")&IF(H1409=\"-\",0,COUNTIF($H$4:H1409,H1409))","v":"-0"},{"$f":"_xlfn.IFS($H1409<=0,\"-\",AS1409=1,_xlfn.CONCAT(\"FUN_NONDEF\",\"-DCON_\",LEFT(AQ1409,1),\"-FCON_\",LEFT(AR1409,1)),AT1409=1,_xlfn.CONCAT(\"FUN_DEF\",\"-DCON_\",LEFT(AQ1409,1),\"-FCON_\",LEFT(AR1409,1)),AU1409=1,_xlfn.CONCAT(\"NONFUN_NONDEF\",\"-DCON_\",LEFT(AQ1409,1),\"-FCON_\",LEFT(AR1409,1)),AV1409=1,_xlfn.CONCAT(\"NONFUN_DEF\",\"-DCON_\",LEFT(AQ1409,1),\"-FCON_\",LEFT(AR1409,1)),AS1409+AT1409+AU1409+AV1409<1,_xlfn.CONCAT(\"-\"))","v":"-"}]
[null,null,null,null,null,null,null,null,null,null,null,null,null,null,null,null,null,null,null,null,null,0,null,null,null,null,null,null,null,null,null,0,{"$f":"IF(S1412+T1412+U1412>0,(S1412*T1412*U1412/43560),0)","v":0},0,0,"Unknown",{"$f":"_xlfn.IFS(G1412=\"Natural\",0,H1412=\"\",0,H1412=\"COASTAL-CONSTRUCTED\",0,G1412=\"Constructed\",_xlfn.XLOOKUP($H1412,'Data Categories'!$U$4:$U$25,'Data Categories'!$V$4:V$25))","v":0},{"$f":"_xlfn.IFS(AK1412=\"\",0,AJ1412=\"Unknown\",0,AK1412>1,AK1412-AJ1412,AK1412=0,0)","v":0},{"$f":"_xlfn.IFS(Y1412=\"\",0,Y1412>1920,_xlfn.XLOOKUP($H1412,'Data Categories'!$AE$20:$AE$42,'Data Categories'!$AG$20:$AG$42,0))","v":0},{"$f":"_xlfn.IFS(Y1412=\"\",0,Y1412>0,(2025-Y1412))","v":0},{"$f":"_xlfn.IFS(Z1412=\"Non-Deficient\",\"Non-Deficient\",Z1412=\"Deficient\",\"Deficient\",AB1412=\"Deficient\",\"Deficient\",Z1412=\"Non-Deficient\",\"Non-Deficient\",AB1412=\"Non-Deficient\",\"Non-Deficient\",P1412=\"\",\"None\",AL1412<0,\"Deficient\",AL1412>10,\"Non-Deficient\")","v":"None"},{"$f":"_xlfn.IFS(H1412=\"LOW WATER CROSSING\",\"Non-Functional\",G1412=\"Natural\",\"Functional\",AA1412=\"Functional\",\"Functional\",AC1412=\"Functional\",\"Functional\",AA1412=\"Non-Functional\",\"Non-Functional\",AC1412=\"Non-Functional\",\"Non-Functional\",AA1412=\"Unknown\",\"Unknown\",AC1412=\"Unknown\",\"Unknown\",AA1412=\"\",\"None\")","v":"None"},{"$f":"_xlfn.IFS(X1412=\"Functionality\",\"Low\",W1412=\"No\",\"Low\",Y1412>=2015,\"High\",Y1412>=1920,\"Low\",W1412=\"\",\"None\",W1412=\"Unknown\",\"None\")","v":"None"},{"$f":"_xlfn.IFS(H1412=\"LOW WATER CROSSING\",\"Unknown\",G1412=\"Natural\",\"None\",AM1412<AN1412,\"High\",AC1412=\"Functional\",\"Low\",AC1412=\"Non-Functional\",\"Low\",W1412=\"No\",\"Low\",W1412=\"Unknown\",\"None\",X1412=\"Deficiency\",\"None\",W1412=\"Yes\",\"High\",W1412=\"\",\"None\")","v":"None"},{"$f":"IF(AND(AO1412=\"Non-Deficient\",AP1412=\"Functional\"),1,0)","v":0},{"$f":"IF(AND(AO1412=\"Deficient\",AP1412=\"Functional\"),1,0)","v":0},{"$f":"IF(AND(AO1412=\"Non-Deficient\",AP1412=\"Non-Functional\"),1,0)","v":0},{"$f":"IF(AND(AO1412=\"Deficient\",AP1412=\"Non-Functional\"),1,0)","v":0},{"$f":"_xlfn.CONCAT(LEFT(H1412,3),\"-\")&IF(H1412=\"-\",0,COUNTIF($H$4:H1412,H1412))","v":"-0"},{"$f":"_xlfn.IFS($H1412<=0,\"-\",AS1412=1,_xlfn.CONCAT(\"FUN_NONDEF\",\"-DCON_\",LEFT(AQ1412,1),\"-FCON_\",LEFT(AR1412,1)),AT1412=1,_xlfn.CONCAT(\"FUN_DEF\",\"-DCON_\",LEFT(AQ1412,1),\"-FCON_\",LEFT(AR1412,1)),AU1412=1,_xlfn.CONCAT(\"NONFUN_NONDEF\",\"-DCON_\",LEFT(AQ1412,1),\"-FCON_\",LEFT(AR1412,1)),AV1412=1,_xlfn.CONCAT(\"NONFUN_DEF\",\"-DCON_\",LEFT(AQ1412,1),\"-FCON_\",LEFT(AR1412,1)),AS1412+AT1412+AU1412+AV1412<1,_xlfn.CONCAT(\"-\"))","v":"-"}]
[null,null,null,null,null,null,null,null,null,null,null,null,null,null,null,null,null,null,null,null,null,0,null,null,null,null,null,null,null,null,null,0,0,0,0,"Unknown",{"$f":"_xlfn.IFS(G1427=\"Natural\",0,H1427=\"\",0,H1427=\"COASTAL-CONSTRUCTED\",0,G1427=\"Constructed\",_xlfn.XLOOKUP($H1427,'Data Categories'!$U$4:$U$25,'Data Categories'!$V$4:V$25))","v":0},{"$f":"_xlfn.IFS(AK1427=\"\",0,AJ1427=\"Unknown\",0,AK1427>1,AK1427-AJ1427,AK1427=0,0)","v":0},{"$f":"_xlfn.IFS(Y1427=\"\",0,Y1427>1920,_xlfn.XLOOKUP($H1427,'Data Categories'!$AE$20:$AE$42,'Data Categories'!$AG$20:$AG$42,0))","v":0},{"$f":"_xlfn.IFS(Y1427=\"\",0,Y1427>0,(2025-Y1427))","v":0},{"$f":"_xlfn.IFS(Z1427=\"Non-Deficient\",\"Non-Deficient\",Z1427=\"Deficient\",\"Deficient\",AB1427=\"Deficient\",\"Deficient\",Z1427=\"Non-Deficient\",\"Non-Deficient\",AB1427=\"Non-Deficient\",\"Non-Deficient\",P1427=\"\",\"None\",AL1427<0,\"Deficient\",AL1427>10,\"Non-Deficient\")","v":"None"},{"$f":"_xlfn.IFS(H1427=\"LOW WATER CROSSING\",\"Non-Functional\",G1427=\"Natural\",\"Functional\",AA1427=\"Functional\",\"Functional\",AC1427=\"Functional\",\"Functional\",AA1427=\"Non-Functional\",\"Non-Functional\",AC1427=\"Non-Functional\",\"Non-Functional\",AA1427=\"Unknown\",\"Unknown\",AC1427=\"Unknown\",\"Unknown\",AA1427=\"\",\"None\")","v":"None"},{"$f":"_xlfn.IFS(X1427=\"Functionality\",\"Low\",W1427=\"No\",\"Low\",Y1427>=2015,\"High\",Y1427>=1920,\"Low\",W1427=\"\",\"None\",W1427=\"Unknown\",\"None\")","v":"None"},{"$f":"_xlfn.IFS(H1427=\"LOW WATER CROSSING\",\"Unknown\",G1427=\"Natural\",\"None\",AM1427<AN1427,\"High\",AC1427=\"Functional\",\"Low\",AC1427=\"Non-Functional\",\"Low\",W1427=\"No\",\"Low\",W1427=\"Unknown\",\"None\",X1427=\"Deficiency\",\"None\",W1427=\"Yes\",\"High\",W1427=\"\",\"None\")","v":"None"},0,0,0,0,{"$f":"_xlfn.CONCAT(LEFT(H1427,3),\"-\")&IF(H1427=\"-\",0,COUNTIF($H$4:H1427,H1427))","v":"-0"},{"$f":"_xlfn.IFS($H1427<=0,\"-\",AS1427=1,_xlfn.CONCAT(\"FUN_NONDEF\",\"-DCON_\",LEFT(AQ1427,1),\"-FCON_\",LEFT(AR1427,1)),AT1427=1,_xlfn.CONCAT(\"FUN_DEF\",\"-DCON_\",LEFT(AQ1427,1),\"-FCON_\",LEFT(AR1427,1)),AU1427=1,_xlfn.CONCAT(\"NONFUN_NONDEF\",\"-DCON_\",LEFT(AQ1427,1),\"-FCON_\",LEFT(AR1427,1)),AV1427=1,_xlfn.CONCAT(\"NONFUN_DEF\",\"-DCON_\",LEFT(AQ1427,1),\"-FCON_\",LEFT(AR1427,1)),AS1427+AT1427+AU1427+AV1427<1,_xlfn.CONCAT(\"-\"))","v":"-"}]
[null,null,null,null,null,null,null,null,null,null,null,null,null,null,null,null,null,null,null,null,null,0,null,null,null,null,null,null,null,null,null,0,0,0,0,"Unknown",{"$f":"_xlfn.IFS(G1430=\"Natural\",0,H1430=\"\",0,H1430=\"COASTAL-CONSTRUCTED\",0,G1430=\"Constructed\",_xlfn.XLOOKUP($H1430,'Data Categories'!$U$4:$U$25,'Data Categories'!$V$4:V$25))","v":0},{"$f":"_xlfn.IFS(AK1430=\"\",0,AJ1430=\"Unknown\",0,AK1430>1,AK1430-AJ1430,AK1430=0,0)","v":0},{"$f":"_xlfn.IFS(Y1430=\"\",0,Y1430>1920,_xlfn.XLOOKUP($H1430,'Data Categories'!$AE$20:$AE$42,'Data Categories'!$AG$20:$AG$42,0))","v":0},{"$f":"_xlfn.IFS(Y1430=\"\",0,Y1430>0,(2025-Y1430))","v":0},{"$f":"_xlfn.IFS(Z1430=\"Non-Deficient\",\"Non-Deficient\",Z1430=\"Deficient\",\"Deficient\",AB1430=\"Deficient\",\"Deficient\",Z1430=\"Non-Deficient\",\"Non-Deficient\",AB1430=\"Non-Deficient\",\"Non-Deficient\",P1430=\"\",\"None\",AL1430<0,\"Deficient\",AL1430>10,\"Non-Deficient\")","v":"None"},{"$f":"_xlfn.IFS(H1430=\"LOW WATER CROSSING\",\"Non-Functional\",G1430=\"Natural\",\"Functional\",AA1430=\"Functional\",\"Functional\",AC1430=\"Functional\",\"Functional\",AA1430=\"Non-Functional\",\"Non-Functional\",AC1430=\"Non-Functional\",\"Non-Functional\",AA1430=\"Unknown\",\"Unknown\",AC1430=\"Unknown\",\"Unknown\",AA1430=\"\",\"None\")","v":"None"},{"$f":"_xlfn.IFS(X1430=\"Functionality\",\"Low\",W1430=\"No\",\"Low\",Y1430>=2015,\"High\",Y1430>=1920,\"Low\",W1430=\"\",\"None\",W1430=\"Unknown\",\"None\")","v":"None"},{"$f":"_xlfn.IFS(H1430=\"LOW WATER CROSSING\",\"Unknown\",G1430=\"Natural\",\"None\",AM1430<AN1430,\"High\",AC1430=\"Functional\",\"Low\",AC1430=\"Non-Functional\",\"Low\",W1430=\"No\",\"Low\",W1430=\"Unknown\",\"None\",X1430=\"Deficiency\",\"None\",W1430=\"Yes\",\"High\",W1430=\"\",\"None\")","v":"None"},0,0,0,0,{"$f":"_xlfn.CONCAT(LEFT(H1430,3),\"-\")&IF(H1430=\"-\",0,COUNTIF($H$4:H1430,H1430))","v":"-0"},{"$f":"_xlfn.IFS($H1430<=0,\"-\",AS1430=1,_xlfn.CONCAT(\"FUN_NONDEF\",\"-DCON_\",LEFT(AQ1430,1),\"-FCON_\",LEFT(AR1430,1)),AT1430=1,_xlfn.CONCAT(\"FUN_DEF\",\"-DCON_\",LEFT(AQ1430,1),\"-FCON_\",LEFT(AR1430,1)),AU1430=1,_xlfn.CONCAT(\"NONFUN_NONDEF\",\"-DCON_\",LEFT(AQ1430,1),\"-FCON_\",LEFT(AR1430,1)),AV1430=1,_xlfn.CONCAT(\"NONFUN_DEF\",\"-DCON_\",LEFT(AQ1430,1),\"-FCON_\",LEFT(AR1430,1)),AS1430+AT1430+AU1430+AV1430<1,_xlfn.CONCAT(\"-\"))","v":"-"}]
[null,null,null,null,null,null,null,null,null,null,null,null,null,null,null,null,null,null,null,null,null,0,null,null,null,null,null,null,null,null,null,0,0,0,0,"Unknown",{"$f":"_xlfn.IFS(G1442=\"Natural\",0,H1442=\"\",0,H1442=\"COASTAL-CONSTRUCTED\",0,G1442=\"Constructed\",_xlfn.XLOOKUP($H1442,'Data Categories'!$U$4:$U$25,'Data Categories'!$V$4:V$25))","v":0},{"$f":"_xlfn.IFS(AK1442=\"\",0,AJ1442=\"Unknown\",0,AK1442>1,AK1442-AJ1442,AK1442=0,0)","v":0},{"$f":"_xlfn.IFS(Y1442=\"\",0,Y1442>1920,_xlfn.XLOOKUP($H1442,'Data Categories'!$AE$20:$AE$42,'Data Categories'!$AG$20:$AG$42,0))","v":0},{"$f":"_xlfn.IFS(Y1442=\"\",0,Y1442>0,(2025-Y1442))","v":0},{"$f":"_xlfn.IFS(Z1442=\"Non-Deficient\",\"Non-Deficient\",Z1442=\"Deficient\",\"Deficient\",AB1442=\"Deficient\",\"Deficient\",Z1442=\"Non-Deficient\",\"Non-Deficient\",AB1442=\"Non-Deficient\",\"Non-Deficient\",P1442=\"\",\"None\",AL1442<0,\"Deficient\",AL1442>10,\"Non-Deficient\")","v":"None"},{"$f":"_xlfn.IFS(H1442=\"LOW WATER CROSSING\",\"Non-Functional\",G1442=\"Natural\",\"Functional\",AA1442=\"Functional\",\"Functional\",AC1442=\"Functional\",\"Functional\",AA1442=\"Non-Functional\",\"Non-Functional\",AC1442=\"Non-Functional\",\"Non-Functional\",AA1442=\"Unknown\",\"Unknown\",AC1442=\"Unknown\",\"Unknown\",AA1442=\"\",\"None\")","v":"None"},{"$f":"_xlfn.IFS(X1442=\"Functionality\",\"Low\",W1442=\"No\",\"Low\",Y1442>=2015,\"High\",Y1442>=1920,\"Low\",W1442=\"\",\"None\",W1442=\"Unknown\",\"None\")","v":"None"},{"$f":"_xlfn.IFS(H1442=\"LOW WATER CROSSING\",\"Unknown\",G1442=\"Natural\",\"None\",AM1442<AN1442,\"High\",AC1442=\"Functional\",\"Low\",AC1442=\"Non-Functional\",\"Low\",W1442=\"No\",\"Low\",W1442=\"Unknown\",\"None\",X1442=\"Deficiency\",\"None\",W1442=\"Yes\",\"High\",W1442=\"\",\"None\")","v":"None"},0,0,0,0,{"$f":"_xlfn.CONCAT(LEFT(H1442,3),\"-\")&IF(H1442=\"-\",0,COUNTIF($H$4:H1442,H1442))","v":"-0"},{"$f":"_xlfn.IFS($H1442<=0,\"-\",AS1442=1,_xlfn.CONCAT(\"FUN_NONDEF\",\"-DCON_\",LEFT(AQ1442,1),\"-FCON_\",LEFT(AR1442,1)),AT1442=1,_xlfn.CONCAT(\"FUN_DEF\",\"-DCON_\",LEFT(AQ1442,1),\"-FCON_\",LEFT(AR1442,1)),AU1442=1,_xlfn.CONCAT(\"NONFUN_NONDEF\",\"-DCON_\",LEFT(AQ1442,1),\"-FCON_\",LEFT(AR1442,1)),AV1442=1,_xlfn.CONCAT(\"NONFUN_DEF\",\"-DCON_\",LEFT(AQ1442,1),\"-FCON_\",LEFT(AR1442,1)),AS1442+AT1442+AU1442+AV1442<1,_xlfn.CONCAT(\"-\"))","v":"-"}]
[null,null,null,null,null,null,null,null,null,null,null,null,null,null,null,null,null,null,null,null,null,0,null,null,null,null,null,null,null,null,null,0,0,0,0,"Unknown",{"$f":"_xlfn.IFS(G1451=\"Natural\",0,H1451=\"\",0,H1451=\"COASTAL-CONSTRUCTED\",0,G1451=\"Constructed\",_xlfn.XLOOKUP($H1451,'Data Categories'!$U$4:$U$25,'Data Categories'!$V$4:V$25))","v":0},{"$f":"_xlfn.IFS(AK1451=\"\",0,AJ1451=\"Unknown\",0,AK1451>1,AK1451-AJ1451,AK1451=0,0)","v":0},{"$f":"_xlfn.IFS(Y1451=\"\",0,Y1451>1920,_xlfn.XLOOKUP($H1451,'Data Categories'!$AE$20:$AE$42,'Data Categories'!$AG$20:$AG$42,0))","v":0},{"$f":"_xlfn.IFS(Y1451=\"\",0,Y1451>0,(2025-Y1451))","v":0},{"$f":"_xlfn.IFS(Z1451=\"Non-Deficient\",\"Non-Deficient\",Z1451=\"Deficient\",\"Deficient\",AB1451=\"Deficient\",\"Deficient\",Z1451=\"Non-Deficient\",\"Non-Deficient\",AB1451=\"Non-Deficient\",\"Non-Deficient\",P1451=\"\",\"None\",AL1451<0,\"Deficient\",AL1451>10,\"Non-Deficient\")","v":"None"},{"$f":"_xlfn.IFS(H1451=\"LOW WATER CROSSING\",\"Non-Functional\",G1451=\"Natural\",\"Functional\",AA1451=\"Functional\",\"Functional\",AC1451=\"Functional\",\"Functional\",AA1451=\"Non-Functional\",\"Non-Functional\",AC1451=\"Non-Functional\",\"Non-Functional\",AA1451=\"Unknown\",\"Unknown\",AC1451=\"Unknown\",\"Unknown\",AA1451=\"\",\"None\")","v":"None"},{"$f":"_xlfn.IFS(X1451=\"Functionality\",\"Low\",W1451=\"No\",\"Low\",Y1451>=2015,\"High\",Y1451>=1920,\"Low\",W1451=\"\",\"None\",W1451=\"Unknown\",\"None\")","v":"None"},{"$f":"_xlfn.IFS(H1451=\"LOW WATER CROSSING\",\"Unknown\",G1451=\"Natural\",\"None\",AM1451<AN1451,\"High\",AC1451=\"Functional\",\"Low\",AC1451=\"Non-Functional\",\"Low\",W1451=\"No\",\"Low\",W1451=\"Unknown\",\"None\",X1451=\"Deficiency\",\"None\",W1451=\"Yes\",\"High\",W1451=\"\",\"None\")","v":"None"},0,0,0,0,{"$f":"_xlfn.CONCAT(LEFT(H1451,3),\"-\")&IF(H1451=\"-\",0,COUNTIF($H$4:H1451,H1451))","v":"-0"},{"$f":"_xlfn.IFS($H1451<=0,\"-\",AS1451=1,_xlfn.CONCAT(\"FUN_NONDEF\",\"-DCON_\",LEFT(AQ1451,1),\"-FCON_\",LEFT(AR1451,1)),AT1451=1,_xlfn.CONCAT(\"FUN_DEF\",\"-DCON_\",LEFT(AQ1451,1),\"-FCON_\",LEFT(AR1451,1)),AU1451=1,_xlfn.CONCAT(\"NONFUN_NONDEF\",\"-DCON_\",LEFT(AQ1451,1),\"-FCON_\",LEFT(AR1451,1)),AV1451=1,_xlfn.CONCAT(\"NONFUN_DEF\",\"-DCON_\",LEFT(AQ1451,1),\"-FCON_\",LEFT(AR1451,1)),AS1451+AT1451+AU1451+AV1451<1,_xlfn.CONCAT(\"-\"))","v":"-"}]
[null,null,null,null,null,null,null,null,null,null,null,null,null,null,null,null,null,null,null,null,null,0,null,null,null,null,null,null,null,null,null,0,0,0,0,"Unknown",{"$f":"_xlfn.IFS(G1460=\"Natural\",0,H1460=\"\",0,H1460=\"COASTAL-CONSTRUCTED\",0,G1460=\"Constructed\",_xlfn.XLOOKUP($H1460,'Data Categories'!$U$4:$U$25,'Data Categories'!$V$4:V$25))","v":0},{"$f":"_xlfn.IFS(AK1460=\"\",0,AJ1460=\"Unknown\",0,AK1460>1,AK1460-AJ1460,AK1460=0,0)","v":0},{"$f":"_xlfn.IFS(Y1460=\"\",0,Y1460>1920,_xlfn.XLOOKUP($H1460,'Data Categories'!$AE$20:$AE$42,'Data Categories'!$AG$20:$AG$42,0))","v":0},{"$f":"_xlfn.IFS(Y1460=\"\",0,Y1460>0,(2025-Y1460))","v":0},{"$f":"_xlfn.IFS(Z1460=\"Non-Deficient\",\"Non-Deficient\",Z1460=\"Deficient\",\"Deficient\",AB1460=\"Deficient\",\"Deficient\",Z1460=\"Non-Deficient\",\"Non-Deficient\",AB1460=\"Non-Deficient\",\"Non-Deficient\",P1460=\"\",\"None\",AL1460<0,\"Deficient\",AL1460>10,\"Non-Deficient\")","v":"None"},{"$f":"_xlfn.IFS(H1460=\"LOW WATER CROSSING\",\"Non-Functional\",G1460=\"Natural\",\"Functional\",AA1460=\"Functional\",\"Functional\",AC1460=\"Functional\",\"Functional\",AA1460=\"Non-Functional\",\"Non-Functional\",AC1460=\"Non-Functional\",\"Non-Functional\",AA1460=\"Unknown\",\"Unknown\",AC1460=\"Unknown\",\"Unknown\",AA1460=\"\",\"None\")","v":"None"},{"$f":"_xlfn.IFS(X1460=\"Functionality\",\"Low\",W1460=\"No\",\"Low\",Y1460>=2015,\"High\",Y1460>=1920,\"Low\",W1460=\"\",\"None\",W1460=\"Unknown\",\"None\")","v":"None"},{"$f":"_xlfn.IFS(H1460=\"LOW WATER CROSSING\",\"Unknown\",G1460=\"Natural\",\"None\",AM1460<AN1460,\"High\",AC1460=\"Functional\",\"Low\",AC1460=\"Non-Functional\",\"Low\",W1460=\"No\",\"Low\",W1460=\"Unknown\",\"None\",X1460=\"Deficiency\",\"None\",W1460=\"Yes\",\"High\",W1460=\"\",\"None\")","v":"None"},0,0,0,0,{"$f":"_xlfn.CONCAT(LEFT(H1460,3),\"-\")&IF(H1460=\"-\",0,COUNTIF($H$4:H1460,H1460))","v":"-0"},{"$f":"_xlfn.IFS($H1460<=0,\"-\",AS1460=1,_xlfn.CONCAT(\"FUN_NONDEF\",\"-DCON_\",LEFT(AQ1460,1),\"-FCON_\",LEFT(AR1460,1)),AT1460=1,_xlfn.CONCAT(\"FUN_DEF\",\"-DCON_\",LEFT(AQ1460,1),\"-FCON_\",LEFT(AR1460,1)),AU1460=1,_xlfn.CONCAT(\"NONFUN_NONDEF\",\"-DCON_\",LEFT(AQ1460,1),\"-FCON_\",LEFT(AR1460,1)),AV1460=1,_xlfn.CONCAT(\"NONFUN_DEF\",\"-DCON_\",LEFT(AQ1460,1),\"-FCON_\",LEFT(AR1460,1)),AS1460+AT1460+AU1460+AV1460<1,_xlfn.CONCAT(\"-\"))","v":"-"}]
[null,null,null,null,null,null,null,null,null,null,null,null,null,null,null,null,null,null,null,null,null,0,null,null,null,null,null,null,null,null,null,0,0,0,0,"Unknown",{"$f":"_xlfn.IFS(G1467=\"Natural\",0,H1467=\"\",0,H1467=\"COASTAL-CONSTRUCTED\",0,G1467=\"Constructed\",_xlfn.XLOOKUP($H1467,'Data Categories'!$U$4:$U$25,'Data Categories'!$V$4:V$25))","v":0},{"$f":"_xlfn.IFS(AK1467=\"\",0,AJ1467=\"Unknown\",0,AK1467>1,AK1467-AJ1467,AK1467=0,0)","v":0},{"$f":"_xlfn.IFS(Y1467=\"\",0,Y1467>1920,_xlfn.XLOOKUP($H1467,'Data Categories'!$AE$20:$AE$42,'Data Categories'!$AG$20:$AG$42,0))","v":0},{"$f":"_xlfn.IFS(Y1467=\"\",0,Y1467>0,(2025-Y1467))","v":0},{"$f":"_xlfn.IFS(Z1467=\"Non-Deficient\",\"Non-Deficient\",Z1467=\"Deficient\",\"Deficient\",AB1467=\"Deficient\",\"Deficient\",Z1467=\"Non-Deficient\",\"Non-Deficient\",AB1467=\"Non-Deficient\",\"Non-Deficient\",P1467=\"\",\"None\",AL1467<0,\"Deficient\",AL1467>10,\"Non-Deficient\")","v":"None"},{"$f":"_xlfn.IFS(H1467=\"LOW WATER CROSSING\",\"Non-Functional\",G1467=\"Natural\",\"Functional\",AA1467=\"Functional\",\"Functional\",AC1467=\"Functional\",\"Functional\",AA1467=\"Non-Functional\",\"Non-Functional\",AC1467=\"Non-Functional\",\"Non-Functional\",AA1467=\"Unknown\",\"Unknown\",AC1467=\"Unknown\",\"Unknown\",AA1467=\"\",\"None\")","v":"None"},{"$f":"_xlfn.IFS(X1467=\"Functionality\",\"Low\",W1467=\"No\",\"Low\",Y1467>=2015,\"High\",Y1467>=1920,\"Low\",W1467=\"\",\"None\",W1467=\"Unknown\",\"None\")","v":"None"},{"$f":"_xlfn.IFS(H1467=\"LOW WATER CROSSING\",\"Unknown\",G1467=\"Natural\",\"None\",AM1467<AN1467,\"High\",AC1467=\"Functional\",\"Low\",AC1467=\"Non-Functional\",\"Low\",W1467=\"No\",\"Low\",W1467=\"Unknown\",\"None\",X1467=\"Deficiency\",\"None\",W1467=\"Yes\",\"High\",W1467=\"\",\"None\")","v":"None"},0,0,0,0,{"$f":"_xlfn.CONCAT(LEFT(H1467,3),\"-\")&IF(H1467=\"-\",0,COUNTIF($H$4:H1467,H1467))","v":"-0"},{"$f":"_xlfn.IFS($H1467<=0,\"-\",AS1467=1,_xlfn.CONCAT(\"FUN_NONDEF\",\"-DCON_\",LEFT(AQ1467,1),\"-FCON_\",LEFT(AR1467,1)),AT1467=1,_xlfn.CONCAT(\"FUN_DEF\",\"-DCON_\",LEFT(AQ1467,1),\"-FCON_\",LEFT(AR1467,1)),AU1467=1,_xlfn.CONCAT(\"NONFUN_NONDEF\",\"-DCON_\",LEFT(AQ1467,1),\"-FCON_\",LEFT(AR1467,1)),AV1467=1,_xlfn.CONCAT(\"NONFUN_DEF\",\"-DCON_\",LEFT(AQ1467,1),\"-FCON_\",LEFT(AR1467,1)),AS1467+AT1467+AU1467+AV1467<1,_xlfn.CONCAT(\"-\"))","v":"-"}]
[null,null,null,null,null,null,null,null,null,null,null,null,null,null,null,null,null,null,null,null,null,0,null,null,null,null,null,null,null,null,null,0,0,0,0,"Unknown",{"$f":"_xlfn.IFS(G1479=\"Natural\",0,H1479=\"\",0,H1479=\"COASTAL-CONSTRUCTED\",0,G1479=\"Constructed\",_xlfn.XLOOKUP($H1479,'Data Categories'!$U$4:$U$25,'Data Categories'!$V$4:V$25))","v":0},{"$f":"_xlfn.IFS(AK1479=\"\",0,AJ1479=\"Unknown\",0,AK1479>1,AK1479-AJ1479,AK1479=0,0)","v":0},{"$f":"_xlfn.IFS(Y1479=\"\",0,Y1479>1920,_xlfn.XLOOKUP($H1479,'Data Categories'!$AE$20:$AE$42,'Data Categories'!$AG$20:$AG$42,0))","v":0},{"$f":"_xlfn.IFS(Y1479=\"\",0,Y1479>0,(2025-Y1479))","v":0},{"$f":"_xlfn.IFS(Z1479=\"Non-Deficient\",\"Non-Deficient\",Z1479=\"Deficient\",\"Deficient\",AB1479=\"Deficient\",\"Deficient\",Z1479=\"Non-Deficient\",\"Non-Deficient\",AB1479=\"Non-Deficient\",\"Non-Deficient\",P1479=\"\",\"None\",AL1479<0,\"Deficient\",AL1479>10,\"Non-Deficient\")","v":"None"},{"$f":"_xlfn.IFS(H1479=\"LOW WATER CROSSING\",\"Non-Functional\",G1479=\"Natural\",\"Functional\",AA1479=\"Functional\",\"Functional\",AC1479=\"Functional\",\"Functional\",AA1479=\"Non-Functional\",\"Non-Functional\",AC1479=\"Non-Functional\",\"Non-Functional\",AA1479=\"Unknown\",\"Unknown\",AC1479=\"Unknown\",\"Unknown\",AA1479=\"\",\"None\")","v":"None"},{"$f":"_xlfn.IFS(X1479=\"Functionality\",\"Low\",W1479=\"No\",\"Low\",Y1479>=2015,\"High\",Y1479>=1920,\"Low\",W1479=\"\",\"None\",W1479=\"Unknown\",\"None\")","v":"None"},{"$f":"_xlfn.IFS(H1479=\"LOW WATER CROSSING\",\"Unknown\",G1479=\"Natural\",\"None\",AM1479<AN1479,\"High\",AC1479=\"Functional\",\"Low\",AC1479=\"Non-Functional\",\"Low\",W1479=\"No\",\"Low\",W1479=\"Unknown\",\"None\",X1479=\"Deficiency\",\"None\",W1479=\"Yes\",\"High\",W1479=\"\",\"None\")","v":"None"},0,0,0,0,{"$f":"_xlfn.CONCAT(LEFT(H1479,3),\"-\")&IF(H1479=\"-\",0,COUNTIF($H$4:H1479,H1479))","v":"-0"},{"$f":"_xlfn.IFS($H1479<=0,\"-\",AS1479=1,_xlfn.CONCAT(\"FUN_NONDEF\",\"-DCON_\",LEFT(AQ1479,1),\"-FCON_\",LEFT(AR1479,1)),AT1479=1,_xlfn.CONCAT(\"FUN_DEF\",\"-DCON_\",LEFT(AQ1479,1),\"-FCON_\",LEFT(AR1479,1)),AU1479=1,_xlfn.CONCAT(\"NONFUN_NONDEF\",\"-DCON_\",LEFT(AQ1479,1),\"-FCON_\",LEFT(AR1479,1)),AV1479=1,_xlfn.CONCAT(\"NONFUN_DEF\",\"-DCON_\",LEFT(AQ1479,1),\"-FCON_\",LEFT(AR1479,1)),AS1479+AT1479+AU1479+AV1479<1,_xlfn.CONCAT(\"-\"))","v":"-"}]
[null,null,null,null,null,null,null,null,null,null,null,null,null,null,null,null,null,null,null,null,null,0,null,null,null,null,null,null,null,null,null,0,0,0,0,"Unknown",{"$f":"_xlfn.IFS(G1482=\"Natural\",0,H1482=\"\",0,H1482=\"COASTAL-CONSTRUCTED\",0,G1482=\"Constructed\",_xlfn.XLOOKUP($H1482,'Data Categories'!$U$4:$U$25,'Data Categories'!$V$4:V$25))","v":0},{"$f":"_xlfn.IFS(AK1482=\"\",0,AJ1482=\"Unknown\",0,AK1482>1,AK1482-AJ1482,AK1482=0,0)","v":0},{"$f":"_xlfn.IFS(Y1482=\"\",0,Y1482>1920,_xlfn.XLOOKUP($H1482,'Data Categories'!$AE$20:$AE$42,'Data Categories'!$AG$20:$AG$42,0))","v":0},{"$f":"_xlfn.IFS(Y1482=\"\",0,Y1482>0,(2025-Y1482))","v":0},{"$f":"_xlfn.IFS(Z1482=\"Non-Deficient\",\"Non-Deficient\",Z1482=\"Deficient\",\"Deficient\",AB1482=\"Deficient\",\"Deficient\",Z1482=\"Non-Deficient\",\"Non-Deficient\",AB1482=\"Non-Deficient\",\"Non-Deficient\",P1482=\"\",\"None\",AL1482<0,\"Deficient\",AL1482>10,\"Non-Deficient\")","v":"None"},{"$f":"_xlfn.IFS(H1482=\"LOW WATER CROSSING\",\"Non-Functional\",G1482=\"Natural\",\"Functional\",AA1482=\"Functional\",\"Functional\",AC1482=\"Functional\",\"Functional\",AA1482=\"Non-Functional\",\"Non-Functional\",AC1482=\"Non-Functional\",\"Non-Functional\",AA1482=\"Unknown\",\"Unknown\",AC1482=\"Unknown\",\"Unknown\",AA1482=\"\",\"None\")","v":"None"},{"$f":"_xlfn.IFS(X1482=\"Functionality\",\"Low\",W1482=\"No\",\"Low\",Y1482>=2015,\"High\",Y1482>=1920,\"Low\",W1482=\"\",\"None\",W1482=\"Unknown\",\"None\")","v":"None"},{"$f":"_xlfn.IFS(H1482=\"LOW WATER CROSSING\",\"Unknown\",G1482=\"Natural\",\"None\",AM1482<AN1482,\"High\",AC1482=\"Functional\",\"Low\",AC1482=\"Non-Functional\",\"Low\",W1482=\"No\",\"Low\",W1482=\"Unknown\",\"None\",X1482=\"Deficiency\",\"None\",W1482=\"Yes\",\"High\",W1482=\"\",\"None\")","v":"None"},0,0,0,0,{"$f":"_xlfn.CONCAT(LEFT(H1482,3),\"-\")&IF(H1482=\"-\",0,COUNTIF($H$4:H1482,H1482))","v":"-0"},{"$f":"_xlfn.IFS($H1482<=0,\"-\",AS1482=1,_xlfn.CONCAT(\"FUN_NONDEF\",\"-DCON_\",LEFT(AQ1482,1),\"-FCON_\",LEFT(AR1482,1)),AT1482=1,_xlfn.CONCAT(\"FUN_DEF\",\"-DCON_\",LEFT(AQ1482,1),\"-FCON_\",LEFT(AR1482,1)),AU1482=1,_xlfn.CONCAT(\"NONFUN_NONDEF\",\"-DCON_\",LEFT(AQ1482,1),\"-FCON_\",LEFT(AR1482,1)),AV1482=1,_xlfn.CONCAT(\"NONFUN_DEF\",\"-DCON_\",LEFT(AQ1482,1),\"-FCON_\",LEFT(AR1482,1)),AS1482+AT1482+AU1482+AV1482<1,_xlfn.CONCAT(\"-\"))","v":"-"}]
[null,null,null,null,null,null,null,null,null,null,null,null,null,null,null,null,null,null,null,null,null,0,null,null,null,null,null,null,null,null,null,0,0,0,0,"Unknown",{"$f":"_xlfn.IFS(G1497=\"Natural\",0,H1497=\"\",0,H1497=\"COASTAL-CONSTRUCTED\",0,G1497=\"Constructed\",_xlfn.XLOOKUP($H1497,'Data Categories'!$U$4:$U$25,'Data Categories'!$V$4:V$25))","v":0},{"$f":"_xlfn.IFS(AK1497=\"\",0,AJ1497=\"Unknown\",0,AK1497>1,AK1497-AJ1497,AK1497=0,0)","v":0},{"$f":"_xlfn.IFS(Y1497=\"\",0,Y1497>1920,_xlfn.XLOOKUP($H1497,'Data Categories'!$AE$20:$AE$42,'Data Categories'!$AG$20:$AG$42,0))","v":0},{"$f":"_xlfn.IFS(Y1497=\"\",0,Y1497>0,(2025-Y1497))","v":0},{"$f":"_xlfn.IFS(Z1497=\"Non-Deficient\",\"Non-Deficient\",Z1497=\"Deficient\",\"Deficient\",AB1497=\"Deficient\",\"Deficient\",Z1497=\"Non-Deficient\",\"Non-Deficient\",AB1497=\"Non-Deficient\",\"Non-Deficient\",P1497=\"\",\"None\",AL1497<0,\"Deficient\",AL1497>10,\"Non-Deficient\")","v":"None"},{"$f":"_xlfn.IFS(H1497=\"LOW WATER CROSSING\",\"Non-Functional\",G1497=\"Natural\",\"Functional\",AA1497=\"Functional\",\"Functional\",AC1497=\"Functional\",\"Functional\",AA1497=\"Non-Functional\",\"Non-Functional\",AC1497=\"Non-Functional\",\"Non-Functional\",AA1497=\"Unknown\",\"Unknown\",AC1497=\"Unknown\",\"Unknown\",AA1497=\"\",\"None\")","v":"None"},{"$f":"_xlfn.IFS(X1497=\"Functionality\",\"Low\",W1497=\"No\",\"Low\",Y1497>=2015,\"High\",Y1497>=1920,\"Low\",W1497=\"\",\"None\",W1497=\"Unknown\",\"None\")","v":"None"},{"$f":"_xlfn.IFS(H1497=\"LOW WATER CROSSING\",\"Unknown\",G1497=\"Natural\",\"None\",AM1497<AN1497,\"High\",AC1497=\"Functional\",\"Low\",AC1497=\"Non-Functional\",\"Low\",W1497=\"No\",\"Low\",W1497=\"Unknown\",\"None\",X1497=\"Deficiency\",\"None\",W1497=\"Yes\",\"High\",W1497=\"\",\"None\")","v":"None"},0,0,0,0,{"$f":"_xlfn.CONCAT(LEFT(H1497,3),\"-\")&IF(H1497=\"-\",0,COUNTIF($H$4:H1497,H1497))","v":"-0"},{"$f":"_xlfn.IFS($H1497<=0,\"-\",AS1497=1,_xlfn.CONCAT(\"FUN_NONDEF\",\"-DCON_\",LEFT(AQ1497,1),\"-FCON_\",LEFT(AR1497,1)),AT1497=1,_xlfn.CONCAT(\"FUN_DEF\",\"-DCON_\",LEFT(AQ1497,1),\"-FCON_\",LEFT(AR1497,1)),AU1497=1,_xlfn.CONCAT(\"NONFUN_NONDEF\",\"-DCON_\",LEFT(AQ1497,1),\"-FCON_\",LEFT(AR1497,1)),AV1497=1,_xlfn.CONCAT(\"NONFUN_DEF\",\"-DCON_\",LEFT(AQ1497,1),\"-FCON_\",LEFT(AR1497,1)),AS1497+AT1497+AU1497+AV1497<1,_xlfn.CONCAT(\"-\"))","v":"-"}]
[null,null,null,null,null,null,null,null,null,null,null,null,null,null,null,null,null,null,null,null,null,0,null,null,null,null,null,null,null,null,null,0,0,0,0,"Unknown",{"$f":"_xlfn.IFS(G1500=\"Natural\",0,H1500=\"\",0,H1500=\"COASTAL-CONSTRUCTED\",0,G1500=\"Constructed\",_xlfn.XLOOKUP($H1500,'Data Categories'!$U$4:$U$25,'Data Categories'!$V$4:V$25))","v":0},{"$f":"_xlfn.IFS(AK1500=\"\",0,AJ1500=\"Unknown\",0,AK1500>1,AK1500-AJ1500,AK1500=0,0)","v":0},{"$f":"_xlfn.IFS(Y1500=\"\",0,Y1500>1920,_xlfn.XLOOKUP($H1500,'Data Categories'!$AE$20:$AE$42,'Data Categories'!$AG$20:$AG$42,0))","v":0},{"$f":"_xlfn.IFS(Y1500=\"\",0,Y1500>0,(2025-Y1500))","v":0},{"$f":"_xlfn.IFS(Z1500=\"Non-Deficient\",\"Non-Deficient\",Z1500=\"Deficient\",\"Deficient\",AB1500=\"Deficient\",\"Deficient\",Z1500=\"Non-Deficient\",\"Non-Deficient\",AB1500=\"Non-Deficient\",\"Non-Deficient\",P1500=\"\",\"None\",AL1500<0,\"Deficient\",AL1500>10,\"Non-Deficient\")","v":"None"},{"$f":"_xlfn.IFS(H1500=\"LOW WATER CROSSING\",\"Non-Functional\",G1500=\"Natural\",\"Functional\",AA1500=\"Functional\",\"Functional\",AC1500=\"Functional\",\"Functional\",AA1500=\"Non-Functional\",\"Non-Functional\",AC1500=\"Non-Functional\",\"Non-Functional\",AA1500=\"Unknown\",\"Unknown\",AC1500=\"Unknown\",\"Unknown\",AA1500=\"\",\"None\")","v":"None"},{"$f":"_xlfn.IFS(X1500=\"Functionality\",\"Low\",W1500=\"No\",\"Low\",Y1500>=2015,\"High\",Y1500>=1920,\"Low\",W1500=\"\",\"None\",W1500=\"Unknown\",\"None\")","v":"None"},{"$f":"_xlfn.IFS(H1500=\"LOW WATER CROSSING\",\"Unknown\",G1500=\"Natural\",\"None\",AM1500<AN1500,\"High\",AC1500=\"Functional\",\"Low\",AC1500=\"Non-Functional\",\"Low\",W1500=\"No\",\"Low\",W1500=\"Unknown\",\"None\",X1500=\"Deficiency\",\"None\",W1500=\"Yes\",\"High\",W1500=\"\",\"None\")","v":"None"},0,0,0,0,{"$f":"_xlfn.CONCAT(LEFT(H1500,3),\"-\")&IF(H1500=\"-\",0,COUNTIF($H$4:H1500,H1500))","v":"-0"},{"$f":"_xlfn.IFS($H1500<=0,\"-\",AS1500=1,_xlfn.CONCAT(\"FUN_NONDEF\",\"-DCON_\",LEFT(AQ1500,1),\"-FCON_\",LEFT(AR1500,1)),AT1500=1,_xlfn.CONCAT(\"FUN_DEF\",\"-DCON_\",LEFT(AQ1500,1),\"-FCON_\",LEFT(AR1500,1)),AU1500=1,_xlfn.CONCAT(\"NONFUN_NONDEF\",\"-DCON_\",LEFT(AQ1500,1),\"-FCON_\",LEFT(AR1500,1)),AV1500=1,_xlfn.CONCAT(\"NONFUN_DEF\",\"-DCON_\",LEFT(AQ1500,1),\"-FCON_\",LEFT(AR1500,1)),AS1500+AT1500+AU1500+AV1500<1,_xlfn.CONCAT(\"-\"))","v":"-"}]
[null,null,null,null,null,null,null,null,null,null,null,null,null,null,null,null,null,null,null,null,null,0,null,null,null,null,null,null,null,null,null,0,0,0,0,"Unknown",{"$f":"_xlfn.IFS(G1512=\"Natural\",0,H1512=\"\",0,H1512=\"COASTAL-CONSTRUCTED\",0,G1512=\"Constructed\",_xlfn.XLOOKUP($H1512,'Data Categories'!$U$4:$U$25,'Data Categories'!$V$4:V$25))","v":0},{"$f":"_xlfn.IFS(AK1512=\"\",0,AJ1512=\"Unknown\",0,AK1512>1,AK1512-AJ1512,AK1512=0,0)","v":0},{"$f":"_xlfn.IFS(Y1512=\"\",0,Y1512>1920,_xlfn.XLOOKUP($H1512,'Data Categories'!$AE$20:$AE$42,'Data Categories'!$AG$20:$AG$42,0))","v":0},{"$f":"_xlfn.IFS(Y1512=\"\",0,Y1512>0,(2025-Y1512))","v":0},{"$f":"_xlfn.IFS(Z1512=\"Non-Deficient\",\"Non-Deficient\",Z1512=\"Deficient\",\"Deficient\",AB1512=\"Deficient\",\"Deficient\",Z1512=\"Non-Deficient\",\"Non-Deficient\",AB1512=\"Non-Deficient\",\"Non-Deficient\",P1512=\"\",\"None\",AL1512<0,\"Deficient\",AL1512>10,\"Non-Deficient\")","v":"None"},{"$f":"_xlfn.IFS(H1512=\"LOW WATER CROSSING\",\"Non-Functional\",G1512=\"Natural\",\"Functional\",AA1512=\"Functional\",\"Functional\",AC1512=\"Functional\",\"Functional\",AA1512=\"Non-Functional\",\"Non-Functional\",AC1512=\"Non-Functional\",\"Non-Functional\",AA1512=\"Unknown\",\"Unknown\",AC1512=\"Unknown\",\"Unknown\",AA1512=\"\",\"None\")","v":"None"},{"$f":"_xlfn.IFS(X1512=\"Functionality\",\"Low\",W1512=\"No\",\"Low\",Y1512>=2015,\"High\",Y1512>=1920,\"Low\",W1512=\"\",\"None\",W1512=\"Unknown\",\"None\")","v":"None"},{"$f":"_xlfn.IFS(H1512=\"LOW WATER CROSSING\",\"Unknown\",G1512=\"Natural\",\"None\",AM1512<AN1512,\"High\",AC1512=\"Functional\",\"Low\",AC1512=\"Non-Functional\",\"Low\",W1512=\"No\",\"Low\",W1512=\"Unknown\",\"None\",X1512=\"Deficiency\",\"None\",W1512=\"Yes\",\"High\",W1512=\"\",\"None\")","v":"None"},0,0,0,0,{"$f":"_xlfn.CONCAT(LEFT(H1512,3),\"-\")&IF(H1512=\"-\",0,COUNTIF($H$4:H1512,H1512))","v":"-0"},{"$f":"_xlfn.IFS($H1512<=0,\"-\",AS1512=1,_xlfn.CONCAT(\"FUN_NONDEF\",\"-DCON_\",LEFT(AQ1512,1),\"-FCON_\",LEFT(AR1512,1)),AT1512=1,_xlfn.CONCAT(\"FUN_DEF\",\"-DCON_\",LEFT(AQ1512,1),\"-FCON_\",LEFT(AR1512,1)),AU1512=1,_xlfn.CONCAT(\"NONFUN_NONDEF\",\"-DCON_\",LEFT(AQ1512,1),\"-FCON_\",LEFT(AR1512,1)),AV1512=1,_xlfn.CONCAT(\"NONFUN_DEF\",\"-DCON_\",LEFT(AQ1512,1),\"-FCON_\",LEFT(AR1512,1)),AS1512+AT1512+AU1512+AV1512<1,_xlfn.CONCAT(\"-\"))","v":"-"}]
[null,null,null,null,null,null,null,null,null,null,null,null,null,null,null,null,null,null,null,null,null,0,null,null,null,null,null,null,null,null,null,0,0,0,0,"Unknown",{"$f":"_xlfn.IFS(G1521=\"Natural\",0,H1521=\"\",0,H1521=\"COASTAL-CONSTRUCTED\",0,G1521=\"Constructed\",_xlfn.XLOOKUP($H1521,'Data Categories'!$U$4:$U$25,'Data Categories'!$V$4:V$25))","v":0},{"$f":"_xlfn.IFS(AK1521=\"\",0,AJ1521=\"Unknown\",0,AK1521>1,AK1521-AJ1521,AK1521=0,0)","v":0},{"$f":"_xlfn.IFS(Y1521=\"\",0,Y1521>1920,_xlfn.XLOOKUP($H1521,'Data Categories'!$AE$20:$AE$42,'Data Categories'!$AG$20:$AG$42,0))","v":0},{"$f":"_xlfn.IFS(Y1521=\"\",0,Y1521>0,(2025-Y1521))","v":0},{"$f":"_xlfn.IFS(Z1521=\"Non-Deficient\",\"Non-Deficient\",Z1521=\"Deficient\",\"Deficient\",AB1521=\"Deficient\",\"Deficient\",Z1521=\"Non-Deficient\",\"Non-Deficient\",AB1521=\"Non-Deficient\",\"Non-Deficient\",P1521=\"\",\"None\",AL1521<0,\"Deficient\",AL1521>10,\"Non-Deficient\")","v":"None"},{"$f":"_xlfn.IFS(H1521=\"LOW WATER CROSSING\",\"Non-Functional\",G1521=\"Natural\",\"Functional\",AA1521=\"Functional\",\"Functional\",AC1521=\"Functional\",\"Functional\",AA1521=\"Non-Functional\",\"Non-Functional\",AC1521=\"Non-Functional\",\"Non-Functional\",AA1521=\"Unknown\",\"Unknown\",AC1521=\"Unknown\",\"Unknown\",AA1521=\"\",\"None\")","v":"None"},{"$f":"_xlfn.IFS(X1521=\"Functionality\",\"Low\",W1521=\"No\",\"Low\",Y1521>=2015,\"High\",Y1521>=1920,\"Low\",W1521=\"\",\"None\",W1521=\"Unknown\",\"None\")","v":"None"},{"$f":"_xlfn.IFS(H1521=\"LOW WATER CROSSING\",\"Unknown\",G1521=\"Natural\",\"None\",AM1521<AN1521,\"High\",AC1521=\"Functional\",\"Low\",AC1521=\"Non-Functional\",\"Low\",W1521=\"No\",\"Low\",W1521=\"Unknown\",\"None\",X1521=\"Deficiency\",\"None\",W1521=\"Yes\",\"High\",W1521=\"\",\"None\")","v":"None"},0,0,0,0,{"$f":"_xlfn.CONCAT(LEFT(H1521,3),\"-\")&IF(H1521=\"-\",0,COUNTIF($H$4:H1521,H1521))","v":"-0"},{"$f":"_xlfn.IFS($H1521<=0,\"-\",AS1521=1,_xlfn.CONCAT(\"FUN_NONDEF\",\"-DCON_\",LEFT(AQ1521,1),\"-FCON_\",LEFT(AR1521,1)),AT1521=1,_xlfn.CONCAT(\"FUN_DEF\",\"-DCON_\",LEFT(AQ1521,1),\"-FCON_\",LEFT(AR1521,1)),AU1521=1,_xlfn.CONCAT(\"NONFUN_NONDEF\",\"-DCON_\",LEFT(AQ1521,1),\"-FCON_\",LEFT(AR1521,1)),AV1521=1,_xlfn.CONCAT(\"NONFUN_DEF\",\"-DCON_\",LEFT(AQ1521,1),\"-FCON_\",LEFT(AR1521,1)),AS1521+AT1521+AU1521+AV1521<1,_xlfn.CONCAT(\"-\"))","v":"-"}]
[null,null,null,null,null,null,null,null,null,null,null,null,null,null,null,null,null,null,null,null,null,0,null,null,null,null,null,null,null,null,null,0,0,0,0,"Unknown",{"$f":"_xlfn.IFS(G1530=\"Natural\",0,H1530=\"\",0,H1530=\"COASTAL-CONSTRUCTED\",0,G1530=\"Constructed\",_xlfn.XLOOKUP($H1530,'Data Categories'!$U$4:$U$25,'Data Categories'!$V$4:V$25))","v":0},{"$f":"_xlfn.IFS(AK1530=\"\",0,AJ1530=\"Unknown\",0,AK1530>1,AK1530-AJ1530,AK1530=0,0)","v":0},{"$f":"_xlfn.IFS(Y1530=\"\",0,Y1530>1920,_xlfn.XLOOKUP($H1530,'Data Categories'!$AE$20:$AE$42,'Data Categories'!$AG$20:$AG$42,0))","v":0},{"$f":"_xlfn.IFS(Y1530=\"\",0,Y1530>0,(2025-Y1530))","v":0},{"$f":"_xlfn.IFS(Z1530=\"Non-Deficient\",\"Non-Deficient\",Z1530=\"Deficient\",\"Deficient\",AB1530=\"Deficient\",\"Deficient\",Z1530=\"Non-Deficient\",\"Non-Deficient\",AB1530=\"Non-Deficient\",\"Non-Deficient\",P1530=\"\",\"None\",AL1530<0,\"Deficient\",AL1530>10,\"Non-Deficient\")","v":"None"},{"$f":"_xlfn.IFS(H1530=\"LOW WATER CROSSING\",\"Non-Functional\",G1530=\"Natural\",\"Functional\",AA1530=\"Functional\",\"Functional\",AC1530=\"Functional\",\"Functional\",AA1530=\"Non-Functional\",\"Non-Functional\",AC1530=\"Non-Functional\",\"Non-Functional\",AA1530=\"Unknown\",\"Unknown\",AC1530=\"Unknown\",\"Unknown\",AA1530=\"\",\"None\")","v":"None"},{"$f":"_xlfn.IFS(X1530=\"Functionality\",\"Low\",W1530=\"No\",\"Low\",Y1530>=2015,\"High\",Y1530>=1920,\"Low\",W1530=\"\",\"None\",W1530=\"Unknown\",\"None\")","v":"None"},{"$f":"_xlfn.IFS(H1530=\"LOW WATER CROSSING\",\"Unknown\",G1530=\"Natural\",\"None\",AM1530<AN1530,\"High\",AC1530=\"Functional\",\"Low\",AC1530=\"Non-Functional\",\"Low\",W1530=\"No\",\"Low\",W1530=\"Unknown\",\"None\",X1530=\"Deficiency\",\"None\",W1530=\"Yes\",\"High\",W1530=\"\",\"None\")","v":"None"},0,0,0,0,{"$f":"_xlfn.CONCAT(LEFT(H1530,3),\"-\")&IF(H1530=\"-\",0,COUNTIF($H$4:H1530,H1530))","v":"-0"},{"$f":"_xlfn.IFS($H1530<=0,\"-\",AS1530=1,_xlfn.CONCAT(\"FUN_NONDEF\",\"-DCON_\",LEFT(AQ1530,1),\"-FCON_\",LEFT(AR1530,1)),AT1530=1,_xlfn.CONCAT(\"FUN_DEF\",\"-DCON_\",LEFT(AQ1530,1),\"-FCON_\",LEFT(AR1530,1)),AU1530=1,_xlfn.CONCAT(\"NONFUN_NONDEF\",\"-DCON_\",LEFT(AQ1530,1),\"-FCON_\",LEFT(AR1530,1)),AV1530=1,_xlfn.CONCAT(\"NONFUN_DEF\",\"-DCON_\",LEFT(AQ1530,1),\"-FCON_\",LEFT(AR1530,1)),AS1530+AT1530+AU1530+AV1530<1,_xlfn.CONCAT(\"-\"))","v":"-"}]
[null,null,null,null,null,null,null,null,null,null,null,null,null,null,null,null,null,null,null,null,null,0,null,null,null,null,null,null,null,null,null,0,0,0,0,"Unknown",{"$f":"_xlfn.IFS(G1537=\"Natural\",0,H1537=\"\",0,H1537=\"COASTAL-CONSTRUCTED\",0,G1537=\"Constructed\",_xlfn.XLOOKUP($H1537,'Data Categories'!$U$4:$U$25,'Data Categories'!$V$4:V$25))","v":0},{"$f":"_xlfn.IFS(AK1537=\"\",0,AJ1537=\"Unknown\",0,AK1537>1,AK1537-AJ1537,AK1537=0,0)","v":0},{"$f":"_xlfn.IFS(Y1537=\"\",0,Y1537>1920,_xlfn.XLOOKUP($H1537,'Data Categories'!$AE$20:$AE$42,'Data Categories'!$AG$20:$AG$42,0))","v":0},{"$f":"_xlfn.IFS(Y1537=\"\",0,Y1537>0,(2025-Y1537))","v":0},{"$f":"_xlfn.IFS(Z1537=\"Non-Deficient\",\"Non-Deficient\",Z1537=\"Deficient\",\"Deficient\",AB1537=\"Deficient\",\"Deficient\",Z1537=\"Non-Deficient\",\"Non-Deficient\",AB1537=\"Non-Deficient\",\"Non-Deficient\",P1537=\"\",\"None\",AL1537<0,\"Deficient\",AL1537>10,\"Non-Deficient\")","v":"None"},{"$f":"_xlfn.IFS(H1537=\"LOW WATER CROSSING\",\"Non-Functional\",G1537=\"Natural\",\"Functional\",AA1537=\"Functional\",\"Functional\",AC1537=\"Functional\",\"Functional\",AA1537=\"Non-Functional\",\"Non-Functional\",AC1537=\"Non-Functional\",\"Non-Functional\",AA1537=\"Unknown\",\"Unknown\",AC1537=\"Unknown\",\"Unknown\",AA1537=\"\",\"None\")","v":"None"},{"$f":"_xlfn.IFS(X1537=\"Functionality\",\"Low\",W1537=\"No\",\"Low\",Y1537>=2015,\"High\",Y1537>=1920,\"Low\",W1537=\"\",\"None\",W1537=\"Unknown\",\"None\")","v":"None"},{"$f":"_xlfn.IFS(H1537=\"LOW WATER CROSSING\",\"Unknown\",G1537=\"Natural\",\"None\",AM1537<AN1537,\"High\",AC1537=\"Functional\",\"Low\",AC1537=\"Non-Functional\",\"Low\",W1537=\"No\",\"Low\",W1537=\"Unknown\",\"None\",X1537=\"Deficiency\",\"None\",W1537=\"Yes\",\"High\",W1537=\"\",\"None\")","v":"None"},0,0,0,0,{"$f":"_xlfn.CONCAT(LEFT(H1537,3),\"-\")&IF(H1537=\"-\",0,COUNTIF($H$4:H1537,H1537))","v":"-0"},{"$f":"_xlfn.IFS($H1537<=0,\"-\",AS1537=1,_xlfn.CONCAT(\"FUN_NONDEF\",\"-DCON_\",LEFT(AQ1537,1),\"-FCON_\",LEFT(AR1537,1)),AT1537=1,_xlfn.CONCAT(\"FUN_DEF\",\"-DCON_\",LEFT(AQ1537,1),\"-FCON_\",LEFT(AR1537,1)),AU1537=1,_xlfn.CONCAT(\"NONFUN_NONDEF\",\"-DCON_\",LEFT(AQ1537,1),\"-FCON_\",LEFT(AR1537,1)),AV1537=1,_xlfn.CONCAT(\"NONFUN_DEF\",\"-DCON_\",LEFT(AQ1537,1),\"-FCON_\",LEFT(AR1537,1)),AS1537+AT1537+AU1537+AV1537<1,_xlfn.CONCAT(\"-\"))","v":"-"}]
[null,null,null,null,null,null,null,null,null,null,null,null,null,null,null,null,null,null,null,null,null,0,null,null,null,null,null,null,null,null,null,0,0,0,0,"Unknown",{"$f":"_xlfn.IFS(G1549=\"Natural\",0,H1549=\"\",0,H1549=\"COASTAL-CONSTRUCTED\",0,G1549=\"Constructed\",_xlfn.XLOOKUP($H1549,'Data Categories'!$U$4:$U$25,'Data Categories'!$V$4:V$25))","v":0},{"$f":"_xlfn.IFS(AK1549=\"\",0,AJ1549=\"Unknown\",0,AK1549>1,AK1549-AJ1549,AK1549=0,0)","v":0},{"$f":"_xlfn.IFS(Y1549=\"\",0,Y1549>1920,_xlfn.XLOOKUP($H1549,'Data Categories'!$AE$20:$AE$42,'Data Categories'!$AG$20:$AG$42,0))","v":0},{"$f":"_xlfn.IFS(Y1549=\"\",0,Y1549>0,(2025-Y1549))","v":0},{"$f":"_xlfn.IFS(Z1549=\"Non-Deficient\",\"Non-Deficient\",Z1549=\"Deficient\",\"Deficient\",AB1549=\"Deficient\",\"Deficient\",Z1549=\"Non-Deficient\",\"Non-Deficient\",AB1549=\"Non-Deficient\",\"Non-Deficient\",P1549=\"\",\"None\",AL1549<0,\"Deficient\",AL1549>10,\"Non-Deficient\")","v":"None"},{"$f":"_xlfn.IFS(H1549=\"LOW WATER CROSSING\",\"Non-Functional\",G1549=\"Natural\",\"Functional\",AA1549=\"Functional\",\"Functional\",AC1549=\"Functional\",\"Functional\",AA1549=\"Non-Functional\",\"Non-Functional\",AC1549=\"Non-Functional\",\"Non-Functional\",AA1549=\"Unknown\",\"Unknown\",AC1549=\"Unknown\",\"Unknown\",AA1549=\"\",\"None\")","v":"None"},{"$f":"_xlfn.IFS(X1549=\"Functionality\",\"Low\",W1549=\"No\",\"Low\",Y1549>=2015,\"High\",Y1549>=1920,\"Low\",W1549=\"\",\"None\",W1549=\"Unknown\",\"None\")","v":"None"},{"$f":"_xlfn.IFS(H1549=\"LOW WATER CROSSING\",\"Unknown\",G1549=\"Natural\",\"None\",AM1549<AN1549,\"High\",AC1549=\"Functional\",\"Low\",AC1549=\"Non-Functional\",\"Low\",W1549=\"No\",\"Low\",W1549=\"Unknown\",\"None\",X1549=\"Deficiency\",\"None\",W1549=\"Yes\",\"High\",W1549=\"\",\"None\")","v":"None"},0,0,0,0,{"$f":"_xlfn.CONCAT(LEFT(H1549,3),\"-\")&IF(H1549=\"-\",0,COUNTIF($H$4:H1549,H1549))","v":"-0"},{"$f":"_xlfn.IFS($H1549<=0,\"-\",AS1549=1,_xlfn.CONCAT(\"FUN_NONDEF\",\"-DCON_\",LEFT(AQ1549,1),\"-FCON_\",LEFT(AR1549,1)),AT1549=1,_xlfn.CONCAT(\"FUN_DEF\",\"-DCON_\",LEFT(AQ1549,1),\"-FCON_\",LEFT(AR1549,1)),AU1549=1,_xlfn.CONCAT(\"NONFUN_NONDEF\",\"-DCON_\",LEFT(AQ1549,1),\"-FCON_\",LEFT(AR1549,1)),AV1549=1,_xlfn.CONCAT(\"NONFUN_DEF\",\"-DCON_\",LEFT(AQ1549,1),\"-FCON_\",LEFT(AR1549,1)),AS1549+AT1549+AU1549+AV1549<1,_xlfn.CONCAT(\"-\"))","v":"-"}]
[null,null,null,null,null,null,null,null,null,null,null,null,null,null,null,null,null,null,null,null,null,0,null,null,null,null,null,null,null,null,null,0,0,0,0,"Unknown",{"$f":"_xlfn.IFS(G1552=\"Natural\",0,H1552=\"\",0,H1552=\"COASTAL-CONSTRUCTED\",0,G1552=\"Constructed\",_xlfn.XLOOKUP($H1552,'Data Categories'!$U$4:$U$25,'Data Categories'!$V$4:V$25))","v":0},{"$f":"_xlfn.IFS(AK1552=\"\",0,AJ1552=\"Unknown\",0,AK1552>1,AK1552-AJ1552,AK1552=0,0)","v":0},{"$f":"_xlfn.IFS(Y1552=\"\",0,Y1552>1920,_xlfn.XLOOKUP($H1552,'Data Categories'!$AE$20:$AE$42,'Data Categories'!$AG$20:$AG$42,0))","v":0},{"$f":"_xlfn.IFS(Y1552=\"\",0,Y1552>0,(2025-Y1552))","v":0},{"$f":"_xlfn.IFS(Z1552=\"Non-Deficient\",\"Non-Deficient\",Z1552=\"Deficient\",\"Deficient\",AB1552=\"Deficient\",\"Deficient\",Z1552=\"Non-Deficient\",\"Non-Deficient\",AB1552=\"Non-Deficient\",\"Non-Deficient\",P1552=\"\",\"None\",AL1552<0,\"Deficient\",AL1552>10,\"Non-Deficient\")","v":"None"},{"$f":"_xlfn.IFS(H1552=\"LOW WATER CROSSING\",\"Non-Functional\",G1552=\"Natural\",\"Functional\",AA1552=\"Functional\",\"Functional\",AC1552=\"Functional\",\"Functional\",AA1552=\"Non-Functional\",\"Non-Functional\",AC1552=\"Non-Functional\",\"Non-Functional\",AA1552=\"Unknown\",\"Unknown\",AC1552=\"Unknown\",\"Unknown\",AA1552=\"\",\"None\")","v":"None"},{"$f":"_xlfn.IFS(X1552=\"Functionality\",\"Low\",W1552=\"No\",\"Low\",Y1552>=2015,\"High\",Y1552>=1920,\"Low\",W1552=\"\",\"None\",W1552=\"Unknown\",\"None\")","v":"None"},{"$f":"_xlfn.IFS(H1552=\"LOW WATER CROSSING\",\"Unknown\",G1552=\"Natural\",\"None\",AM1552<AN1552,\"High\",AC1552=\"Functional\",\"Low\",AC1552=\"Non-Functional\",\"Low\",W1552=\"No\",\"Low\",W1552=\"Unknown\",\"None\",X1552=\"Deficiency\",\"None\",W1552=\"Yes\",\"High\",W1552=\"\",\"None\")","v":"None"},0,0,0,0,{"$f":"_xlfn.CONCAT(LEFT(H1552,3),\"-\")&IF(H1552=\"-\",0,COUNTIF($H$4:H1552,H1552))","v":"-0"},{"$f":"_xlfn.IFS($H1552<=0,\"-\",AS1552=1,_xlfn.CONCAT(\"FUN_NONDEF\",\"-DCON_\",LEFT(AQ1552,1),\"-FCON_\",LEFT(AR1552,1)),AT1552=1,_xlfn.CONCAT(\"FUN_DEF\",\"-DCON_\",LEFT(AQ1552,1),\"-FCON_\",LEFT(AR1552,1)),AU1552=1,_xlfn.CONCAT(\"NONFUN_NONDEF\",\"-DCON_\",LEFT(AQ1552,1),\"-FCON_\",LEFT(AR1552,1)),AV1552=1,_xlfn.CONCAT(\"NONFUN_DEF\",\"-DCON_\",LEFT(AQ1552,1),\"-FCON_\",LEFT(AR1552,1)),AS1552+AT1552+AU1552+AV1552<1,_xlfn.CONCAT(\"-\"))","v":"-"}]
[null,null,null,null,null,null,null,null,null,null,null,null,null,null,null,null,null,null,null,null,null,0,null,null,null,null,null,null,null,null,null,0,0,0,0,"Unknown",{"$f":"_xlfn.IFS(G1567=\"Natural\",0,H1567=\"\",0,H1567=\"COASTAL-CONSTRUCTED\",0,G1567=\"Constructed\",_xlfn.XLOOKUP($H1567,'Data Categories'!$U$4:$U$25,'Data Categories'!$V$4:V$25))","v":0},{"$f":"_xlfn.IFS(AK1567=\"\",0,AJ1567=\"Unknown\",0,AK1567>1,AK1567-AJ1567,AK1567=0,0)","v":0},{"$f":"_xlfn.IFS(Y1567=\"\",0,Y1567>1920,_xlfn.XLOOKUP($H1567,'Data Categories'!$AE$20:$AE$42,'Data Categories'!$AG$20:$AG$42,0))","v":0},{"$f":"_xlfn.IFS(Y1567=\"\",0,Y1567>0,(2025-Y1567))","v":0},{"$f":"_xlfn.IFS(Z1567=\"Non-Deficient\",\"Non-Deficient\",Z1567=\"Deficient\",\"Deficient\",AB1567=\"Deficient\",\"Deficient\",Z1567=\"Non-Deficient\",\"Non-Deficient\",AB1567=\"Non-Deficient\",\"Non-Deficient\",P1567=\"\",\"None\",AL1567<0,\"Deficient\",AL1567>10,\"Non-Deficient\")","v":"None"},{"$f":"_xlfn.IFS(H1567=\"LOW WATER CROSSING\",\"Non-Functional\",G1567=\"Natural\",\"Functional\",AA1567=\"Functional\",\"Functional\",AC1567=\"Functional\",\"Functional\",AA1567=\"Non-Functional\",\"Non-Functional\",AC1567=\"Non-Functional\",\"Non-Functional\",AA1567=\"Unknown\",\"Unknown\",AC1567=\"Unknown\",\"Unknown\",AA1567=\"\",\"None\")","v":"None"},{"$f":"_xlfn.IFS(X1567=\"Functionality\",\"Low\",W1567=\"No\",\"Low\",Y1567>=2015,\"High\",Y1567>=1920,\"Low\",W1567=\"\",\"None\",W1567=\"Unknown\",\"None\")","v":"None"},{"$f":"_xlfn.IFS(H1567=\"LOW WATER CROSSING\",\"Unknown\",G1567=\"Natural\",\"None\",AM1567<AN1567,\"High\",AC1567=\"Functional\",\"Low\",AC1567=\"Non-Functional\",\"Low\",W1567=\"No\",\"Low\",W1567=\"Unknown\",\"None\",X1567=\"Deficiency\",\"None\",W1567=\"Yes\",\"High\",W1567=\"\",\"None\")","v":"None"},0,0,0,0,{"$f":"_xlfn.CONCAT(LEFT(H1567,3),\"-\")&IF(H1567=\"-\",0,COUNTIF($H$4:H1567,H1567))","v":"-0"},{"$f":"_xlfn.IFS($H1567<=0,\"-\",AS1567=1,_xlfn.CONCAT(\"FUN_NONDEF\",\"-DCON_\",LEFT(AQ1567,1),\"-FCON_\",LEFT(AR1567,1)),AT1567=1,_xlfn.CONCAT(\"FUN_DEF\",\"-DCON_\",LEFT(AQ1567,1),\"-FCON_\",LEFT(AR1567,1)),AU1567=1,_xlfn.CONCAT(\"NONFUN_NONDEF\",\"-DCON_\",LEFT(AQ1567,1),\"-FCON_\",LEFT(AR1567,1)),AV1567=1,_xlfn.CONCAT(\"NONFUN_DEF\",\"-DCON_\",LEFT(AQ1567,1),\"-FCON_\",LEFT(AR1567,1)),AS1567+AT1567+AU1567+AV1567<1,_xlfn.CONCAT(\"-\"))","v":"-"}]
[null,null,null,null,null,null,null,null,null,null,null,null,null,null,null,null,null,null,null,null,null,0,null,null,null,null,null,null,null,null,null,0,0,0,0,"Unknown",{"$f":"_xlfn.IFS(G1570=\"Natural\",0,H1570=\"\",0,H1570=\"COASTAL-CONSTRUCTED\",0,G1570=\"Constructed\",_xlfn.XLOOKUP($H1570,'Data Categories'!$U$4:$U$25,'Data Categories'!$V$4:V$25))","v":0},{"$f":"_xlfn.IFS(AK1570=\"\",0,AJ1570=\"Unknown\",0,AK1570>1,AK1570-AJ1570,AK1570=0,0)","v":0},{"$f":"_xlfn.IFS(Y1570=\"\",0,Y1570>1920,_xlfn.XLOOKUP($H1570,'Data Categories'!$AE$20:$AE$42,'Data Categories'!$AG$20:$AG$42,0))","v":0},{"$f":"_xlfn.IFS(Y1570=\"\",0,Y1570>0,(2025-Y1570))","v":0},{"$f":"_xlfn.IFS(Z1570=\"Non-Deficient\",\"Non-Deficient\",Z1570=\"Deficient\",\"Deficient\",AB1570=\"Deficient\",\"Deficient\",Z1570=\"Non-Deficient\",\"Non-Deficient\",AB1570=\"Non-Deficient\",\"Non-Deficient\",P1570=\"\",\"None\",AL1570<0,\"Deficient\",AL1570>10,\"Non-Deficient\")","v":"None"},{"$f":"_xlfn.IFS(H1570=\"LOW WATER CROSSING\",\"Non-Functional\",G1570=\"Natural\",\"Functional\",AA1570=\"Functional\",\"Functional\",AC1570=\"Functional\",\"Functional\",AA1570=\"Non-Functional\",\"Non-Functional\",AC1570=\"Non-Functional\",\"Non-Functional\",AA1570=\"Unknown\",\"Unknown\",AC1570=\"Unknown\",\"Unknown\",AA1570=\"\",\"None\")","v":"None"},{"$f":"_xlfn.IFS(X1570=\"Functionality\",\"Low\",W1570=\"No\",\"Low\",Y1570>=2015,\"High\",Y1570>=1920,\"Low\",W1570=\"\",\"None\",W1570=\"Unknown\",\"None\")","v":"None"},{"$f":"_xlfn.IFS(H1570=\"LOW WATER CROSSING\",\"Unknown\",G1570=\"Natural\",\"None\",AM1570<AN1570,\"High\",AC1570=\"Functional\",\"Low\",AC1570=\"Non-Functional\",\"Low\",W1570=\"No\",\"Low\",W1570=\"Unknown\",\"None\",X1570=\"Deficiency\",\"None\",W1570=\"Yes\",\"High\",W1570=\"\",\"None\")","v":"None"},0,0,0,0,{"$f":"_xlfn.CONCAT(LEFT(H1570,3),\"-\")&IF(H1570=\"-\",0,COUNTIF($H$4:H1570,H1570))","v":"-0"},{"$f":"_xlfn.IFS($H1570<=0,\"-\",AS1570=1,_xlfn.CONCAT(\"FUN_NONDEF\",\"-DCON_\",LEFT(AQ1570,1),\"-FCON_\",LEFT(AR1570,1)),AT1570=1,_xlfn.CONCAT(\"FUN_DEF\",\"-DCON_\",LEFT(AQ1570,1),\"-FCON_\",LEFT(AR1570,1)),AU1570=1,_xlfn.CONCAT(\"NONFUN_NONDEF\",\"-DCON_\",LEFT(AQ1570,1),\"-FCON_\",LEFT(AR1570,1)),AV1570=1,_xlfn.CONCAT(\"NONFUN_DEF\",\"-DCON_\",LEFT(AQ1570,1),\"-FCON_\",LEFT(AR1570,1)),AS1570+AT1570+AU1570+AV1570<1,_xlfn.CONCAT(\"-\"))","v":"-"}]
[null,null,null,null,null,null,null,null,null,null,null,null,null,null,null,null,null,null,null,null,null,0,null,null,null,null,null,null,null,null,null,0,0,0,0,"Unknown",{"$f":"_xlfn.IFS(G1582=\"Natural\",0,H1582=\"\",0,H1582=\"COASTAL-CONSTRUCTED\",0,G1582=\"Constructed\",_xlfn.XLOOKUP($H1582,'Data Categories'!$U$4:$U$25,'Data Categories'!$V$4:V$25))","v":0},{"$f":"_xlfn.IFS(AK1582=\"\",0,AJ1582=\"Unknown\",0,AK1582>1,AK1582-AJ1582,AK1582=0,0)","v":0},{"$f":"_xlfn.IFS(Y1582=\"\",0,Y1582>1920,_xlfn.XLOOKUP($H1582,'Data Categories'!$AE$20:$AE$42,'Data Categories'!$AG$20:$AG$42,0))","v":0},{"$f":"_xlfn.IFS(Y1582=\"\",0,Y1582>0,(2025-Y1582))","v":0},{"$f":"_xlfn.IFS(Z1582=\"Non-Deficient\",\"Non-Deficient\",Z1582=\"Deficient\",\"Deficient\",AB1582=\"Deficient\",\"Deficient\",Z1582=\"Non-Deficient\",\"Non-Deficient\",AB1582=\"Non-Deficient\",\"Non-Deficient\",P1582=\"\",\"None\",AL1582<0,\"Deficient\",AL1582>10,\"Non-Deficient\")","v":"None"},{"$f":"_xlfn.IFS(H1582=\"LOW WATER CROSSING\",\"Non-Functional\",G1582=\"Natural\",\"Functional\",AA1582=\"Functional\",\"Functional\",AC1582=\"Functional\",\"Functional\",AA1582=\"Non-Functional\",\"Non-Functional\",AC1582=\"Non-Functional\",\"Non-Functional\",AA1582=\"Unknown\",\"Unknown\",AC1582=\"Unknown\",\"Unknown\",AA1582=\"\",\"None\")","v":"None"},{"$f":"_xlfn.IFS(X1582=\"Functionality\",\"Low\",W1582=\"No\",\"Low\",Y1582>=2015,\"High\",Y1582>=1920,\"Low\",W1582=\"\",\"None\",W1582=\"Unknown\",\"None\")","v":"None"},{"$f":"_xlfn.IFS(H1582=\"LOW WATER CROSSING\",\"Unknown\",G1582=\"Natural\",\"None\",AM1582<AN1582,\"High\",AC1582=\"Functional\",\"Low\",AC1582=\"Non-Functional\",\"Low\",W1582=\"No\",\"Low\",W1582=\"Unknown\",\"None\",X1582=\"Deficiency\",\"None\",W1582=\"Yes\",\"High\",W1582=\"\",\"None\")","v":"None"},0,0,0,0,{"$f":"_xlfn.CONCAT(LEFT(H1582,3),\"-\")&IF(H1582=\"-\",0,COUNTIF($H$4:H1582,H1582))","v":"-0"},{"$f":"_xlfn.IFS($H1582<=0,\"-\",AS1582=1,_xlfn.CONCAT(\"FUN_NONDEF\",\"-DCON_\",LEFT(AQ1582,1),\"-FCON_\",LEFT(AR1582,1)),AT1582=1,_xlfn.CONCAT(\"FUN_DEF\",\"-DCON_\",LEFT(AQ1582,1),\"-FCON_\",LEFT(AR1582,1)),AU1582=1,_xlfn.CONCAT(\"NONFUN_NONDEF\",\"-DCON_\",LEFT(AQ1582,1),\"-FCON_\",LEFT(AR1582,1)),AV1582=1,_xlfn.CONCAT(\"NONFUN_DEF\",\"-DCON_\",LEFT(AQ1582,1),\"-FCON_\",LEFT(AR1582,1)),AS1582+AT1582+AU1582+AV1582<1,_xlfn.CONCAT(\"-\"))","v":"-"}]
[null,null,null,null,null,null,null,null,null,null,null,null,null,null,null,null,null,null,null,null,null,0,null,null,null,null,null,null,null,null,null,0,0,0,0,"Unknown",{"$f":"_xlfn.IFS(G1589=\"Natural\",0,H1589=\"\",0,H1589=\"COASTAL-CONSTRUCTED\",0,G1589=\"Constructed\",_xlfn.XLOOKUP($H1589,'Data Categories'!$U$4:$U$25,'Data Categories'!$V$4:V$25))","v":0},{"$f":"_xlfn.IFS(AK1589=\"\",0,AJ1589=\"Unknown\",0,AK1589>1,AK1589-AJ1589,AK1589=0,0)","v":0},{"$f":"_xlfn.IFS(Y1589=\"\",0,Y1589>1920,_xlfn.XLOOKUP($H1589,'Data Categories'!$AE$20:$AE$42,'Data Categories'!$AG$20:$AG$42,0))","v":0},{"$f":"_xlfn.IFS(Y1589=\"\",0,Y1589>0,(2025-Y1589))","v":0},{"$f":"_xlfn.IFS(Z1589=\"Non-Deficient\",\"Non-Deficient\",Z1589=\"Deficient\",\"Deficient\",AB1589=\"Deficient\",\"Deficient\",Z1589=\"Non-Deficient\",\"Non-Deficient\",AB1589=\"Non-Deficient\",\"Non-Deficient\",P1589=\"\",\"None\",AL1589<0,\"Deficient\",AL1589>10,\"Non-Deficient\")","v":"None"},{"$f":"_xlfn.IFS(H1589=\"LOW WATER CROSSING\",\"Non-Functional\",G1589=\"Natural\",\"Functional\",AA1589=\"Functional\",\"Functional\",AC1589=\"Functional\",\"Functional\",AA1589=\"Non-Functional\",\"Non-Functional\",AC1589=\"Non-Functional\",\"Non-Functional\",AA1589=\"Unknown\",\"Unknown\",AC1589=\"Unknown\",\"Unknown\",AA1589=\"\",\"None\")","v":"None"},{"$f":"_xlfn.IFS(X1589=\"Functionality\",\"Low\",W1589=\"No\",\"Low\",Y1589>=2015,\"High\",Y1589>=1920,\"Low\",W1589=\"\",\"None\",W1589=\"Unknown\",\"None\")","v":"None"},{"$f":"_xlfn.IFS(H1589=\"LOW WATER CROSSING\",\"Unknown\",G1589=\"Natural\",\"None\",AM1589<AN1589,\"High\",AC1589=\"Functional\",\"Low\",AC1589=\"Non-Functional\",\"Low\",W1589=\"No\",\"Low\",W1589=\"Unknown\",\"None\",X1589=\"Deficiency\",\"None\",W1589=\"Yes\",\"High\",W1589=\"\",\"None\")","v":"None"},0,0,0,0,{"$f":"_xlfn.CONCAT(LEFT(H1589,3),\"-\")&IF(H1589=\"-\",0,COUNTIF($H$4:H1589,H1589))","v":"-0"},{"$f":"_xlfn.IFS($H1589<=0,\"-\",AS1589=1,_xlfn.CONCAT(\"FUN_NONDEF\",\"-DCON_\",LEFT(AQ1589,1),\"-FCON_\",LEFT(AR1589,1)),AT1589=1,_xlfn.CONCAT(\"FUN_DEF\",\"-DCON_\",LEFT(AQ1589,1),\"-FCON_\",LEFT(AR1589,1)),AU1589=1,_xlfn.CONCAT(\"NONFUN_NONDEF\",\"-DCON_\",LEFT(AQ1589,1),\"-FCON_\",LEFT(AR1589,1)),AV1589=1,_xlfn.CONCAT(\"NONFUN_DEF\",\"-DCON_\",LEFT(AQ1589,1),\"-FCON_\",LEFT(AR1589,1)),AS1589+AT1589+AU1589+AV1589<1,_xlfn.CONCAT(\"-\"))","v":"-"}]
[null,null,null,null,null,null,null,null,null,null,null,null,null,null,null,null,null,null,null,null,null,0,null,null,null,null,null,null,null,null,null,0,0,0,0,"Unknown",{"$f":"_xlfn.IFS(G1601=\"Natural\",0,H1601=\"\",0,H1601=\"COASTAL-CONSTRUCTED\",0,G1601=\"Constructed\",_xlfn.XLOOKUP($H1601,'Data Categories'!$U$4:$U$25,'Data Categories'!$V$4:V$25))","v":0},{"$f":"_xlfn.IFS(AK1601=\"\",0,AJ1601=\"Unknown\",0,AK1601>1,AK1601-AJ1601,AK1601=0,0)","v":0},{"$f":"_xlfn.IFS(Y1601=\"\",0,Y1601>1920,_xlfn.XLOOKUP($H1601,'Data Categories'!$AE$20:$AE$42,'Data Categories'!$AG$20:$AG$42,0))","v":0},{"$f":"_xlfn.IFS(Y1601=\"\",0,Y1601>0,(2025-Y1601))","v":0},{"$f":"_xlfn.IFS(Z1601=\"Non-Deficient\",\"Non-Deficient\",Z1601=\"Deficient\",\"Deficient\",AB1601=\"Deficient\",\"Deficient\",Z1601=\"Non-Deficient\",\"Non-Deficient\",AB1601=\"Non-Deficient\",\"Non-Deficient\",P1601=\"\",\"None\",AL1601<0,\"Deficient\",AL1601>10,\"Non-Deficient\")","v":"None"},{"$f":"_xlfn.IFS(H1601=\"LOW WATER CROSSING\",\"Non-Functional\",G1601=\"Natural\",\"Functional\",AA1601=\"Functional\",\"Functional\",AC1601=\"Functional\",\"Functional\",AA1601=\"Non-Functional\",\"Non-Functional\",AC1601=\"Non-Functional\",\"Non-Functional\",AA1601=\"Unknown\",\"Unknown\",AC1601=\"Unknown\",\"Unknown\",AA1601=\"\",\"None\")","v":"None"},{"$f":"_xlfn.IFS(X1601=\"Functionality\",\"Low\",W1601=\"No\",\"Low\",Y1601>=2015,\"High\",Y1601>=1920,\"Low\",W1601=\"\",\"None\",W1601=\"Unknown\",\"None\")","v":"None"},{"$f":"_xlfn.IFS(H1601=\"LOW WATER CROSSING\",\"Unknown\",G1601=\"Natural\",\"None\",AM1601<AN1601,\"High\",AC1601=\"Functional\",\"Low\",AC1601=\"Non-Functional\",\"Low\",W1601=\"No\",\"Low\",W1601=\"Unknown\",\"None\",X1601=\"Deficiency\",\"None\",W1601=\"Yes\",\"High\",W1601=\"\",\"None\")","v":"None"},0,0,0,0,{"$f":"_xlfn.CONCAT(LEFT(H1601,3),\"-\")&IF(H1601=\"-\",0,COUNTIF($H$4:H1601,H1601))","v":"-0"},{"$f":"_xlfn.IFS($H1601<=0,\"-\",AS1601=1,_xlfn.CONCAT(\"FUN_NONDEF\",\"-DCON_\",LEFT(AQ1601,1),\"-FCON_\",LEFT(AR1601,1)),AT1601=1,_xlfn.CONCAT(\"FUN_DEF\",\"-DCON_\",LEFT(AQ1601,1),\"-FCON_\",LEFT(AR1601,1)),AU1601=1,_xlfn.CONCAT(\"NONFUN_NONDEF\",\"-DCON_\",LEFT(AQ1601,1),\"-FCON_\",LEFT(AR1601,1)),AV1601=1,_xlfn.CONCAT(\"NONFUN_DEF\",\"-DCON_\",LEFT(AQ1601,1),\"-FCON_\",LEFT(AR1601,1)),AS1601+AT1601+AU1601+AV1601<1,_xlfn.CONCAT(\"-\"))","v":"-"}]
[null,null,null,null,null,null,null,null,null,null,null,null,null,null,null,null,null,null,null,null,null,0,null,null,null,null,null,null,null,null,null,0,0,0,0,"Unknown",{"$f":"_xlfn.IFS(G1607=\"Natural\",0,H1607=\"\",0,H1607=\"COASTAL-CONSTRUCTED\",0,G1607=\"Constructed\",_xlfn.XLOOKUP($H1607,'Data Categories'!$U$4:$U$25,'Data Categories'!$V$4:V$25))","v":0},{"$f":"_xlfn.IFS(AK1607=\"\",0,AJ1607=\"Unknown\",0,AK1607>1,AK1607-AJ1607,AK1607=0,0)","v":0},{"$f":"_xlfn.IFS(Y1607=\"\",0,Y1607>1920,_xlfn.XLOOKUP($H1607,'Data Categories'!$AE$20:$AE$42,'Data Categories'!$AG$20:$AG$42,0))","v":0},{"$f":"_xlfn.IFS(Y1607=\"\",0,Y1607>0,(2025-Y1607))","v":0},{"$f":"_xlfn.IFS(Z1607=\"Non-Deficient\",\"Non-Deficient\",Z1607=\"Deficient\",\"Deficient\",AB1607=\"Deficient\",\"Deficient\",Z1607=\"Non-Deficient\",\"Non-Deficient\",AB1607=\"Non-Deficient\",\"Non-Deficient\",P1607=\"\",\"None\",AL1607<0,\"Deficient\",AL1607>10,\"Non-Deficient\")","v":"None"},{"$f":"_xlfn.IFS(H1607=\"LOW WATER CROSSING\",\"Non-Functional\",G1607=\"Natural\",\"Functional\",AA1607=\"Functional\",\"Functional\",AC1607=\"Functional\",\"Functional\",AA1607=\"Non-Functional\",\"Non-Functional\",AC1607=\"Non-Functional\",\"Non-Functional\",AA1607=\"Unknown\",\"Unknown\",AC1607=\"Unknown\",\"Unknown\",AA1607=\"\",\"None\")","v":"None"},{"$f":"_xlfn.IFS(X1607=\"Functionality\",\"Low\",W1607=\"No\",\"Low\",Y1607>=2015,\"High\",Y1607>=1920,\"Low\",W1607=\"\",\"None\",W1607=\"Unknown\",\"None\")","v":"None"},{"$f":"_xlfn.IFS(H1607=\"LOW WATER CROSSING\",\"Unknown\",G1607=\"Natural\",\"None\",AM1607<AN1607,\"High\",AC1607=\"Functional\",\"Low\",AC1607=\"Non-Functional\",\"Low\",W1607=\"No\",\"Low\",W1607=\"Unknown\",\"None\",X1607=\"Deficiency\",\"None\",W1607=\"Yes\",\"High\",W1607=\"\",\"None\")","v":"None"},0,0,0,0,{"$f":"_xlfn.CONCAT(LEFT(H1607,3),\"-\")&IF(H1607=\"-\",0,COUNTIF($H$4:H1607,H1607))","v":"-0"},{"$f":"_xlfn.IFS($H1607<=0,\"-\",AS1607=1,_xlfn.CONCAT(\"FUN_NONDEF\",\"-DCON_\",LEFT(AQ1607,1),\"-FCON_\",LEFT(AR1607,1)),AT1607=1,_xlfn.CONCAT(\"FUN_DEF\",\"-DCON_\",LEFT(AQ1607,1),\"-FCON_\",LEFT(AR1607,1)),AU1607=1,_xlfn.CONCAT(\"NONFUN_NONDEF\",\"-DCON_\",LEFT(AQ1607,1),\"-FCON_\",LEFT(AR1607,1)),AV1607=1,_xlfn.CONCAT(\"NONFUN_DEF\",\"-DCON_\",LEFT(AQ1607,1),\"-FCON_\",LEFT(AR1607,1)),AS1607+AT1607+AU1607+AV1607<1,_xlfn.CONCAT(\"-\"))","v":"-"}]
[null,null,null,null,null,null,null,null,null,null,null,null,null,null,null,null,null,null,null,null,null,0,null,null,null,null,null,null,null,null,null,0,0,0,0,"Unknown",{"$f":"_xlfn.IFS(G1619=\"Natural\",0,H1619=\"\",0,H1619=\"COASTAL-CONSTRUCTED\",0,G1619=\"Constructed\",_xlfn.XLOOKUP($H1619,'Data Categories'!$U$4:$U$25,'Data Categories'!$V$4:V$25))","v":0},{"$f":"_xlfn.IFS(AK1619=\"\",0,AJ1619=\"Unknown\",0,AK1619>1,AK1619-AJ1619,AK1619=0,0)","v":0},{"$f":"_xlfn.IFS(Y1619=\"\",0,Y1619>1920,_xlfn.XLOOKUP($H1619,'Data Categories'!$AE$20:$AE$42,'Data Categories'!$AG$20:$AG$42,0))","v":0},{"$f":"_xlfn.IFS(Y1619=\"\",0,Y1619>0,(2025-Y1619))","v":0},{"$f":"_xlfn.IFS(Z1619=\"Non-Deficient\",\"Non-Deficient\",Z1619=\"Deficient\",\"Deficient\",AB1619=\"Deficient\",\"Deficient\",Z1619=\"Non-Deficient\",\"Non-Deficient\",AB1619=\"Non-Deficient\",\"Non-Deficient\",P1619=\"\",\"None\",AL1619<0,\"Deficient\",AL1619>10,\"Non-Deficient\")","v":"None"},{"$f":"_xlfn.IFS(H1619=\"LOW WATER CROSSING\",\"Non-Functional\",G1619=\"Natural\",\"Functional\",AA1619=\"Functional\",\"Functional\",AC1619=\"Functional\",\"Functional\",AA1619=\"Non-Functional\",\"Non-Functional\",AC1619=\"Non-Functional\",\"Non-Functional\",AA1619=\"Unknown\",\"Unknown\",AC1619=\"Unknown\",\"Unknown\",AA1619=\"\",\"None\")","v":"None"},{"$f":"_xlfn.IFS(X1619=\"Functionality\",\"Low\",W1619=\"No\",\"Low\",Y1619>=2015,\"High\",Y1619>=1920,\"Low\",W1619=\"\",\"None\",W1619=\"Unknown\",\"None\")","v":"None"},{"$f":"_xlfn.IFS(H1619=\"LOW WATER CROSSING\",\"Unknown\",G1619=\"Natural\",\"None\",AM1619<AN1619,\"High\",AC1619=\"Functional\",\"Low\",AC1619=\"Non-Functional\",\"Low\",W1619=\"No\",\"Low\",W1619=\"Unknown\",\"None\",X1619=\"Deficiency\",\"None\",W1619=\"Yes\",\"High\",W1619=\"\",\"None\")","v":"None"},0,0,0,0,{"$f":"_xlfn.CONCAT(LEFT(H1619,3),\"-\")&IF(H1619=\"-\",0,COUNTIF($H$4:H1619,H1619))","v":"-0"},{"$f":"_xlfn.IFS($H1619<=0,\"-\",AS1619=1,_xlfn.CONCAT(\"FUN_NONDEF\",\"-DCON_\",LEFT(AQ1619,1),\"-FCON_\",LEFT(AR1619,1)),AT1619=1,_xlfn.CONCAT(\"FUN_DEF\",\"-DCON_\",LEFT(AQ1619,1),\"-FCON_\",LEFT(AR1619,1)),AU1619=1,_xlfn.CONCAT(\"NONFUN_NONDEF\",\"-DCON_\",LEFT(AQ1619,1),\"-FCON_\",LEFT(AR1619,1)),AV1619=1,_xlfn.CONCAT(\"NONFUN_DEF\",\"-DCON_\",LEFT(AQ1619,1),\"-FCON_\",LEFT(AR1619,1)),AS1619+AT1619+AU1619+AV1619<1,_xlfn.CONCAT(\"-\"))","v":"-"}]
[null,null,null,null,null,null,null,null,null,null,null,null,null,null,null,null,null,null,null,null,null,0,null,null,null,null,null,null,null,null,null,0,0,0,0,"Unknown",{"$f":"_xlfn.IFS(G1622=\"Natural\",0,H1622=\"\",0,H1622=\"COASTAL-CONSTRUCTED\",0,G1622=\"Constructed\",_xlfn.XLOOKUP($H1622,'Data Categories'!$U$4:$U$25,'Data Categories'!$V$4:V$25))","v":0},{"$f":"_xlfn.IFS(AK1622=\"\",0,AJ1622=\"Unknown\",0,AK1622>1,AK1622-AJ1622,AK1622=0,0)","v":0},{"$f":"_xlfn.IFS(Y1622=\"\",0,Y1622>1920,_xlfn.XLOOKUP($H1622,'Data Categories'!$AE$20:$AE$42,'Data Categories'!$AG$20:$AG$42,0))","v":0},{"$f":"_xlfn.IFS(Y1622=\"\",0,Y1622>0,(2025-Y1622))","v":0},{"$f":"_xlfn.IFS(Z1622=\"Non-Deficient\",\"Non-Deficient\",Z1622=\"Deficient\",\"Deficient\",AB1622=\"Deficient\",\"Deficient\",Z1622=\"Non-Deficient\",\"Non-Deficient\",AB1622=\"Non-Deficient\",\"Non-Deficient\",P1622=\"\",\"None\",AL1622<0,\"Deficient\",AL1622>10,\"Non-Deficient\")","v":"None"},{"$f":"_xlfn.IFS(H1622=\"LOW WATER CROSSING\",\"Non-Functional\",G1622=\"Natural\",\"Functional\",AA1622=\"Functional\",\"Functional\",AC1622=\"Functional\",\"Functional\",AA1622=\"Non-Functional\",\"Non-Functional\",AC1622=\"Non-Functional\",\"Non-Functional\",AA1622=\"Unknown\",\"Unknown\",AC1622=\"Unknown\",\"Unknown\",AA1622=\"\",\"None\")","v":"None"},{"$f":"_xlfn.IFS(X1622=\"Functionality\",\"Low\",W1622=\"No\",\"Low\",Y1622>=2015,\"High\",Y1622>=1920,\"Low\",W1622=\"\",\"None\",W1622=\"Unknown\",\"None\")","v":"None"},{"$f":"_xlfn.IFS(H1622=\"LOW WATER CROSSING\",\"Unknown\",G1622=\"Natural\",\"None\",AM1622<AN1622,\"High\",AC1622=\"Functional\",\"Low\",AC1622=\"Non-Functional\",\"Low\",W1622=\"No\",\"Low\",W1622=\"Unknown\",\"None\",X1622=\"Deficiency\",\"None\",W1622=\"Yes\",\"High\",W1622=\"\",\"None\")","v":"None"},0,0,0,0,{"$f":"_xlfn.CONCAT(LEFT(H1622,3),\"-\")&IF(H1622=\"-\",0,COUNTIF($H$4:H1622,H1622))","v":"-0"},{"$f":"_xlfn.IFS($H1622<=0,\"-\",AS1622=1,_xlfn.CONCAT(\"FUN_NONDEF\",\"-DCON_\",LEFT(AQ1622,1),\"-FCON_\",LEFT(AR1622,1)),AT1622=1,_xlfn.CONCAT(\"FUN_DEF\",\"-DCON_\",LEFT(AQ1622,1),\"-FCON_\",LEFT(AR1622,1)),AU1622=1,_xlfn.CONCAT(\"NONFUN_NONDEF\",\"-DCON_\",LEFT(AQ1622,1),\"-FCON_\",LEFT(AR1622,1)),AV1622=1,_xlfn.CONCAT(\"NONFUN_DEF\",\"-DCON_\",LEFT(AQ1622,1),\"-FCON_\",LEFT(AR1622,1)),AS1622+AT1622+AU1622+AV1622<1,_xlfn.CONCAT(\"-\"))","v":"-"}]
[null,null,null,null,null,null,null,null,null,null,null,null,null,null,null,null,null,null,null,null,null,0,null,null,null,null,null,null,null,null,null,0,0,0,0,"Unknown",{"$f":"_xlfn.IFS(G1632=\"Natural\",0,H1632=\"\",0,H1632=\"COASTAL-CONSTRUCTED\",0,G1632=\"Constructed\",_xlfn.XLOOKUP($H1632,'Data Categories'!$U$4:$U$25,'Data Categories'!$V$4:V$25))","v":0},{"$f":"_xlfn.IFS(AK1632=\"\",0,AJ1632=\"Unknown\",0,AK1632>1,AK1632-AJ1632,AK1632=0,0)","v":0},{"$f":"_xlfn.IFS(Y1632=\"\",0,Y1632>1920,_xlfn.XLOOKUP($H1632,'Data Categories'!$AE$20:$AE$42,'Data Categories'!$AG$20:$AG$42,0))","v":0},{"$f":"_xlfn.IFS(Y1632=\"\",0,Y1632>0,(2025-Y1632))","v":0},{"$f":"_xlfn.IFS(Z1632=\"Non-Deficient\",\"Non-Deficient\",Z1632=\"Deficient\",\"Deficient\",AB1632=\"Deficient\",\"Deficient\",Z1632=\"Non-Deficient\",\"Non-Deficient\",AB1632=\"Non-Deficient\",\"Non-Deficient\",P1632=\"\",\"None\",AL1632<0,\"Deficient\",AL1632>10,\"Non-Deficient\")","v":"None"},{"$f":"_xlfn.IFS(H1632=\"LOW WATER CROSSING\",\"Non-Functional\",G1632=\"Natural\",\"Functional\",AA1632=\"Functional\",\"Functional\",AC1632=\"Functional\",\"Functional\",AA1632=\"Non-Functional\",\"Non-Functional\",AC1632=\"Non-Functional\",\"Non-Functional\",AA1632=\"Unknown\",\"Unknown\",AC1632=\"Unknown\",\"Unknown\",AA1632=\"\",\"None\")","v":"None"},{"$f":"_xlfn.IFS(X1632=\"Functionality\",\"Low\",W1632=\"No\",\"Low\",Y1632>=2015,\"High\",Y1632>=1920,\"Low\",W1632=\"\",\"None\",W1632=\"Unknown\",\"None\")","v":"None"},{"$f":"_xlfn.IFS(H1632=\"LOW WATER CROSSING\",\"Unknown\",G1632=\"Natural\",\"None\",AM1632<AN1632,\"High\",AC1632=\"Functional\",\"Low\",AC1632=\"Non-Functional\",\"Low\",W1632=\"No\",\"Low\",W1632=\"Unknown\",\"None\",X1632=\"Deficiency\",\"None\",W1632=\"Yes\",\"High\",W1632=\"\",\"None\")","v":"None"},0,0,0,0,{"$f":"_xlfn.CONCAT(LEFT(H1632,3),\"-\")&IF(H1632=\"-\",0,COUNTIF($H$4:H1632,H1632))","v":"-0"},{"$f":"_xlfn.IFS($H1632<=0,\"-\",AS1632=1,_xlfn.CONCAT(\"FUN_NONDEF\",\"-DCON_\",LEFT(AQ1632,1),\"-FCON_\",LEFT(AR1632,1)),AT1632=1,_xlfn.CONCAT(\"FUN_DEF\",\"-DCON_\",LEFT(AQ1632,1),\"-FCON_\",LEFT(AR1632,1)),AU1632=1,_xlfn.CONCAT(\"NONFUN_NONDEF\",\"-DCON_\",LEFT(AQ1632,1),\"-FCON_\",LEFT(AR1632,1)),AV1632=1,_xlfn.CONCAT(\"NONFUN_DEF\",\"-DCON_\",LEFT(AQ1632,1),\"-FCON_\",LEFT(AR1632,1)),AS1632+AT1632+AU1632+AV1632<1,_xlfn.CONCAT(\"-\"))","v":"-"}]
[null,null,null,null,null,null,null,null,null,null,null,null,null,null,null,null,null,null,null,null,null,0,null,null,null,null,null,null,null,null,null,0,0,0,0,"Unknown",{"$f":"_xlfn.IFS(G1640=\"Natural\",0,H1640=\"\",0,H1640=\"COASTAL-CONSTRUCTED\",0,G1640=\"Constructed\",_xlfn.XLOOKUP($H1640,'Data Categories'!$U$4:$U$25,'Data Categories'!$V$4:V$25))","v":0},{"$f":"_xlfn.IFS(AK1640=\"\",0,AJ1640=\"Unknown\",0,AK1640>1,AK1640-AJ1640,AK1640=0,0)","v":0},{"$f":"_xlfn.IFS(Y1640=\"\",0,Y1640>1920,_xlfn.XLOOKUP($H1640,'Data Categories'!$AE$20:$AE$42,'Data Categories'!$AG$20:$AG$42,0))","v":0},{"$f":"_xlfn.IFS(Y1640=\"\",0,Y1640>0,(2025-Y1640))","v":0},{"$f":"_xlfn.IFS(Z1640=\"Non-Deficient\",\"Non-Deficient\",Z1640=\"Deficient\",\"Deficient\",AB1640=\"Deficient\",\"Deficient\",Z1640=\"Non-Deficient\",\"Non-Deficient\",AB1640=\"Non-Deficient\",\"Non-Deficient\",P1640=\"\",\"None\",AL1640<0,\"Deficient\",AL1640>10,\"Non-Deficient\")","v":"None"},{"$f":"_xlfn.IFS(H1640=\"LOW WATER CROSSING\",\"Non-Functional\",G1640=\"Natural\",\"Functional\",AA1640=\"Functional\",\"Functional\",AC1640=\"Functional\",\"Functional\",AA1640=\"Non-Functional\",\"Non-Functional\",AC1640=\"Non-Functional\",\"Non-Functional\",AA1640=\"Unknown\",\"Unknown\",AC1640=\"Unknown\",\"Unknown\",AA1640=\"\",\"None\")","v":"None"},{"$f":"_xlfn.IFS(X1640=\"Functionality\",\"Low\",W1640=\"No\",\"Low\",Y1640>=2015,\"High\",Y1640>=1920,\"Low\",W1640=\"\",\"None\",W1640=\"Unknown\",\"None\")","v":"None"},{"$f":"_xlfn.IFS(H1640=\"LOW WATER CROSSING\",\"Unknown\",G1640=\"Natural\",\"None\",AM1640<AN1640,\"High\",AC1640=\"Functional\",\"Low\",AC1640=\"Non-Functional\",\"Low\",W1640=\"No\",\"Low\",W1640=\"Unknown\",\"None\",X1640=\"Deficiency\",\"None\",W1640=\"Yes\",\"High\",W1640=\"\",\"None\")","v":"None"},0,0,0,0,{"$f":"_xlfn.CONCAT(LEFT(H1640,3),\"-\")&IF(H1640=\"-\",0,COUNTIF($H$4:H1640,H1640))","v":"-0"},{"$f":"_xlfn.IFS($H1640<=0,\"-\",AS1640=1,_xlfn.CONCAT(\"FUN_NONDEF\",\"-DCON_\",LEFT(AQ1640,1),\"-FCON_\",LEFT(AR1640,1)),AT1640=1,_xlfn.CONCAT(\"FUN_DEF\",\"-DCON_\",LEFT(AQ1640,1),\"-FCON_\",LEFT(AR1640,1)),AU1640=1,_xlfn.CONCAT(\"NONFUN_NONDEF\",\"-DCON_\",LEFT(AQ1640,1),\"-FCON_\",LEFT(AR1640,1)),AV1640=1,_xlfn.CONCAT(\"NONFUN_DEF\",\"-DCON_\",LEFT(AQ1640,1),\"-FCON_\",LEFT(AR1640,1)),AS1640+AT1640+AU1640+AV1640<1,_xlfn.CONCAT(\"-\"))","v":"-"}]
[null,null,null,null,null,null,null,null,null,null,null,null,null,null,null,null,null,null,null,null,null,0,null,null,null,null,null,null,null,null,null,0,0,0,0,"Unknown",{"$f":"_xlfn.IFS(G1647=\"Natural\",0,H1647=\"\",0,H1647=\"COASTAL-CONSTRUCTED\",0,G1647=\"Constructed\",_xlfn.XLOOKUP($H1647,'Data Categories'!$U$4:$U$25,'Data Categories'!$V$4:V$25))","v":0},{"$f":"_xlfn.IFS(AK1647=\"\",0,AJ1647=\"Unknown\",0,AK1647>1,AK1647-AJ1647,AK1647=0,0)","v":0},{"$f":"_xlfn.IFS(Y1647=\"\",0,Y1647>1920,_xlfn.XLOOKUP($H1647,'Data Categories'!$AE$20:$AE$42,'Data Categories'!$AG$20:$AG$42,0))","v":0},{"$f":"_xlfn.IFS(Y1647=\"\",0,Y1647>0,(2025-Y1647))","v":0},{"$f":"_xlfn.IFS(Z1647=\"Non-Deficient\",\"Non-Deficient\",Z1647=\"Deficient\",\"Deficient\",AB1647=\"Deficient\",\"Deficient\",Z1647=\"Non-Deficient\",\"Non-Deficient\",AB1647=\"Non-Deficient\",\"Non-Deficient\",P1647=\"\",\"None\",AL1647<0,\"Deficient\",AL1647>10,\"Non-Deficient\")","v":"None"},{"$f":"_xlfn.IFS(H1647=\"LOW WATER CROSSING\",\"Non-Functional\",G1647=\"Natural\",\"Functional\",AA1647=\"Functional\",\"Functional\",AC1647=\"Functional\",\"Functional\",AA1647=\"Non-Functional\",\"Non-Functional\",AC1647=\"Non-Functional\",\"Non-Functional\",AA1647=\"Unknown\",\"Unknown\",AC1647=\"Unknown\",\"Unknown\",AA1647=\"\",\"None\")","v":"None"},{"$f":"_xlfn.IFS(X1647=\"Functionality\",\"Low\",W1647=\"No\",\"Low\",Y1647>=2015,\"High\",Y1647>=1920,\"Low\",W1647=\"\",\"None\",W1647=\"Unknown\",\"None\")","v":"None"},{"$f":"_xlfn.IFS(H1647=\"LOW WATER CROSSING\",\"Unknown\",G1647=\"Natural\",\"None\",AM1647<AN1647,\"High\",AC1647=\"Functional\",\"Low\",AC1647=\"Non-Functional\",\"Low\",W1647=\"No\",\"Low\",W1647=\"Unknown\",\"None\",X1647=\"Deficiency\",\"None\",W1647=\"Yes\",\"High\",W1647=\"\",\"None\")","v":"None"},0,0,0,0,{"$f":"_xlfn.CONCAT(LEFT(H1647,3),\"-\")&IF(H1647=\"-\",0,COUNTIF($H$4:H1647,H1647))","v":"-0"},{"$f":"_xlfn.IFS($H1647<=0,\"-\",AS1647=1,_xlfn.CONCAT(\"FUN_NONDEF\",\"-DCON_\",LEFT(AQ1647,1),\"-FCON_\",LEFT(AR1647,1)),AT1647=1,_xlfn.CONCAT(\"FUN_DEF\",\"-DCON_\",LEFT(AQ1647,1),\"-FCON_\",LEFT(AR1647,1)),AU1647=1,_xlfn.CONCAT(\"NONFUN_NONDEF\",\"-DCON_\",LEFT(AQ1647,1),\"-FCON_\",LEFT(AR1647,1)),AV1647=1,_xlfn.CONCAT(\"NONFUN_DEF\",\"-DCON_\",LEFT(AQ1647,1),\"-FCON_\",LEFT(AR1647,1)),AS1647+AT1647+AU1647+AV1647<1,_xlfn.CONCAT(\"-\"))","v":"-"}]
[null,null,null,null,null,null,null,null,null,null,null,null,null,null,null,null,null,null,null,null,null,0,null,null,null,null,null,null,null,null,null,0,0,0,0,"Unknown",{"$f":"_xlfn.IFS(G1659=\"Natural\",0,H1659=\"\",0,H1659=\"COASTAL-CONSTRUCTED\",0,G1659=\"Constructed\",_xlfn.XLOOKUP($H1659,'Data Categories'!$U$4:$U$25,'Data Categories'!$V$4:V$25))","v":0},{"$f":"_xlfn.IFS(AK1659=\"\",0,AJ1659=\"Unknown\",0,AK1659>1,AK1659-AJ1659,AK1659=0,0)","v":0},{"$f":"_xlfn.IFS(Y1659=\"\",0,Y1659>1920,_xlfn.XLOOKUP($H1659,'Data Categories'!$AE$20:$AE$42,'Data Categories'!$AG$20:$AG$42,0))","v":0},{"$f":"_xlfn.IFS(Y1659=\"\",0,Y1659>0,(2025-Y1659))","v":0},{"$f":"_xlfn.IFS(Z1659=\"Non-Deficient\",\"Non-Deficient\",Z1659=\"Deficient\",\"Deficient\",AB1659=\"Deficient\",\"Deficient\",Z1659=\"Non-Deficient\",\"Non-Deficient\",AB1659=\"Non-Deficient\",\"Non-Deficient\",P1659=\"\",\"None\",AL1659<0,\"Deficient\",AL1659>10,\"Non-Deficient\")","v":"None"},{"$f":"_xlfn.IFS(H1659=\"LOW WATER CROSSING\",\"Non-Functional\",G1659=\"Natural\",\"Functional\",AA1659=\"Functional\",\"Functional\",AC1659=\"Functional\",\"Functional\",AA1659=\"Non-Functional\",\"Non-Functional\",AC1659=\"Non-Functional\",\"Non-Functional\",AA1659=\"Unknown\",\"Unknown\",AC1659=\"Unknown\",\"Unknown\",AA1659=\"\",\"None\")","v":"None"},{"$f":"_xlfn.IFS(X1659=\"Functionality\",\"Low\",W1659=\"No\",\"Low\",Y1659>=2015,\"High\",Y1659>=1920,\"Low\",W1659=\"\",\"None\",W1659=\"Unknown\",\"None\")","v":"None"},{"$f":"_xlfn.IFS(H1659=\"LOW WATER CROSSING\",\"Unknown\",G1659=\"Natural\",\"None\",AM1659<AN1659,\"High\",AC1659=\"Functional\",\"Low\",AC1659=\"Non-Functional\",\"Low\",W1659=\"No\",\"Low\",W1659=\"Unknown\",\"None\",X1659=\"Deficiency\",\"None\",W1659=\"Yes\",\"High\",W1659=\"\",\"None\")","v":"None"},0,0,0,0,{"$f":"_xlfn.CONCAT(LEFT(H1659,3),\"-\")&IF(H1659=\"-\",0,COUNTIF($H$4:H1659,H1659))","v":"-0"},{"$f":"_xlfn.IFS($H1659<=0,\"-\",AS1659=1,_xlfn.CONCAT(\"FUN_NONDEF\",\"-DCON_\",LEFT(AQ1659,1),\"-FCON_\",LEFT(AR1659,1)),AT1659=1,_xlfn.CONCAT(\"FUN_DEF\",\"-DCON_\",LEFT(AQ1659,1),\"-FCON_\",LEFT(AR1659,1)),AU1659=1,_xlfn.CONCAT(\"NONFUN_NONDEF\",\"-DCON_\",LEFT(AQ1659,1),\"-FCON_\",LEFT(AR1659,1)),AV1659=1,_xlfn.CONCAT(\"NONFUN_DEF\",\"-DCON_\",LEFT(AQ1659,1),\"-FCON_\",LEFT(AR1659,1)),AS1659+AT1659+AU1659+AV1659<1,_xlfn.CONCAT(\"-\"))","v":"-"}]
[null,null,null,null,null,null,null,null,null,null,null,null,null,null,null,null,null,null,null,null,null,0,null,null,null,null,null,null,null,null,null,0,0,0,0,"Unknown",{"$f":"_xlfn.IFS(G1671=\"Natural\",0,H1671=\"\",0,H1671=\"COASTAL-CONSTRUCTED\",0,G1671=\"Constructed\",_xlfn.XLOOKUP($H1671,'Data Categories'!$U$4:$U$25,'Data Categories'!$V$4:V$25))","v":0},{"$f":"_xlfn.IFS(AK1671=\"\",0,AJ1671=\"Unknown\",0,AK1671>1,AK1671-AJ1671,AK1671=0,0)","v":0},{"$f":"_xlfn.IFS(Y1671=\"\",0,Y1671>1920,_xlfn.XLOOKUP($H1671,'Data Categories'!$AE$20:$AE$42,'Data Categories'!$AG$20:$AG$42,0))","v":0},{"$f":"_xlfn.IFS(Y1671=\"\",0,Y1671>0,(2025-Y1671))","v":0},{"$f":"_xlfn.IFS(Z1671=\"Non-Deficient\",\"Non-Deficient\",Z1671=\"Deficient\",\"Deficient\",AB1671=\"Deficient\",\"Deficient\",Z1671=\"Non-Deficient\",\"Non-Deficient\",AB1671=\"Non-Deficient\",\"Non-Deficient\",P1671=\"\",\"None\",AL1671<0,\"Deficient\",AL1671>10,\"Non-Deficient\")","v":"None"},{"$f":"_xlfn.IFS(H1671=\"LOW WATER CROSSING\",\"Non-Functional\",G1671=\"Natural\",\"Functional\",AA1671=\"Functional\",\"Functional\",AC1671=\"Functional\",\"Functional\",AA1671=\"Non-Functional\",\"Non-Functional\",AC1671=\"Non-Functional\",\"Non-Functional\",AA1671=\"Unknown\",\"Unknown\",AC1671=\"Unknown\",\"Unknown\",AA1671=\"\",\"None\")","v":"None"},{"$f":"_xlfn.IFS(X1671=\"Functionality\",\"Low\",W1671=\"No\",\"Low\",Y1671>=2015,\"High\",Y1671>=1920,\"Low\",W1671=\"\",\"None\",W1671=\"Unknown\",\"None\")","v":"None"},{"$f":"_xlfn.IFS(H1671=\"LOW WATER CROSSING\",\"Unknown\",G1671=\"Natural\",\"None\",AM1671<AN1671,\"High\",AC1671=\"Functional\",\"Low\",AC1671=\"Non-Functional\",\"Low\",W1671=\"No\",\"Low\",W1671=\"Unknown\",\"None\",X1671=\"Deficiency\",\"None\",W1671=\"Yes\",\"High\",W1671=\"\",\"None\")","v":"None"},0,0,0,0,{"$f":"_xlfn.CONCAT(LEFT(H1671,3),\"-\")&IF(H1671=\"-\",0,COUNTIF($H$4:H1671,H1671))","v":"-0"},{"$f":"_xlfn.IFS($H1671<=0,\"-\",AS1671=1,_xlfn.CONCAT(\"FUN_NONDEF\",\"-DCON_\",LEFT(AQ1671,1),\"-FCON_\",LEFT(AR1671,1)),AT1671=1,_xlfn.CONCAT(\"FUN_DEF\",\"-DCON_\",LEFT(AQ1671,1),\"-FCON_\",LEFT(AR1671,1)),AU1671=1,_xlfn.CONCAT(\"NONFUN_NONDEF\",\"-DCON_\",LEFT(AQ1671,1),\"-FCON_\",LEFT(AR1671,1)),AV1671=1,_xlfn.CONCAT(\"NONFUN_DEF\",\"-DCON_\",LEFT(AQ1671,1),\"-FCON_\",LEFT(AR1671,1)),AS1671+AT1671+AU1671+AV1671<1,_xlfn.CONCAT(\"-\"))","v":"-"}]
[null,null,null,null,null,null,null,null,null,null,null,null,null,null,null,null,null,null,null,null,null,0,null,null,null,null,null,null,null,null,null,0,0,0,0,"Unknown",{"$f":"_xlfn.IFS(G1677=\"Natural\",0,H1677=\"\",0,H1677=\"COASTAL-CONSTRUCTED\",0,G1677=\"Constructed\",_xlfn.XLOOKUP($H1677,'Data Categories'!$U$4:$U$25,'Data Categories'!$V$4:V$25))","v":0},{"$f":"_xlfn.IFS(AK1677=\"\",0,AJ1677=\"Unknown\",0,AK1677>1,AK1677-AJ1677,AK1677=0,0)","v":0},{"$f":"_xlfn.IFS(Y1677=\"\",0,Y1677>1920,_xlfn.XLOOKUP($H1677,'Data Categories'!$AE$20:$AE$42,'Data Categories'!$AG$20:$AG$42,0))","v":0},{"$f":"_xlfn.IFS(Y1677=\"\",0,Y1677>0,(2025-Y1677))","v":0},{"$f":"_xlfn.IFS(Z1677=\"Non-Deficient\",\"Non-Deficient\",Z1677=\"Deficient\",\"Deficient\",AB1677=\"Deficient\",\"Deficient\",Z1677=\"Non-Deficient\",\"Non-Deficient\",AB1677=\"Non-Deficient\",\"Non-Deficient\",P1677=\"\",\"None\",AL1677<0,\"Deficient\",AL1677>10,\"Non-Deficient\")","v":"None"},{"$f":"_xlfn.IFS(H1677=\"LOW WATER CROSSING\",\"Non-Functional\",G1677=\"Natural\",\"Functional\",AA1677=\"Functional\",\"Functional\",AC1677=\"Functional\",\"Functional\",AA1677=\"Non-Functional\",\"Non-Functional\",AC1677=\"Non-Functional\",\"Non-Functional\",AA1677=\"Unknown\",\"Unknown\",AC1677=\"Unknown\",\"Unknown\",AA1677=\"\",\"None\")","v":"None"},{"$f":"_xlfn.IFS(X1677=\"Functionality\",\"Low\",W1677=\"No\",\"Low\",Y1677>=2015,\"High\",Y1677>=1920,\"Low\",W1677=\"\",\"None\",W1677=\"Unknown\",\"None\")","v":"None"},{"$f":"_xlfn.IFS(H1677=\"LOW WATER CROSSING\",\"Unknown\",G1677=\"Natural\",\"None\",AM1677<AN1677,\"High\",AC1677=\"Functional\",\"Low\",AC1677=\"Non-Functional\",\"Low\",W1677=\"No\",\"Low\",W1677=\"Unknown\",\"None\",X1677=\"Deficiency\",\"None\",W1677=\"Yes\",\"High\",W1677=\"\",\"None\")","v":"None"},0,0,0,0,{"$f":"_xlfn.CONCAT(LEFT(H1677,3),\"-\")&IF(H1677=\"-\",0,COUNTIF($H$4:H1677,H1677))","v":"-0"},{"$f":"_xlfn.IFS($H1677<=0,\"-\",AS1677=1,_xlfn.CONCAT(\"FUN_NONDEF\",\"-DCON_\",LEFT(AQ1677,1),\"-FCON_\",LEFT(AR1677,1)),AT1677=1,_xlfn.CONCAT(\"FUN_DEF\",\"-DCON_\",LEFT(AQ1677,1),\"-FCON_\",LEFT(AR1677,1)),AU1677=1,_xlfn.CONCAT(\"NONFUN_NONDEF\",\"-DCON_\",LEFT(AQ1677,1),\"-FCON_\",LEFT(AR1677,1)),AV1677=1,_xlfn.CONCAT(\"NONFUN_DEF\",\"-DCON_\",LEFT(AQ1677,1),\"-FCON_\",LEFT(AR1677,1)),AS1677+AT1677+AU1677+AV1677<1,_xlfn.CONCAT(\"-\"))","v":"-"}]
[null,null,null,null,null,null,null,null,null,null,null,null,null,null,null,null,null,null,null,null,null,0,null,null,null,null,null,null,null,null,null,0,0,0,0,"Unknown",{"$f":"_xlfn.IFS(G1689=\"Natural\",0,H1689=\"\",0,H1689=\"COASTAL-CONSTRUCTED\",0,G1689=\"Constructed\",_xlfn.XLOOKUP($H1689,'Data Categories'!$U$4:$U$25,'Data Categories'!$V$4:V$25))","v":0},{"$f":"_xlfn.IFS(AK1689=\"\",0,AJ1689=\"Unknown\",0,AK1689>1,AK1689-AJ1689,AK1689=0,0)","v":0},{"$f":"_xlfn.IFS(Y1689=\"\",0,Y1689>1920,_xlfn.XLOOKUP($H1689,'Data Categories'!$AE$20:$AE$42,'Data Categories'!$AG$20:$AG$42,0))","v":0},{"$f":"_xlfn.IFS(Y1689=\"\",0,Y1689>0,(2025-Y1689))","v":0},{"$f":"_xlfn.IFS(Z1689=\"Non-Deficient\",\"Non-Deficient\",Z1689=\"Deficient\",\"Deficient\",AB1689=\"Deficient\",\"Deficient\",Z1689=\"Non-Deficient\",\"Non-Deficient\",AB1689=\"Non-Deficient\",\"Non-Deficient\",P1689=\"\",\"None\",AL1689<0,\"Deficient\",AL1689>10,\"Non-Deficient\")","v":"None"},{"$f":"_xlfn.IFS(H1689=\"LOW WATER CROSSING\",\"Non-Functional\",G1689=\"Natural\",\"Functional\",AA1689=\"Functional\",\"Functional\",AC1689=\"Functional\",\"Functional\",AA1689=\"Non-Functional\",\"Non-Functional\",AC1689=\"Non-Functional\",\"Non-Functional\",AA1689=\"Unknown\",\"Unknown\",AC1689=\"Unknown\",\"Unknown\",AA1689=\"\",\"None\")","v":"None"},{"$f":"_xlfn.IFS(X1689=\"Functionality\",\"Low\",W1689=\"No\",\"Low\",Y1689>=2015,\"High\",Y1689>=1920,\"Low\",W1689=\"\",\"None\",W1689=\"Unknown\",\"None\")","v":"None"},{"$f":"_xlfn.IFS(H1689=\"LOW WATER CROSSING\",\"Unknown\",G1689=\"Natural\",\"None\",AM1689<AN1689,\"High\",AC1689=\"Functional\",\"Low\",AC1689=\"Non-Functional\",\"Low\",W1689=\"No\",\"Low\",W1689=\"Unknown\",\"None\",X1689=\"Deficiency\",\"None\",W1689=\"Yes\",\"High\",W1689=\"\",\"None\")","v":"None"},0,0,0,0,{"$f":"_xlfn.CONCAT(LEFT(H1689,3),\"-\")&IF(H1689=\"-\",0,COUNTIF($H$4:H1689,H1689))","v":"-0"},{"$f":"_xlfn.IFS($H1689<=0,\"-\",AS1689=1,_xlfn.CONCAT(\"FUN_NONDEF\",\"-DCON_\",LEFT(AQ1689,1),\"-FCON_\",LEFT(AR1689,1)),AT1689=1,_xlfn.CONCAT(\"FUN_DEF\",\"-DCON_\",LEFT(AQ1689,1),\"-FCON_\",LEFT(AR1689,1)),AU1689=1,_xlfn.CONCAT(\"NONFUN_NONDEF\",\"-DCON_\",LEFT(AQ1689,1),\"-FCON_\",LEFT(AR1689,1)),AV1689=1,_xlfn.CONCAT(\"NONFUN_DEF\",\"-DCON_\",LEFT(AQ1689,1),\"-FCON_\",LEFT(AR1689,1)),AS1689+AT1689+AU1689+AV1689<1,_xlfn.CONCAT(\"-\"))","v":"-"}]
[null,null,null,null,null,null,null,null,null,null,null,null,null,null,null,null,null,null,null,null,null,0,null,null,null,null,null,null,null,null,null,0,0,0,0,"Unknown",{"$f":"_xlfn.IFS(G1692=\"Natural\",0,H1692=\"\",0,H1692=\"COASTAL-CONSTRUCTED\",0,G1692=\"Constructed\",_xlfn.XLOOKUP($H1692,'Data Categories'!$U$4:$U$25,'Data Categories'!$V$4:V$25))","v":0},{"$f":"_xlfn.IFS(AK1692=\"\",0,AJ1692=\"Unknown\",0,AK1692>1,AK1692-AJ1692,AK1692=0,0)","v":0},{"$f":"_xlfn.IFS(Y1692=\"\",0,Y1692>1920,_xlfn.XLOOKUP($H1692,'Data Categories'!$AE$20:$AE$42,'Data Categories'!$AG$20:$AG$42,0))","v":0},{"$f":"_xlfn.IFS(Y1692=\"\",0,Y1692>0,(2025-Y1692))","v":0},{"$f":"_xlfn.IFS(Z1692=\"Non-Deficient\",\"Non-Deficient\",Z1692=\"Deficient\",\"Deficient\",AB1692=\"Deficient\",\"Deficient\",Z1692=\"Non-Deficient\",\"Non-Deficient\",AB1692=\"Non-Deficient\",\"Non-Deficient\",P1692=\"\",\"None\",AL1692<0,\"Deficient\",AL1692>10,\"Non-Deficient\")","v":"None"},{"$f":"_xlfn.IFS(H1692=\"LOW WATER CROSSING\",\"Non-Functional\",G1692=\"Natural\",\"Functional\",AA1692=\"Functional\",\"Functional\",AC1692=\"Functional\",\"Functional\",AA1692=\"Non-Functional\",\"Non-Functional\",AC1692=\"Non-Functional\",\"Non-Functional\",AA1692=\"Unknown\",\"Unknown\",AC1692=\"Unknown\",\"Unknown\",AA1692=\"\",\"None\")","v":"None"},{"$f":"_xlfn.IFS(X1692=\"Functionality\",\"Low\",W1692=\"No\",\"Low\",Y1692>=2015,\"High\",Y1692>=1920,\"Low\",W1692=\"\",\"None\",W1692=\"Unknown\",\"None\")","v":"None"},{"$f":"_xlfn.IFS(H1692=\"LOW WATER CROSSING\",\"Unknown\",G1692=\"Natural\",\"None\",AM1692<AN1692,\"High\",AC1692=\"Functional\",\"Low\",AC1692=\"Non-Functional\",\"Low\",W1692=\"No\",\"Low\",W1692=\"Unknown\",\"None\",X1692=\"Deficiency\",\"None\",W1692=\"Yes\",\"High\",W1692=\"\",\"None\")","v":"None"},0,0,0,0,{"$f":"_xlfn.CONCAT(LEFT(H1692,3),\"-\")&IF(H1692=\"-\",0,COUNTIF($H$4:H1692,H1692))","v":"-0"},{"$f":"_xlfn.IFS($H1692<=0,\"-\",AS1692=1,_xlfn.CONCAT(\"FUN_NONDEF\",\"-DCON_\",LEFT(AQ1692,1),\"-FCON_\",LEFT(AR1692,1)),AT1692=1,_xlfn.CONCAT(\"FUN_DEF\",\"-DCON_\",LEFT(AQ1692,1),\"-FCON_\",LEFT(AR1692,1)),AU1692=1,_xlfn.CONCAT(\"NONFUN_NONDEF\",\"-DCON_\",LEFT(AQ1692,1),\"-FCON_\",LEFT(AR1692,1)),AV1692=1,_xlfn.CONCAT(\"NONFUN_DEF\",\"-DCON_\",LEFT(AQ1692,1),\"-FCON_\",LEFT(AR1692,1)),AS1692+AT1692+AU1692+AV1692<1,_xlfn.CONCAT(\"-\"))","v":"-"}]
[null,null,null,null,null,null,null,null,null,null,null,null,null,null,null,null,null,null,null,null,null,0,null,null,null,null,null,null,null,null,null,0,0,0,0,"Unknown",{"$f":"_xlfn.IFS(G1702=\"Natural\",0,H1702=\"\",0,H1702=\"COASTAL-CONSTRUCTED\",0,G1702=\"Constructed\",_xlfn.XLOOKUP($H1702,'Data Categories'!$U$4:$U$25,'Data Categories'!$V$4:V$25))","v":0},{"$f":"_xlfn.IFS(AK1702=\"\",0,AJ1702=\"Unknown\",0,AK1702>1,AK1702-AJ1702,AK1702=0,0)","v":0},{"$f":"_xlfn.IFS(Y1702=\"\",0,Y1702>1920,_xlfn.XLOOKUP($H1702,'Data Categories'!$AE$20:$AE$42,'Data Categories'!$AG$20:$AG$42,0))","v":0},{"$f":"_xlfn.IFS(Y1702=\"\",0,Y1702>0,(2025-Y1702))","v":0},{"$f":"_xlfn.IFS(Z1702=\"Non-Deficient\",\"Non-Deficient\",Z1702=\"Deficient\",\"Deficient\",AB1702=\"Deficient\",\"Deficient\",Z1702=\"Non-Deficient\",\"Non-Deficient\",AB1702=\"Non-Deficient\",\"Non-Deficient\",P1702=\"\",\"None\",AL1702<0,\"Deficient\",AL1702>10,\"Non-Deficient\")","v":"None"},{"$f":"_xlfn.IFS(H1702=\"LOW WATER CROSSING\",\"Non-Functional\",G1702=\"Natural\",\"Functional\",AA1702=\"Functional\",\"Functional\",AC1702=\"Functional\",\"Functional\",AA1702=\"Non-Functional\",\"Non-Functional\",AC1702=\"Non-Functional\",\"Non-Functional\",AA1702=\"Unknown\",\"Unknown\",AC1702=\"Unknown\",\"Unknown\",AA1702=\"\",\"None\")","v":"None"},{"$f":"_xlfn.IFS(X1702=\"Functionality\",\"Low\",W1702=\"No\",\"Low\",Y1702>=2015,\"High\",Y1702>=1920,\"Low\",W1702=\"\",\"None\",W1702=\"Unknown\",\"None\")","v":"None"},{"$f":"_xlfn.IFS(H1702=\"LOW WATER CROSSING\",\"Unknown\",G1702=\"Natural\",\"None\",AM1702<AN1702,\"High\",AC1702=\"Functional\",\"Low\",AC1702=\"Non-Functional\",\"Low\",W1702=\"No\",\"Low\",W1702=\"Unknown\",\"None\",X1702=\"Deficiency\",\"None\",W1702=\"Yes\",\"High\",W1702=\"\",\"None\")","v":"None"},0,0,0,0,{"$f":"_xlfn.CONCAT(LEFT(H1702,3),\"-\")&IF(H1702=\"-\",0,COUNTIF($H$4:H1702,H1702))","v":"-0"},{"$f":"_xlfn.IFS($H1702<=0,\"-\",AS1702=1,_xlfn.CONCAT(\"FUN_NONDEF\",\"-DCON_\",LEFT(AQ1702,1),\"-FCON_\",LEFT(AR1702,1)),AT1702=1,_xlfn.CONCAT(\"FUN_DEF\",\"-DCON_\",LEFT(AQ1702,1),\"-FCON_\",LEFT(AR1702,1)),AU1702=1,_xlfn.CONCAT(\"NONFUN_NONDEF\",\"-DCON_\",LEFT(AQ1702,1),\"-FCON_\",LEFT(AR1702,1)),AV1702=1,_xlfn.CONCAT(\"NONFUN_DEF\",\"-DCON_\",LEFT(AQ1702,1),\"-FCON_\",LEFT(AR1702,1)),AS1702+AT1702+AU1702+AV1702<1,_xlfn.CONCAT(\"-\"))","v":"-"}]
[null,null,null,null,null,null,null,null,null,null,null,null,null,null,null,null,null,null,null,null,null,0,null,null,null,null,null,null,null,null,null,0,0,0,0,"Unknown",{"$f":"_xlfn.IFS(G1710=\"Natural\",0,H1710=\"\",0,H1710=\"COASTAL-CONSTRUCTED\",0,G1710=\"Constructed\",_xlfn.XLOOKUP($H1710,'Data Categories'!$U$4:$U$25,'Data Categories'!$V$4:V$25))","v":0},{"$f":"_xlfn.IFS(AK1710=\"\",0,AJ1710=\"Unknown\",0,AK1710>1,AK1710-AJ1710,AK1710=0,0)","v":0},{"$f":"_xlfn.IFS(Y1710=\"\",0,Y1710>1920,_xlfn.XLOOKUP($H1710,'Data Categories'!$AE$20:$AE$42,'Data Categories'!$AG$20:$AG$42,0))","v":0},{"$f":"_xlfn.IFS(Y1710=\"\",0,Y1710>0,(2025-Y1710))","v":0},{"$f":"_xlfn.IFS(Z1710=\"Non-Deficient\",\"Non-Deficient\",Z1710=\"Deficient\",\"Deficient\",AB1710=\"Deficient\",\"Deficient\",Z1710=\"Non-Deficient\",\"Non-Deficient\",AB1710=\"Non-Deficient\",\"Non-Deficient\",P1710=\"\",\"None\",AL1710<0,\"Deficient\",AL1710>10,\"Non-Deficient\")","v":"None"},{"$f":"_xlfn.IFS(H1710=\"LOW WATER CROSSING\",\"Non-Functional\",G1710=\"Natural\",\"Functional\",AA1710=\"Functional\",\"Functional\",AC1710=\"Functional\",\"Functional\",AA1710=\"Non-Functional\",\"Non-Functional\",AC1710=\"Non-Functional\",\"Non-Functional\",AA1710=\"Unknown\",\"Unknown\",AC1710=\"Unknown\",\"Unknown\",AA1710=\"\",\"None\")","v":"None"},{"$f":"_xlfn.IFS(X1710=\"Functionality\",\"Low\",W1710=\"No\",\"Low\",Y1710>=2015,\"High\",Y1710>=1920,\"Low\",W1710=\"\",\"None\",W1710=\"Unknown\",\"None\")","v":"None"},{"$f":"_xlfn.IFS(H1710=\"LOW WATER CROSSING\",\"Unknown\",G1710=\"Natural\",\"None\",AM1710<AN1710,\"High\",AC1710=\"Functional\",\"Low\",AC1710=\"Non-Functional\",\"Low\",W1710=\"No\",\"Low\",W1710=\"Unknown\",\"None\",X1710=\"Deficiency\",\"None\",W1710=\"Yes\",\"High\",W1710=\"\",\"None\")","v":"None"},0,0,0,0,{"$f":"_xlfn.CONCAT(LEFT(H1710,3),\"-\")&IF(H1710=\"-\",0,COUNTIF($H$4:H1710,H1710))","v":"-0"},{"$f":"_xlfn.IFS($H1710<=0,\"-\",AS1710=1,_xlfn.CONCAT(\"FUN_NONDEF\",\"-DCON_\",LEFT(AQ1710,1),\"-FCON_\",LEFT(AR1710,1)),AT1710=1,_xlfn.CONCAT(\"FUN_DEF\",\"-DCON_\",LEFT(AQ1710,1),\"-FCON_\",LEFT(AR1710,1)),AU1710=1,_xlfn.CONCAT(\"NONFUN_NONDEF\",\"-DCON_\",LEFT(AQ1710,1),\"-FCON_\",LEFT(AR1710,1)),AV1710=1,_xlfn.CONCAT(\"NONFUN_DEF\",\"-DCON_\",LEFT(AQ1710,1),\"-FCON_\",LEFT(AR1710,1)),AS1710+AT1710+AU1710+AV1710<1,_xlfn.CONCAT(\"-\"))","v":"-"}]
[null,null,null,null,null,null,null,null,null,null,null,null,null,null,null,null,null,null,null,null,null,0,null,null,null,null,null,null,null,null,null,0,0,0,0,"Unknown",{"$f":"_xlfn.IFS(G1717=\"Natural\",0,H1717=\"\",0,H1717=\"COASTAL-CONSTRUCTED\",0,G1717=\"Constructed\",_xlfn.XLOOKUP($H1717,'Data Categories'!$U$4:$U$25,'Data Categories'!$V$4:V$25))","v":0},{"$f":"_xlfn.IFS(AK1717=\"\",0,AJ1717=\"Unknown\",0,AK1717>1,AK1717-AJ1717,AK1717=0,0)","v":0},{"$f":"_xlfn.IFS(Y1717=\"\",0,Y1717>1920,_xlfn.XLOOKUP($H1717,'Data Categories'!$AE$20:$AE$42,'Data Categories'!$AG$20:$AG$42,0))","v":0},{"$f":"_xlfn.IFS(Y1717=\"\",0,Y1717>0,(2025-Y1717))","v":0},{"$f":"_xlfn.IFS(Z1717=\"Non-Deficient\",\"Non-Deficient\",Z1717=\"Deficient\",\"Deficient\",AB1717=\"Deficient\",\"Deficient\",Z1717=\"Non-Deficient\",\"Non-Deficient\",AB1717=\"Non-Deficient\",\"Non-Deficient\",P1717=\"\",\"None\",AL1717<0,\"Deficient\",AL1717>10,\"Non-Deficient\")","v":"None"},{"$f":"_xlfn.IFS(H1717=\"LOW WATER CROSSING\",\"Non-Functional\",G1717=\"Natural\",\"Functional\",AA1717=\"Functional\",\"Functional\",AC1717=\"Functional\",\"Functional\",AA1717=\"Non-Functional\",\"Non-Functional\",AC1717=\"Non-Functional\",\"Non-Functional\",AA1717=\"Unknown\",\"Unknown\",AC1717=\"Unknown\",\"Unknown\",AA1717=\"\",\"None\")","v":"None"},{"$f":"_xlfn.IFS(X1717=\"Functionality\",\"Low\",W1717=\"No\",\"Low\",Y1717>=2015,\"High\",Y1717>=1920,\"Low\",W1717=\"\",\"None\",W1717=\"Unknown\",\"None\")","v":"None"},{"$f":"_xlfn.IFS(H1717=\"LOW WATER CROSSING\",\"Unknown\",G1717=\"Natural\",\"None\",AM1717<AN1717,\"High\",AC1717=\"Functional\",\"Low\",AC1717=\"Non-Functional\",\"Low\",W1717=\"No\",\"Low\",W1717=\"Unknown\",\"None\",X1717=\"Deficiency\",\"None\",W1717=\"Yes\",\"High\",W1717=\"\",\"None\")","v":"None"},0,0,0,0,{"$f":"_xlfn.CONCAT(LEFT(H1717,3),\"-\")&IF(H1717=\"-\",0,COUNTIF($H$4:H1717,H1717))","v":"-0"},{"$f":"_xlfn.IFS($H1717<=0,\"-\",AS1717=1,_xlfn.CONCAT(\"FUN_NONDEF\",\"-DCON_\",LEFT(AQ1717,1),\"-FCON_\",LEFT(AR1717,1)),AT1717=1,_xlfn.CONCAT(\"FUN_DEF\",\"-DCON_\",LEFT(AQ1717,1),\"-FCON_\",LEFT(AR1717,1)),AU1717=1,_xlfn.CONCAT(\"NONFUN_NONDEF\",\"-DCON_\",LEFT(AQ1717,1),\"-FCON_\",LEFT(AR1717,1)),AV1717=1,_xlfn.CONCAT(\"NONFUN_DEF\",\"-DCON_\",LEFT(AQ1717,1),\"-FCON_\",LEFT(AR1717,1)),AS1717+AT1717+AU1717+AV1717<1,_xlfn.CONCAT(\"-\"))","v":"-"}]
[null,null,null,null,null,null,null,null,null,null,null,null,null,null,null,null,null,null,null,null,null,0,null,null,null,null,null,null,null,null,null,0,0,0,0,"Unknown",{"$f":"_xlfn.IFS(G1729=\"Natural\",0,H1729=\"\",0,H1729=\"COASTAL-CONSTRUCTED\",0,G1729=\"Constructed\",_xlfn.XLOOKUP($H1729,'Data Categories'!$U$4:$U$25,'Data Categories'!$V$4:V$25))","v":0},{"$f":"_xlfn.IFS(AK1729=\"\",0,AJ1729=\"Unknown\",0,AK1729>1,AK1729-AJ1729,AK1729=0,0)","v":0},{"$f":"_xlfn.IFS(Y1729=\"\",0,Y1729>1920,_xlfn.XLOOKUP($H1729,'Data Categories'!$AE$20:$AE$42,'Data Categories'!$AG$20:$AG$42,0))","v":0},{"$f":"_xlfn.IFS(Y1729=\"\",0,Y1729>0,(2025-Y1729))","v":0},{"$f":"_xlfn.IFS(Z1729=\"Non-Deficient\",\"Non-Deficient\",Z1729=\"Deficient\",\"Deficient\",AB1729=\"Deficient\",\"Deficient\",Z1729=\"Non-Deficient\",\"Non-Deficient\",AB1729=\"Non-Deficient\",\"Non-Deficient\",P1729=\"\",\"None\",AL1729<0,\"Deficient\",AL1729>10,\"Non-Deficient\")","v":"None"},{"$f":"_xlfn.IFS(H1729=\"LOW WATER CROSSING\",\"Non-Functional\",G1729=\"Natural\",\"Functional\",AA1729=\"Functional\",\"Functional\",AC1729=\"Functional\",\"Functional\",AA1729=\"Non-Functional\",\"Non-Functional\",AC1729=\"Non-Functional\",\"Non-Functional\",AA1729=\"Unknown\",\"Unknown\",AC1729=\"Unknown\",\"Unknown\",AA1729=\"\",\"None\")","v":"None"},{"$f":"_xlfn.IFS(X1729=\"Functionality\",\"Low\",W1729=\"No\",\"Low\",Y1729>=2015,\"High\",Y1729>=1920,\"Low\",W1729=\"\",\"None\",W1729=\"Unknown\",\"None\")","v":"None"},{"$f":"_xlfn.IFS(H1729=\"LOW WATER CROSSING\",\"Unknown\",G1729=\"Natural\",\"None\",AM1729<AN1729,\"High\",AC1729=\"Functional\",\"Low\",AC1729=\"Non-Functional\",\"Low\",W1729=\"No\",\"Low\",W1729=\"Unknown\",\"None\",X1729=\"Deficiency\",\"None\",W1729=\"Yes\",\"High\",W1729=\"\",\"None\")","v":"None"},0,0,0,0,{"$f":"_xlfn.CONCAT(LEFT(H1729,3),\"-\")&IF(H1729=\"-\",0,COUNTIF($H$4:H1729,H1729))","v":"-0"},{"$f":"_xlfn.IFS($H1729<=0,\"-\",AS1729=1,_xlfn.CONCAT(\"FUN_NONDEF\",\"-DCON_\",LEFT(AQ1729,1),\"-FCON_\",LEFT(AR1729,1)),AT1729=1,_xlfn.CONCAT(\"FUN_DEF\",\"-DCON_\",LEFT(AQ1729,1),\"-FCON_\",LEFT(AR1729,1)),AU1729=1,_xlfn.CONCAT(\"NONFUN_NONDEF\",\"-DCON_\",LEFT(AQ1729,1),\"-FCON_\",LEFT(AR1729,1)),AV1729=1,_xlfn.CONCAT(\"NONFUN_DEF\",\"-DCON_\",LEFT(AQ1729,1),\"-FCON_\",LEFT(AR1729,1)),AS1729+AT1729+AU1729+AV1729<1,_xlfn.CONCAT(\"-\"))","v":"-"}]
[null,null,null,null,null,null,null,null,null,null,null,null,null,null,null,null,null,null,null,null,null,0,null,null,null,null,null,null,null,null,null,0,0,0,0,"Unknown",{"$f":"_xlfn.IFS(G1741=\"Natural\",0,H1741=\"\",0,H1741=\"COASTAL-CONSTRUCTED\",0,G1741=\"Constructed\",_xlfn.XLOOKUP($H1741,'Data Categories'!$U$4:$U$25,'Data Categories'!$V$4:V$25))","v":0},{"$f":"_xlfn.IFS(AK1741=\"\",0,AJ1741=\"Unknown\",0,AK1741>1,AK1741-AJ1741,AK1741=0,0)","v":0},{"$f":"_xlfn.IFS(Y1741=\"\",0,Y1741>1920,_xlfn.XLOOKUP($H1741,'Data Categories'!$AE$20:$AE$42,'Data Categories'!$AG$20:$AG$42,0))","v":0},{"$f":"_xlfn.IFS(Y1741=\"\",0,Y1741>0,(2025-Y1741))","v":0},{"$f":"_xlfn.IFS(Z1741=\"Non-Deficient\",\"Non-Deficient\",Z1741=\"Deficient\",\"Deficient\",AB1741=\"Deficient\",\"Deficient\",Z1741=\"Non-Deficient\",\"Non-Deficient\",AB1741=\"Non-Deficient\",\"Non-Deficient\",P1741=\"\",\"None\",AL1741<0,\"Deficient\",AL1741>10,\"Non-Deficient\")","v":"None"},{"$f":"_xlfn.IFS(H1741=\"LOW WATER CROSSING\",\"Non-Functional\",G1741=\"Natural\",\"Functional\",AA1741=\"Functional\",\"Functional\",AC1741=\"Functional\",\"Functional\",AA1741=\"Non-Functional\",\"Non-Functional\",AC1741=\"Non-Functional\",\"Non-Functional\",AA1741=\"Unknown\",\"Unknown\",AC1741=\"Unknown\",\"Unknown\",AA1741=\"\",\"None\")","v":"None"},{"$f":"_xlfn.IFS(X1741=\"Functionality\",\"Low\",W1741=\"No\",\"Low\",Y1741>=2015,\"High\",Y1741>=1920,\"Low\",W1741=\"\",\"None\",W1741=\"Unknown\",\"None\")","v":"None"},{"$f":"_xlfn.IFS(H1741=\"LOW WATER CROSSING\",\"Unknown\",G1741=\"Natural\",\"None\",AM1741<AN1741,\"High\",AC1741=\"Functional\",\"Low\",AC1741=\"Non-Functional\",\"Low\",W1741=\"No\",\"Low\",W1741=\"Unknown\",\"None\",X1741=\"Deficiency\",\"None\",W1741=\"Yes\",\"High\",W1741=\"\",\"None\")","v":"None"},0,0,0,0,{"$f":"_xlfn.CONCAT(LEFT(H1741,3),\"-\")&IF(H1741=\"-\",0,COUNTIF($H$4:H1741,H1741))","v":"-0"},{"$f":"_xlfn.IFS($H1741<=0,\"-\",AS1741=1,_xlfn.CONCAT(\"FUN_NONDEF\",\"-DCON_\",LEFT(AQ1741,1),\"-FCON_\",LEFT(AR1741,1)),AT1741=1,_xlfn.CONCAT(\"FUN_DEF\",\"-DCON_\",LEFT(AQ1741,1),\"-FCON_\",LEFT(AR1741,1)),AU1741=1,_xlfn.CONCAT(\"NONFUN_NONDEF\",\"-DCON_\",LEFT(AQ1741,1),\"-FCON_\",LEFT(AR1741,1)),AV1741=1,_xlfn.CONCAT(\"NONFUN_DEF\",\"-DCON_\",LEFT(AQ1741,1),\"-FCON_\",LEFT(AR1741,1)),AS1741+AT1741+AU1741+AV1741<1,_xlfn.CONCAT(\"-\"))","v":"-"}]
[null,null,null,null,null,null,null,null,null,null,null,null,null,null,null,null,null,null,null,null,null,0,null,null,null,null,null,null,null,null,null,0,0,0,0,"Unknown",{"$f":"_xlfn.IFS(G1747=\"Natural\",0,H1747=\"\",0,H1747=\"COASTAL-CONSTRUCTED\",0,G1747=\"Constructed\",_xlfn.XLOOKUP($H1747,'Data Categories'!$U$4:$U$25,'Data Categories'!$V$4:V$25))","v":0},{"$f":"_xlfn.IFS(AK1747=\"\",0,AJ1747=\"Unknown\",0,AK1747>1,AK1747-AJ1747,AK1747=0,0)","v":0},{"$f":"_xlfn.IFS(Y1747=\"\",0,Y1747>1920,_xlfn.XLOOKUP($H1747,'Data Categories'!$AE$20:$AE$42,'Data Categories'!$AG$20:$AG$42,0))","v":0},{"$f":"_xlfn.IFS(Y1747=\"\",0,Y1747>0,(2025-Y1747))","v":0},{"$f":"_xlfn.IFS(Z1747=\"Non-Deficient\",\"Non-Deficient\",Z1747=\"Deficient\",\"Deficient\",AB1747=\"Deficient\",\"Deficient\",Z1747=\"Non-Deficient\",\"Non-Deficient\",AB1747=\"Non-Deficient\",\"Non-Deficient\",P1747=\"\",\"None\",AL1747<0,\"Deficient\",AL1747>10,\"Non-Deficient\")","v":"None"},{"$f":"_xlfn.IFS(H1747=\"LOW WATER CROSSING\",\"Non-Functional\",G1747=\"Natural\",\"Functional\",AA1747=\"Functional\",\"Functional\",AC1747=\"Functional\",\"Functional\",AA1747=\"Non-Functional\",\"Non-Functional\",AC1747=\"Non-Functional\",\"Non-Functional\",AA1747=\"Unknown\",\"Unknown\",AC1747=\"Unknown\",\"Unknown\",AA1747=\"\",\"None\")","v":"None"},{"$f":"_xlfn.IFS(X1747=\"Functionality\",\"Low\",W1747=\"No\",\"Low\",Y1747>=2015,\"High\",Y1747>=1920,\"Low\",W1747=\"\",\"None\",W1747=\"Unknown\",\"None\")","v":"None"},{"$f":"_xlfn.IFS(H1747=\"LOW WATER CROSSING\",\"Unknown\",G1747=\"Natural\",\"None\",AM1747<AN1747,\"High\",AC1747=\"Functional\",\"Low\",AC1747=\"Non-Functional\",\"Low\",W1747=\"No\",\"Low\",W1747=\"Unknown\",\"None\",X1747=\"Deficiency\",\"None\",W1747=\"Yes\",\"High\",W1747=\"\",\"None\")","v":"None"},0,0,0,0,{"$f":"_xlfn.CONCAT(LEFT(H1747,3),\"-\")&IF(H1747=\"-\",0,COUNTIF($H$4:H1747,H1747))","v":"-0"},{"$f":"_xlfn.IFS($H1747<=0,\"-\",AS1747=1,_xlfn.CONCAT(\"FUN_NONDEF\",\"-DCON_\",LEFT(AQ1747,1),\"-FCON_\",LEFT(AR1747,1)),AT1747=1,_xlfn.CONCAT(\"FUN_DEF\",\"-DCON_\",LEFT(AQ1747,1),\"-FCON_\",LEFT(AR1747,1)),AU1747=1,_xlfn.CONCAT(\"NONFUN_NONDEF\",\"-DCON_\",LEFT(AQ1747,1),\"-FCON_\",LEFT(AR1747,1)),AV1747=1,_xlfn.CONCAT(\"NONFUN_DEF\",\"-DCON_\",LEFT(AQ1747,1),\"-FCON_\",LEFT(AR1747,1)),AS1747+AT1747+AU1747+AV1747<1,_xlfn.CONCAT(\"-\"))","v":"-"}]
[null,null,null,null,null,null,null,null,null,null,null,null,null,null,null,null,null,null,null,null,null,0,null,null,null,null,null,null,null,null,null,0,0,0,0,"Unknown",{"$f":"_xlfn.IFS(G1759=\"Natural\",0,H1759=\"\",0,H1759=\"COASTAL-CONSTRUCTED\",0,G1759=\"Constructed\",_xlfn.XLOOKUP($H1759,'Data Categories'!$U$4:$U$25,'Data Categories'!$V$4:V$25))","v":0},{"$f":"_xlfn.IFS(AK1759=\"\",0,AJ1759=\"Unknown\",0,AK1759>1,AK1759-AJ1759,AK1759=0,0)","v":0},{"$f":"_xlfn.IFS(Y1759=\"\",0,Y1759>1920,_xlfn.XLOOKUP($H1759,'Data Categories'!$AE$20:$AE$42,'Data Categories'!$AG$20:$AG$42,0))","v":0},{"$f":"_xlfn.IFS(Y1759=\"\",0,Y1759>0,(2025-Y1759))","v":0},{"$f":"_xlfn.IFS(Z1759=\"Non-Deficient\",\"Non-Deficient\",Z1759=\"Deficient\",\"Deficient\",AB1759=\"Deficient\",\"Deficient\",Z1759=\"Non-Deficient\",\"Non-Deficient\",AB1759=\"Non-Deficient\",\"Non-Deficient\",P1759=\"\",\"None\",AL1759<0,\"Deficient\",AL1759>10,\"Non-Deficient\")","v":"None"},{"$f":"_xlfn.IFS(H1759=\"LOW WATER CROSSING\",\"Non-Functional\",G1759=\"Natural\",\"Functional\",AA1759=\"Functional\",\"Functional\",AC1759=\"Functional\",\"Functional\",AA1759=\"Non-Functional\",\"Non-Functional\",AC1759=\"Non-Functional\",\"Non-Functional\",AA1759=\"Unknown\",\"Unknown\",AC1759=\"Unknown\",\"Unknown\",AA1759=\"\",\"None\")","v":"None"},{"$f":"_xlfn.IFS(X1759=\"Functionality\",\"Low\",W1759=\"No\",\"Low\",Y1759>=2015,\"High\",Y1759>=1920,\"Low\",W1759=\"\",\"None\",W1759=\"Unknown\",\"None\")","v":"None"},{"$f":"_xlfn.IFS(H1759=\"LOW WATER CROSSING\",\"Unknown\",G1759=\"Natural\",\"None\",AM1759<AN1759,\"High\",AC1759=\"Functional\",\"Low\",AC1759=\"Non-Functional\",\"Low\",W1759=\"No\",\"Low\",W1759=\"Unknown\",\"None\",X1759=\"Deficiency\",\"None\",W1759=\"Yes\",\"High\",W1759=\"\",\"None\")","v":"None"},0,0,0,0,{"$f":"_xlfn.CONCAT(LEFT(H1759,3),\"-\")&IF(H1759=\"-\",0,COUNTIF($H$4:H1759,H1759))","v":"-0"},{"$f":"_xlfn.IFS($H1759<=0,\"-\",AS1759=1,_xlfn.CONCAT(\"FUN_NONDEF\",\"-DCON_\",LEFT(AQ1759,1),\"-FCON_\",LEFT(AR1759,1)),AT1759=1,_xlfn.CONCAT(\"FUN_DEF\",\"-DCON_\",LEFT(AQ1759,1),\"-FCON_\",LEFT(AR1759,1)),AU1759=1,_xlfn.CONCAT(\"NONFUN_NONDEF\",\"-DCON_\",LEFT(AQ1759,1),\"-FCON_\",LEFT(AR1759,1)),AV1759=1,_xlfn.CONCAT(\"NONFUN_DEF\",\"-DCON_\",LEFT(AQ1759,1),\"-FCON_\",LEFT(AR1759,1)),AS1759+AT1759+AU1759+AV1759<1,_xlfn.CONCAT(\"-\"))","v":"-"}]
[null,null,null,null,null,null,null,null,null,null,null,null,null,null,null,null,null,null,null,null,null,0,null,null,null,null,null,null,null,null,null,0,0,0,0,"Unknown",{"$f":"_xlfn.IFS(G1766=\"Natural\",0,H1766=\"\",0,H1766=\"COASTAL-CONSTRUCTED\",0,G1766=\"Constructed\",_xlfn.XLOOKUP($H1766,'Data Categories'!$U$4:$U$25,'Data Categories'!$V$4:V$25))","v":0},{"$f":"_xlfn.IFS(AK1766=\"\",0,AJ1766=\"Unknown\",0,AK1766>1,AK1766-AJ1766,AK1766=0,0)","v":0},{"$f":"_xlfn.IFS(Y1766=\"\",0,Y1766>1920,_xlfn.XLOOKUP($H1766,'Data Categories'!$AE$20:$AE$42,'Data Categories'!$AG$20:$AG$42,0))","v":0},{"$f":"_xlfn.IFS(Y1766=\"\",0,Y1766>0,(2025-Y1766))","v":0},{"$f":"_xlfn.IFS(Z1766=\"Non-Deficient\",\"Non-Deficient\",Z1766=\"Deficient\",\"Deficient\",AB1766=\"Deficient\",\"Deficient\",Z1766=\"Non-Deficient\",\"Non-Deficient\",AB1766=\"Non-Deficient\",\"Non-Deficient\",P1766=\"\",\"None\",AL1766<0,\"Deficient\",AL1766>10,\"Non-Deficient\")","v":"None"},{"$f":"_xlfn.IFS(H1766=\"LOW WATER CROSSING\",\"Non-Functional\",G1766=\"Natural\",\"Functional\",AA1766=\"Functional\",\"Functional\",AC1766=\"Functional\",\"Functional\",AA1766=\"Non-Functional\",\"Non-Functional\",AC1766=\"Non-Functional\",\"Non-Functional\",AA1766=\"Unknown\",\"Unknown\",AC1766=\"Unknown\",\"Unknown\",AA1766=\"\",\"None\")","v":"None"},{"$f":"_xlfn.IFS(X1766=\"Functionality\",\"Low\",W1766=\"No\",\"Low\",Y1766>=2015,\"High\",Y1766>=1920,\"Low\",W1766=\"\",\"None\",W1766=\"Unknown\",\"None\")","v":"None"},{"$f":"_xlfn.IFS(H1766=\"LOW WATER CROSSING\",\"Unknown\",G1766=\"Natural\",\"None\",AM1766<AN1766,\"High\",AC1766=\"Functional\",\"Low\",AC1766=\"Non-Functional\",\"Low\",W1766=\"No\",\"Low\",W1766=\"Unknown\",\"None\",X1766=\"Deficiency\",\"None\",W1766=\"Yes\",\"High\",W1766=\"\",\"None\")","v":"None"},0,0,0,0,{"$f":"_xlfn.CONCAT(LEFT(H1766,3),\"-\")&IF(H1766=\"-\",0,COUNTIF($H$4:H1766,H1766))","v":"-0"},{"$f":"_xlfn.IFS($H1766<=0,\"-\",AS1766=1,_xlfn.CONCAT(\"FUN_NONDEF\",\"-DCON_\",LEFT(AQ1766,1),\"-FCON_\",LEFT(AR1766,1)),AT1766=1,_xlfn.CONCAT(\"FUN_DEF\",\"-DCON_\",LEFT(AQ1766,1),\"-FCON_\",LEFT(AR1766,1)),AU1766=1,_xlfn.CONCAT(\"NONFUN_NONDEF\",\"-DCON_\",LEFT(AQ1766,1),\"-FCON_\",LEFT(AR1766,1)),AV1766=1,_xlfn.CONCAT(\"NONFUN_DEF\",\"-DCON_\",LEFT(AQ1766,1),\"-FCON_\",LEFT(AR1766,1)),AS1766+AT1766+AU1766+AV1766<1,_xlfn.CONCAT(\"-\"))","v":"-"}]
[null,null,null,null,null,null,null,null,null,null,null,null,null,null,null,null,null,null,null,null,null,0,null,null,null,null,null,null,null,null,null,0,0,0,0,"Unknown",{"$f":"_xlfn.IFS(G1772=\"Natural\",0,H1772=\"\",0,H1772=\"COASTAL-CONSTRUCTED\",0,G1772=\"Constructed\",_xlfn.XLOOKUP($H1772,'Data Categories'!$U$4:$U$25,'Data Categories'!$V$4:V$25))","v":0},{"$f":"_xlfn.IFS(AK1772=\"\",0,AJ1772=\"Unknown\",0,AK1772>1,AK1772-AJ1772,AK1772=0,0)","v":0},{"$f":"_xlfn.IFS(Y1772=\"\",0,Y1772>1920,_xlfn.XLOOKUP($H1772,'Data Categories'!$AE$20:$AE$42,'Data Categories'!$AG$20:$AG$42,0))","v":0},{"$f":"_xlfn.IFS(Y1772=\"\",0,Y1772>0,(2025-Y1772))","v":0},{"$f":"_xlfn.IFS(Z1772=\"Non-Deficient\",\"Non-Deficient\",Z1772=\"Deficient\",\"Deficient\",AB1772=\"Deficient\",\"Deficient\",Z1772=\"Non-Deficient\",\"Non-Deficient\",AB1772=\"Non-Deficient\",\"Non-Deficient\",P1772=\"\",\"None\",AL1772<0,\"Deficient\",AL1772>10,\"Non-Deficient\")","v":"None"},{"$f":"_xlfn.IFS(H1772=\"LOW WATER CROSSING\",\"Non-Functional\",G1772=\"Natural\",\"Functional\",AA1772=\"Functional\",\"Functional\",AC1772=\"Functional\",\"Functional\",AA1772=\"Non-Functional\",\"Non-Functional\",AC1772=\"Non-Functional\",\"Non-Functional\",AA1772=\"Unknown\",\"Unknown\",AC1772=\"Unknown\",\"Unknown\",AA1772=\"\",\"None\")","v":"None"},{"$f":"_xlfn.IFS(X1772=\"Functionality\",\"Low\",W1772=\"No\",\"Low\",Y1772>=2015,\"High\",Y1772>=1920,\"Low\",W1772=\"\",\"None\",W1772=\"Unknown\",\"None\")","v":"None"},{"$f":"_xlfn.IFS(H1772=\"LOW WATER CROSSING\",\"Unknown\",G1772=\"Natural\",\"None\",AM1772<AN1772,\"High\",AC1772=\"Functional\",\"Low\",AC1772=\"Non-Functional\",\"Low\",W1772=\"No\",\"Low\",W1772=\"Unknown\",\"None\",X1772=\"Deficiency\",\"None\",W1772=\"Yes\",\"High\",W1772=\"\",\"None\")","v":"None"},0,0,0,0,{"$f":"_xlfn.CONCAT(LEFT(H1772,3),\"-\")&IF(H1772=\"-\",0,COUNTIF($H$4:H1772,H1772))","v":"-0"},{"$f":"_xlfn.IFS($H1772<=0,\"-\",AS1772=1,_xlfn.CONCAT(\"FUN_NONDEF\",\"-DCON_\",LEFT(AQ1772,1),\"-FCON_\",LEFT(AR1772,1)),AT1772=1,_xlfn.CONCAT(\"FUN_DEF\",\"-DCON_\",LEFT(AQ1772,1),\"-FCON_\",LEFT(AR1772,1)),AU1772=1,_xlfn.CONCAT(\"NONFUN_NONDEF\",\"-DCON_\",LEFT(AQ1772,1),\"-FCON_\",LEFT(AR1772,1)),AV1772=1,_xlfn.CONCAT(\"NONFUN_DEF\",\"-DCON_\",LEFT(AQ1772,1),\"-FCON_\",LEFT(AR1772,1)),AS1772+AT1772+AU1772+AV1772<1,_xlfn.CONCAT(\"-\"))","v":"-"}]
[null,null,null,null,null,null,null,null,null,null,null,null,null,null,null,null,null,null,null,null,null,0,null,null,null,null,null,null,null,null,null,0,0,0,0,"Unknown",{"$f":"_xlfn.IFS(G1780=\"Natural\",0,H1780=\"\",0,H1780=\"COASTAL-CONSTRUCTED\",0,G1780=\"Constructed\",_xlfn.XLOOKUP($H1780,'Data Categories'!$U$4:$U$25,'Data Categories'!$V$4:V$25))","v":0},{"$f":"_xlfn.IFS(AK1780=\"\",0,AJ1780=\"Unknown\",0,AK1780>1,AK1780-AJ1780,AK1780=0,0)","v":0},{"$f":"_xlfn.IFS(Y1780=\"\",0,Y1780>1920,_xlfn.XLOOKUP($H1780,'Data Categories'!$AE$20:$AE$42,'Data Categories'!$AG$20:$AG$42,0))","v":0},{"$f":"_xlfn.IFS(Y1780=\"\",0,Y1780>0,(2025-Y1780))","v":0},{"$f":"_xlfn.IFS(Z1780=\"Non-Deficient\",\"Non-Deficient\",Z1780=\"Deficient\",\"Deficient\",AB1780=\"Deficient\",\"Deficient\",Z1780=\"Non-Deficient\",\"Non-Deficient\",AB1780=\"Non-Deficient\",\"Non-Deficient\",P1780=\"\",\"None\",AL1780<0,\"Deficient\",AL1780>10,\"Non-Deficient\")","v":"None"},{"$f":"_xlfn.IFS(H1780=\"LOW WATER CROSSING\",\"Non-Functional\",G1780=\"Natural\",\"Functional\",AA1780=\"Functional\",\"Functional\",AC1780=\"Functional\",\"Functional\",AA1780=\"Non-Functional\",\"Non-Functional\",AC1780=\"Non-Functional\",\"Non-Functional\",AA1780=\"Unknown\",\"Unknown\",AC1780=\"Unknown\",\"Unknown\",AA1780=\"\",\"None\")","v":"None"},{"$f":"_xlfn.IFS(X1780=\"Functionality\",\"Low\",W1780=\"No\",\"Low\",Y1780>=2015,\"High\",Y1780>=1920,\"Low\",W1780=\"\",\"None\",W1780=\"Unknown\",\"None\")","v":"None"},{"$f":"_xlfn.IFS(H1780=\"LOW WATER CROSSING\",\"Unknown\",G1780=\"Natural\",\"None\",AM1780<AN1780,\"High\",AC1780=\"Functional\",\"Low\",AC1780=\"Non-Functional\",\"Low\",W1780=\"No\",\"Low\",W1780=\"Unknown\",\"None\",X1780=\"Deficiency\",\"None\",W1780=\"Yes\",\"High\",W1780=\"\",\"None\")","v":"None"},0,0,0,0,{"$f":"_xlfn.CONCAT(LEFT(H1780,3),\"-\")&IF(H1780=\"-\",0,COUNTIF($H$4:H1780,H1780))","v":"-0"},{"$f":"_xlfn.IFS($H1780<=0,\"-\",AS1780=1,_xlfn.CONCAT(\"FUN_NONDEF\",\"-DCON_\",LEFT(AQ1780,1),\"-FCON_\",LEFT(AR1780,1)),AT1780=1,_xlfn.CONCAT(\"FUN_DEF\",\"-DCON_\",LEFT(AQ1780,1),\"-FCON_\",LEFT(AR1780,1)),AU1780=1,_xlfn.CONCAT(\"NONFUN_NONDEF\",\"-DCON_\",LEFT(AQ1780,1),\"-FCON_\",LEFT(AR1780,1)),AV1780=1,_xlfn.CONCAT(\"NONFUN_DEF\",\"-DCON_\",LEFT(AQ1780,1),\"-FCON_\",LEFT(AR1780,1)),AS1780+AT1780+AU1780+AV1780<1,_xlfn.CONCAT(\"-\"))","v":"-"}]
[null,null,null,null,null,null,null,null,null,null,null,null,null,null,null,null,null,null,null,null,null,0,null,null,null,null,null,null,null,null,null,0,0,0,0,"Unknown",{"$f":"_xlfn.IFS(G1787=\"Natural\",0,H1787=\"\",0,H1787=\"COASTAL-CONSTRUCTED\",0,G1787=\"Constructed\",_xlfn.XLOOKUP($H1787,'Data Categories'!$U$4:$U$25,'Data Categories'!$V$4:V$25))","v":0},{"$f":"_xlfn.IFS(AK1787=\"\",0,AJ1787=\"Unknown\",0,AK1787>1,AK1787-AJ1787,AK1787=0,0)","v":0},{"$f":"_xlfn.IFS(Y1787=\"\",0,Y1787>1920,_xlfn.XLOOKUP($H1787,'Data Categories'!$AE$20:$AE$42,'Data Categories'!$AG$20:$AG$42,0))","v":0},{"$f":"_xlfn.IFS(Y1787=\"\",0,Y1787>0,(2025-Y1787))","v":0},{"$f":"_xlfn.IFS(Z1787=\"Non-Deficient\",\"Non-Deficient\",Z1787=\"Deficient\",\"Deficient\",AB1787=\"Deficient\",\"Deficient\",Z1787=\"Non-Deficient\",\"Non-Deficient\",AB1787=\"Non-Deficient\",\"Non-Deficient\",P1787=\"\",\"None\",AL1787<0,\"Deficient\",AL1787>10,\"Non-Deficient\")","v":"None"},{"$f":"_xlfn.IFS(H1787=\"LOW WATER CROSSING\",\"Non-Functional\",G1787=\"Natural\",\"Functional\",AA1787=\"Functional\",\"Functional\",AC1787=\"Functional\",\"Functional\",AA1787=\"Non-Functional\",\"Non-Functional\",AC1787=\"Non-Functional\",\"Non-Functional\",AA1787=\"Unknown\",\"Unknown\",AC1787=\"Unknown\",\"Unknown\",AA1787=\"\",\"None\")","v":"None"},{"$f":"_xlfn.IFS(X1787=\"Functionality\",\"Low\",W1787=\"No\",\"Low\",Y1787>=2015,\"High\",Y1787>=1920,\"Low\",W1787=\"\",\"None\",W1787=\"Unknown\",\"None\")","v":"None"},{"$f":"_xlfn.IFS(H1787=\"LOW WATER CROSSING\",\"Unknown\",G1787=\"Natural\",\"None\",AM1787<AN1787,\"High\",AC1787=\"Functional\",\"Low\",AC1787=\"Non-Functional\",\"Low\",W1787=\"No\",\"Low\",W1787=\"Unknown\",\"None\",X1787=\"Deficiency\",\"None\",W1787=\"Yes\",\"High\",W1787=\"\",\"None\")","v":"None"},0,0,0,0,{"$f":"_xlfn.CONCAT(LEFT(H1787,3),\"-\")&IF(H1787=\"-\",0,COUNTIF($H$4:H1787,H1787))","v":"-0"},{"$f":"_xlfn.IFS($H1787<=0,\"-\",AS1787=1,_xlfn.CONCAT(\"FUN_NONDEF\",\"-DCON_\",LEFT(AQ1787,1),\"-FCON_\",LEFT(AR1787,1)),AT1787=1,_xlfn.CONCAT(\"FUN_DEF\",\"-DCON_\",LEFT(AQ1787,1),\"-FCON_\",LEFT(AR1787,1)),AU1787=1,_xlfn.CONCAT(\"NONFUN_NONDEF\",\"-DCON_\",LEFT(AQ1787,1),\"-FCON_\",LEFT(AR1787,1)),AV1787=1,_xlfn.CONCAT(\"NONFUN_DEF\",\"-DCON_\",LEFT(AQ1787,1),\"-FCON_\",LEFT(AR1787,1)),AS1787+AT1787+AU1787+AV1787<1,_xlfn.CONCAT(\"-\"))","v":"-"}]
[null,null,null,null,null,null,null,null,null,null,null,null,null,null,null,null,null,null,null,null,null,0,null,null,null,null,null,null,null,null,null,0,0,0,0,"Unknown",{"$f":"_xlfn.IFS(G1799=\"Natural\",0,H1799=\"\",0,H1799=\"COASTAL-CONSTRUCTED\",0,G1799=\"Constructed\",_xlfn.XLOOKUP($H1799,'Data Categories'!$U$4:$U$25,'Data Categories'!$V$4:V$25))","v":0},{"$f":"_xlfn.IFS(AK1799=\"\",0,AJ1799=\"Unknown\",0,AK1799>1,AK1799-AJ1799,AK1799=0,0)","v":0},{"$f":"_xlfn.IFS(Y1799=\"\",0,Y1799>1920,_xlfn.XLOOKUP($H1799,'Data Categories'!$AE$20:$AE$42,'Data Categories'!$AG$20:$AG$42,0))","v":0},{"$f":"_xlfn.IFS(Y1799=\"\",0,Y1799>0,(2025-Y1799))","v":0},{"$f":"_xlfn.IFS(Z1799=\"Non-Deficient\",\"Non-Deficient\",Z1799=\"Deficient\",\"Deficient\",AB1799=\"Deficient\",\"Deficient\",Z1799=\"Non-Deficient\",\"Non-Deficient\",AB1799=\"Non-Deficient\",\"Non-Deficient\",P1799=\"\",\"None\",AL1799<0,\"Deficient\",AL1799>10,\"Non-Deficient\")","v":"None"},{"$f":"_xlfn.IFS(H1799=\"LOW WATER CROSSING\",\"Non-Functional\",G1799=\"Natural\",\"Functional\",AA1799=\"Functional\",\"Functional\",AC1799=\"Functional\",\"Functional\",AA1799=\"Non-Functional\",\"Non-Functional\",AC1799=\"Non-Functional\",\"Non-Functional\",AA1799=\"Unknown\",\"Unknown\",AC1799=\"Unknown\",\"Unknown\",AA1799=\"\",\"None\")","v":"None"},{"$f":"_xlfn.IFS(X1799=\"Functionality\",\"Low\",W1799=\"No\",\"Low\",Y1799>=2015,\"High\",Y1799>=1920,\"Low\",W1799=\"\",\"None\",W1799=\"Unknown\",\"None\")","v":"None"},{"$f":"_xlfn.IFS(H1799=\"LOW WATER CROSSING\",\"Unknown\",G1799=\"Natural\",\"None\",AM1799<AN1799,\"High\",AC1799=\"Functional\",\"Low\",AC1799=\"Non-Functional\",\"Low\",W1799=\"No\",\"Low\",W1799=\"Unknown\",\"None\",X1799=\"Deficiency\",\"None\",W1799=\"Yes\",\"High\",W1799=\"\",\"None\")","v":"None"},0,0,0,0,{"$f":"_xlfn.CONCAT(LEFT(H1799,3),\"-\")&IF(H1799=\"-\",0,COUNTIF($H$4:H1799,H1799))","v":"-0"},{"$f":"_xlfn.IFS($H1799<=0,\"-\",AS1799=1,_xlfn.CONCAT(\"FUN_NONDEF\",\"-DCON_\",LEFT(AQ1799,1),\"-FCON_\",LEFT(AR1799,1)),AT1799=1,_xlfn.CONCAT(\"FUN_DEF\",\"-DCON_\",LEFT(AQ1799,1),\"-FCON_\",LEFT(AR1799,1)),AU1799=1,_xlfn.CONCAT(\"NONFUN_NONDEF\",\"-DCON_\",LEFT(AQ1799,1),\"-FCON_\",LEFT(AR1799,1)),AV1799=1,_xlfn.CONCAT(\"NONFUN_DEF\",\"-DCON_\",LEFT(AQ1799,1),\"-FCON_\",LEFT(AR1799,1)),AS1799+AT1799+AU1799+AV1799<1,_xlfn.CONCAT(\"-\"))","v":"-"}]
[null,null,null,null,null,null,null,null,null,null,null,null,null,null,null,null,null,null,null,null,null,0,null,null,null,null,null,null,null,null,null,0,0,0,0,"Unknown",{"$f":"_xlfn.IFS(G1811=\"Natural\",0,H1811=\"\",0,H1811=\"COASTAL-CONSTRUCTED\",0,G1811=\"Constructed\",_xlfn.XLOOKUP($H1811,'Data Categories'!$U$4:$U$25,'Data Categories'!$V$4:V$25))","v":0},{"$f":"_xlfn.IFS(AK1811=\"\",0,AJ1811=\"Unknown\",0,AK1811>1,AK1811-AJ1811,AK1811=0,0)","v":0},{"$f":"_xlfn.IFS(Y1811=\"\",0,Y1811>1920,_xlfn.XLOOKUP($H1811,'Data Categories'!$AE$20:$AE$42,'Data Categories'!$AG$20:$AG$42,0))","v":0},{"$f":"_xlfn.IFS(Y1811=\"\",0,Y1811>0,(2025-Y1811))","v":0},{"$f":"_xlfn.IFS(Z1811=\"Non-Deficient\",\"Non-Deficient\",Z1811=\"Deficient\",\"Deficient\",AB1811=\"Deficient\",\"Deficient\",Z1811=\"Non-Deficient\",\"Non-Deficient\",AB1811=\"Non-Deficient\",\"Non-Deficient\",P1811=\"\",\"None\",AL1811<0,\"Deficient\",AL1811>10,\"Non-Deficient\")","v":"None"},{"$f":"_xlfn.IFS(H1811=\"LOW WATER CROSSING\",\"Non-Functional\",G1811=\"Natural\",\"Functional\",AA1811=\"Functional\",\"Functional\",AC1811=\"Functional\",\"Functional\",AA1811=\"Non-Functional\",\"Non-Functional\",AC1811=\"Non-Functional\",\"Non-Functional\",AA1811=\"Unknown\",\"Unknown\",AC1811=\"Unknown\",\"Unknown\",AA1811=\"\",\"None\")","v":"None"},{"$f":"_xlfn.IFS(X1811=\"Functionality\",\"Low\",W1811=\"No\",\"Low\",Y1811>=2015,\"High\",Y1811>=1920,\"Low\",W1811=\"\",\"None\",W1811=\"Unknown\",\"None\")","v":"None"},{"$f":"_xlfn.IFS(H1811=\"LOW WATER CROSSING\",\"Unknown\",G1811=\"Natural\",\"None\",AM1811<AN1811,\"High\",AC1811=\"Functional\",\"Low\",AC1811=\"Non-Functional\",\"Low\",W1811=\"No\",\"Low\",W1811=\"Unknown\",\"None\",X1811=\"Deficiency\",\"None\",W1811=\"Yes\",\"High\",W1811=\"\",\"None\")","v":"None"},0,0,0,0,{"$f":"_xlfn.CONCAT(LEFT(H1811,3),\"-\")&IF(H1811=\"-\",0,COUNTIF($H$4:H1811,H1811))","v":"-0"},{"$f":"_xlfn.IFS($H1811<=0,\"-\",AS1811=1,_xlfn.CONCAT(\"FUN_NONDEF\",\"-DCON_\",LEFT(AQ1811,1),\"-FCON_\",LEFT(AR1811,1)),AT1811=1,_xlfn.CONCAT(\"FUN_DEF\",\"-DCON_\",LEFT(AQ1811,1),\"-FCON_\",LEFT(AR1811,1)),AU1811=1,_xlfn.CONCAT(\"NONFUN_NONDEF\",\"-DCON_\",LEFT(AQ1811,1),\"-FCON_\",LEFT(AR1811,1)),AV1811=1,_xlfn.CONCAT(\"NONFUN_DEF\",\"-DCON_\",LEFT(AQ1811,1),\"-FCON_\",LEFT(AR1811,1)),AS1811+AT1811+AU1811+AV1811<1,_xlfn.CONCAT(\"-\"))","v":"-"}]
[null,null,null,null,null,null,null,null,null,null,null,null,null,null,null,null,null,null,null,null,null,0,null,null,null,null,null,null,null,null,null,0,0,0,0,"Unknown",{"$f":"_xlfn.IFS(G1817=\"Natural\",0,H1817=\"\",0,H1817=\"COASTAL-CONSTRUCTED\",0,G1817=\"Constructed\",_xlfn.XLOOKUP($H1817,'Data Categories'!$U$4:$U$25,'Data Categories'!$V$4:V$25))","v":0},{"$f":"_xlfn.IFS(AK1817=\"\",0,AJ1817=\"Unknown\",0,AK1817>1,AK1817-AJ1817,AK1817=0,0)","v":0},{"$f":"_xlfn.IFS(Y1817=\"\",0,Y1817>1920,_xlfn.XLOOKUP($H1817,'Data Categories'!$AE$20:$AE$42,'Data Categories'!$AG$20:$AG$42,0))","v":0},{"$f":"_xlfn.IFS(Y1817=\"\",0,Y1817>0,(2025-Y1817))","v":0},{"$f":"_xlfn.IFS(Z1817=\"Non-Deficient\",\"Non-Deficient\",Z1817=\"Deficient\",\"Deficient\",AB1817=\"Deficient\",\"Deficient\",Z1817=\"Non-Deficient\",\"Non-Deficient\",AB1817=\"Non-Deficient\",\"Non-Deficient\",P1817=\"\",\"None\",AL1817<0,\"Deficient\",AL1817>10,\"Non-Deficient\")","v":"None"},{"$f":"_xlfn.IFS(H1817=\"LOW WATER CROSSING\",\"Non-Functional\",G1817=\"Natural\",\"Functional\",AA1817=\"Functional\",\"Functional\",AC1817=\"Functional\",\"Functional\",AA1817=\"Non-Functional\",\"Non-Functional\",AC1817=\"Non-Functional\",\"Non-Functional\",AA1817=\"Unknown\",\"Unknown\",AC1817=\"Unknown\",\"Unknown\",AA1817=\"\",\"None\")","v":"None"},{"$f":"_xlfn.IFS(X1817=\"Functionality\",\"Low\",W1817=\"No\",\"Low\",Y1817>=2015,\"High\",Y1817>=1920,\"Low\",W1817=\"\",\"None\",W1817=\"Unknown\",\"None\")","v":"None"},{"$f":"_xlfn.IFS(H1817=\"LOW WATER CROSSING\",\"Unknown\",G1817=\"Natural\",\"None\",AM1817<AN1817,\"High\",AC1817=\"Functional\",\"Low\",AC1817=\"Non-Functional\",\"Low\",W1817=\"No\",\"Low\",W1817=\"Unknown\",\"None\",X1817=\"Deficiency\",\"None\",W1817=\"Yes\",\"High\",W1817=\"\",\"None\")","v":"None"},0,0,0,0,{"$f":"_xlfn.CONCAT(LEFT(H1817,3),\"-\")&IF(H1817=\"-\",0,COUNTIF($H$4:H1817,H1817))","v":"-0"},{"$f":"_xlfn.IFS($H1817<=0,\"-\",AS1817=1,_xlfn.CONCAT(\"FUN_NONDEF\",\"-DCON_\",LEFT(AQ1817,1),\"-FCON_\",LEFT(AR1817,1)),AT1817=1,_xlfn.CONCAT(\"FUN_DEF\",\"-DCON_\",LEFT(AQ1817,1),\"-FCON_\",LEFT(AR1817,1)),AU1817=1,_xlfn.CONCAT(\"NONFUN_NONDEF\",\"-DCON_\",LEFT(AQ1817,1),\"-FCON_\",LEFT(AR1817,1)),AV1817=1,_xlfn.CONCAT(\"NONFUN_DEF\",\"-DCON_\",LEFT(AQ1817,1),\"-FCON_\",LEFT(AR1817,1)),AS1817+AT1817+AU1817+AV1817<1,_xlfn.CONCAT(\"-\"))","v":"-"}]
[null,null,null,null,null,null,null,null,null,null,null,null,null,null,null,null,null,null,null,null,null,0,null,null,null,null,null,null,null,null,null,0,0,0,0,"Unknown",{"$f":"_xlfn.IFS(G1829=\"Natural\",0,H1829=\"\",0,H1829=\"COASTAL-CONSTRUCTED\",0,G1829=\"Constructed\",_xlfn.XLOOKUP($H1829,'Data Categories'!$U$4:$U$25,'Data Categories'!$V$4:V$25))","v":0},{"$f":"_xlfn.IFS(AK1829=\"\",0,AJ1829=\"Unknown\",0,AK1829>1,AK1829-AJ1829,AK1829=0,0)","v":0},{"$f":"_xlfn.IFS(Y1829=\"\",0,Y1829>1920,_xlfn.XLOOKUP($H1829,'Data Categories'!$AE$20:$AE$42,'Data Categories'!$AG$20:$AG$42,0))","v":0},{"$f":"_xlfn.IFS(Y1829=\"\",0,Y1829>0,(2025-Y1829))","v":0},{"$f":"_xlfn.IFS(Z1829=\"Non-Deficient\",\"Non-Deficient\",Z1829=\"Deficient\",\"Deficient\",AB1829=\"Deficient\",\"Deficient\",Z1829=\"Non-Deficient\",\"Non-Deficient\",AB1829=\"Non-Deficient\",\"Non-Deficient\",P1829=\"\",\"None\",AL1829<0,\"Deficient\",AL1829>10,\"Non-Deficient\")","v":"None"},{"$f":"_xlfn.IFS(H1829=\"LOW WATER CROSSING\",\"Non-Functional\",G1829=\"Natural\",\"Functional\",AA1829=\"Functional\",\"Functional\",AC1829=\"Functional\",\"Functional\",AA1829=\"Non-Functional\",\"Non-Functional\",AC1829=\"Non-Functional\",\"Non-Functional\",AA1829=\"Unknown\",\"Unknown\",AC1829=\"Unknown\",\"Unknown\",AA1829=\"\",\"None\")","v":"None"},{"$f":"_xlfn.IFS(X1829=\"Functionality\",\"Low\",W1829=\"No\",\"Low\",Y1829>=2015,\"High\",Y1829>=1920,\"Low\",W1829=\"\",\"None\",W1829=\"Unknown\",\"None\")","v":"None"},{"$f":"_xlfn.IFS(H1829=\"LOW WATER CROSSING\",\"Unknown\",G1829=\"Natural\",\"None\",AM1829<AN1829,\"High\",AC1829=\"Functional\",\"Low\",AC1829=\"Non-Functional\",\"Low\",W1829=\"No\",\"Low\",W1829=\"Unknown\",\"None\",X1829=\"Deficiency\",\"None\",W1829=\"Yes\",\"High\",W1829=\"\",\"None\")","v":"None"},0,0,0,0,{"$f":"_xlfn.CONCAT(LEFT(H1829,3),\"-\")&IF(H1829=\"-\",0,COUNTIF($H$4:H1829,H1829))","v":"-0"},{"$f":"_xlfn.IFS($H1829<=0,\"-\",AS1829=1,_xlfn.CONCAT(\"FUN_NONDEF\",\"-DCON_\",LEFT(AQ1829,1),\"-FCON_\",LEFT(AR1829,1)),AT1829=1,_xlfn.CONCAT(\"FUN_DEF\",\"-DCON_\",LEFT(AQ1829,1),\"-FCON_\",LEFT(AR1829,1)),AU1829=1,_xlfn.CONCAT(\"NONFUN_NONDEF\",\"-DCON_\",LEFT(AQ1829,1),\"-FCON_\",LEFT(AR1829,1)),AV1829=1,_xlfn.CONCAT(\"NONFUN_DEF\",\"-DCON_\",LEFT(AQ1829,1),\"-FCON_\",LEFT(AR1829,1)),AS1829+AT1829+AU1829+AV1829<1,_xlfn.CONCAT(\"-\"))","v":"-"}]
[null,null,null,null,null,null,null,null,null,null,null,null,null,null,null,null,null,null,null,null,null,0,null,null,null,null,null,null,null,null,null,0,0,0,0,"Unknown",{"$f":"_xlfn.IFS(G1836=\"Natural\",0,H1836=\"\",0,H1836=\"COASTAL-CONSTRUCTED\",0,G1836=\"Constructed\",_xlfn.XLOOKUP($H1836,'Data Categories'!$U$4:$U$25,'Data Categories'!$V$4:V$25))","v":0},{"$f":"_xlfn.IFS(AK1836=\"\",0,AJ1836=\"Unknown\",0,AK1836>1,AK1836-AJ1836,AK1836=0,0)","v":0},{"$f":"_xlfn.IFS(Y1836=\"\",0,Y1836>1920,_xlfn.XLOOKUP($H1836,'Data Categories'!$AE$20:$AE$42,'Data Categories'!$AG$20:$AG$42,0))","v":0},{"$f":"_xlfn.IFS(Y1836=\"\",0,Y1836>0,(2025-Y1836))","v":0},{"$f":"_xlfn.IFS(Z1836=\"Non-Deficient\",\"Non-Deficient\",Z1836=\"Deficient\",\"Deficient\",AB1836=\"Deficient\",\"Deficient\",Z1836=\"Non-Deficient\",\"Non-Deficient\",AB1836=\"Non-Deficient\",\"Non-Deficient\",P1836=\"\",\"None\",AL1836<0,\"Deficient\",AL1836>10,\"Non-Deficient\")","v":"None"},{"$f":"_xlfn.IFS(H1836=\"LOW WATER CROSSING\",\"Non-Functional\",G1836=\"Natural\",\"Functional\",AA1836=\"Functional\",\"Functional\",AC1836=\"Functional\",\"Functional\",AA1836=\"Non-Functional\",\"Non-Functional\",AC1836=\"Non-Functional\",\"Non-Functional\",AA1836=\"Unknown\",\"Unknown\",AC1836=\"Unknown\",\"Unknown\",AA1836=\"\",\"None\")","v":"None"},{"$f":"_xlfn.IFS(X1836=\"Functionality\",\"Low\",W1836=\"No\",\"Low\",Y1836>=2015,\"High\",Y1836>=1920,\"Low\",W1836=\"\",\"None\",W1836=\"Unknown\",\"None\")","v":"None"},{"$f":"_xlfn.IFS(H1836=\"LOW WATER CROSSING\",\"Unknown\",G1836=\"Natural\",\"None\",AM1836<AN1836,\"High\",AC1836=\"Functional\",\"Low\",AC1836=\"Non-Functional\",\"Low\",W1836=\"No\",\"Low\",W1836=\"Unknown\",\"None\",X1836=\"Deficiency\",\"None\",W1836=\"Yes\",\"High\",W1836=\"\",\"None\")","v":"None"},0,0,0,0,{"$f":"_xlfn.CONCAT(LEFT(H1836,3),\"-\")&IF(H1836=\"-\",0,COUNTIF($H$4:H1836,H1836))","v":"-0"},{"$f":"_xlfn.IFS($H1836<=0,\"-\",AS1836=1,_xlfn.CONCAT(\"FUN_NONDEF\",\"-DCON_\",LEFT(AQ1836,1),\"-FCON_\",LEFT(AR1836,1)),AT1836=1,_xlfn.CONCAT(\"FUN_DEF\",\"-DCON_\",LEFT(AQ1836,1),\"-FCON_\",LEFT(AR1836,1)),AU1836=1,_xlfn.CONCAT(\"NONFUN_NONDEF\",\"-DCON_\",LEFT(AQ1836,1),\"-FCON_\",LEFT(AR1836,1)),AV1836=1,_xlfn.CONCAT(\"NONFUN_DEF\",\"-DCON_\",LEFT(AQ1836,1),\"-FCON_\",LEFT(AR1836,1)),AS1836+AT1836+AU1836+AV1836<1,_xlfn.CONCAT(\"-\"))","v":"-"}]
[null,null,null,null,null,null,null,null,null,null,null,null,null,null,null,null,null,null,null,null,null,0,null,null,null,null,null,null,null,null,null,0,0,0,0,"Unknown",{"$f":"_xlfn.IFS(G1842=\"Natural\",0,H1842=\"\",0,H1842=\"COASTAL-CONSTRUCTED\",0,G1842=\"Constructed\",_xlfn.XLOOKUP($H1842,'Data Categories'!$U$4:$U$25,'Data Categories'!$V$4:V$25))","v":0},{"$f":"_xlfn.IFS(AK1842=\"\",0,AJ1842=\"Unknown\",0,AK1842>1,AK1842-AJ1842,AK1842=0,0)","v":0},{"$f":"_xlfn.IFS(Y1842=\"\",0,Y1842>1920,_xlfn.XLOOKUP($H1842,'Data Categories'!$AE$20:$AE$42,'Data Categories'!$AG$20:$AG$42,0))","v":0},{"$f":"_xlfn.IFS(Y1842=\"\",0,Y1842>0,(2025-Y1842))","v":0},{"$f":"_xlfn.IFS(Z1842=\"Non-Deficient\",\"Non-Deficient\",Z1842=\"Deficient\",\"Deficient\",AB1842=\"Deficient\",\"Deficient\",Z1842=\"Non-Deficient\",\"Non-Deficient\",AB1842=\"Non-Deficient\",\"Non-Deficient\",P1842=\"\",\"None\",AL1842<0,\"Deficient\",AL1842>10,\"Non-Deficient\")","v":"None"},{"$f":"_xlfn.IFS(H1842=\"LOW WATER CROSSING\",\"Non-Functional\",G1842=\"Natural\",\"Functional\",AA1842=\"Functional\",\"Functional\",AC1842=\"Functional\",\"Functional\",AA1842=\"Non-Functional\",\"Non-Functional\",AC1842=\"Non-Functional\",\"Non-Functional\",AA1842=\"Unknown\",\"Unknown\",AC1842=\"Unknown\",\"Unknown\",AA1842=\"\",\"None\")","v":"None"},{"$f":"_xlfn.IFS(X1842=\"Functionality\",\"Low\",W1842=\"No\",\"Low\",Y1842>=2015,\"High\",Y1842>=1920,\"Low\",W1842=\"\",\"None\",W1842=\"Unknown\",\"None\")","v":"None"},{"$f":"_xlfn.IFS(H1842=\"LOW WATER CROSSING\",\"Unknown\",G1842=\"Natural\",\"None\",AM1842<AN1842,\"High\",AC1842=\"Functional\",\"Low\",AC1842=\"Non-Functional\",\"Low\",W1842=\"No\",\"Low\",W1842=\"Unknown\",\"None\",X1842=\"Deficiency\",\"None\",W1842=\"Yes\",\"High\",W1842=\"\",\"None\")","v":"None"},0,0,0,0,{"$f":"_xlfn.CONCAT(LEFT(H1842,3),\"-\")&IF(H1842=\"-\",0,COUNTIF($H$4:H1842,H1842))","v":"-0"},{"$f":"_xlfn.IFS($H1842<=0,\"-\",AS1842=1,_xlfn.CONCAT(\"FUN_NONDEF\",\"-DCON_\",LEFT(AQ1842,1),\"-FCON_\",LEFT(AR1842,1)),AT1842=1,_xlfn.CONCAT(\"FUN_DEF\",\"-DCON_\",LEFT(AQ1842,1),\"-FCON_\",LEFT(AR1842,1)),AU1842=1,_xlfn.CONCAT(\"NONFUN_NONDEF\",\"-DCON_\",LEFT(AQ1842,1),\"-FCON_\",LEFT(AR1842,1)),AV1842=1,_xlfn.CONCAT(\"NONFUN_DEF\",\"-DCON_\",LEFT(AQ1842,1),\"-FCON_\",LEFT(AR1842,1)),AS1842+AT1842+AU1842+AV1842<1,_xlfn.CONCAT(\"-\"))","v":"-"}]
[null,null,null,null,null,null,null,null,null,null,null,null,null,null,null,null,null,null,null,null,null,0,null,null,null,null,null,null,null,null,null,0,0,0,0,"Unknown",{"$f":"_xlfn.IFS(G1850=\"Natural\",0,H1850=\"\",0,H1850=\"COASTAL-CONSTRUCTED\",0,G1850=\"Constructed\",_xlfn.XLOOKUP($H1850,'Data Categories'!$U$4:$U$25,'Data Categories'!$V$4:V$25))","v":0},{"$f":"_xlfn.IFS(AK1850=\"\",0,AJ1850=\"Unknown\",0,AK1850>1,AK1850-AJ1850,AK1850=0,0)","v":0},{"$f":"_xlfn.IFS(Y1850=\"\",0,Y1850>1920,_xlfn.XLOOKUP($H1850,'Data Categories'!$AE$20:$AE$42,'Data Categories'!$AG$20:$AG$42,0))","v":0},{"$f":"_xlfn.IFS(Y1850=\"\",0,Y1850>0,(2025-Y1850))","v":0},{"$f":"_xlfn.IFS(Z1850=\"Non-Deficient\",\"Non-Deficient\",Z1850=\"Deficient\",\"Deficient\",AB1850=\"Deficient\",\"Deficient\",Z1850=\"Non-Deficient\",\"Non-Deficient\",AB1850=\"Non-Deficient\",\"Non-Deficient\",P1850=\"\",\"None\",AL1850<0,\"Deficient\",AL1850>10,\"Non-Deficient\")","v":"None"},{"$f":"_xlfn.IFS(H1850=\"LOW WATER CROSSING\",\"Non-Functional\",G1850=\"Natural\",\"Functional\",AA1850=\"Functional\",\"Functional\",AC1850=\"Functional\",\"Functional\",AA1850=\"Non-Functional\",\"Non-Functional\",AC1850=\"Non-Functional\",\"Non-Functional\",AA1850=\"Unknown\",\"Unknown\",AC1850=\"Unknown\",\"Unknown\",AA1850=\"\",\"None\")","v":"None"},{"$f":"_xlfn.IFS(X1850=\"Functionality\",\"Low\",W1850=\"No\",\"Low\",Y1850>=2015,\"High\",Y1850>=1920,\"Low\",W1850=\"\",\"None\",W1850=\"Unknown\",\"None\")","v":"None"},{"$f":"_xlfn.IFS(H1850=\"LOW WATER CROSSING\",\"Unknown\",G1850=\"Natural\",\"None\",AM1850<AN1850,\"High\",AC1850=\"Functional\",\"Low\",AC1850=\"Non-Functional\",\"Low\",W1850=\"No\",\"Low\",W1850=\"Unknown\",\"None\",X1850=\"Deficiency\",\"None\",W1850=\"Yes\",\"High\",W1850=\"\",\"None\")","v":"None"},0,0,0,0,{"$f":"_xlfn.CONCAT(LEFT(H1850,3),\"-\")&IF(H1850=\"-\",0,COUNTIF($H$4:H1850,H1850))","v":"-0"},{"$f":"_xlfn.IFS($H1850<=0,\"-\",AS1850=1,_xlfn.CONCAT(\"FUN_NONDEF\",\"-DCON_\",LEFT(AQ1850,1),\"-FCON_\",LEFT(AR1850,1)),AT1850=1,_xlfn.CONCAT(\"FUN_DEF\",\"-DCON_\",LEFT(AQ1850,1),\"-FCON_\",LEFT(AR1850,1)),AU1850=1,_xlfn.CONCAT(\"NONFUN_NONDEF\",\"-DCON_\",LEFT(AQ1850,1),\"-FCON_\",LEFT(AR1850,1)),AV1850=1,_xlfn.CONCAT(\"NONFUN_DEF\",\"-DCON_\",LEFT(AQ1850,1),\"-FCON_\",LEFT(AR1850,1)),AS1850+AT1850+AU1850+AV1850<1,_xlfn.CONCAT(\"-\"))","v":"-"}]
[null,null,null,null,null,null,null,null,null,null,null,null,null,null,null,null,null,null,null,null,null,0,null,null,null,null,null,null,null,null,null,0,0,0,0,"Unknown",{"$f":"_xlfn.IFS(G1857=\"Natural\",0,H1857=\"\",0,H1857=\"COASTAL-CONSTRUCTED\",0,G1857=\"Constructed\",_xlfn.XLOOKUP($H1857,'Data Categories'!$U$4:$U$25,'Data Categories'!$V$4:V$25))","v":0},{"$f":"_xlfn.IFS(AK1857=\"\",0,AJ1857=\"Unknown\",0,AK1857>1,AK1857-AJ1857,AK1857=0,0)","v":0},{"$f":"_xlfn.IFS(Y1857=\"\",0,Y1857>1920,_xlfn.XLOOKUP($H1857,'Data Categories'!$AE$20:$AE$42,'Data Categories'!$AG$20:$AG$42,0))","v":0},{"$f":"_xlfn.IFS(Y1857=\"\",0,Y1857>0,(2025-Y1857))","v":0},{"$f":"_xlfn.IFS(Z1857=\"Non-Deficient\",\"Non-Deficient\",Z1857=\"Deficient\",\"Deficient\",AB1857=\"Deficient\",\"Deficient\",Z1857=\"Non-Deficient\",\"Non-Deficient\",AB1857=\"Non-Deficient\",\"Non-Deficient\",P1857=\"\",\"None\",AL1857<0,\"Deficient\",AL1857>10,\"Non-Deficient\")","v":"None"},{"$f":"_xlfn.IFS(H1857=\"LOW WATER CROSSING\",\"Non-Functional\",G1857=\"Natural\",\"Functional\",AA1857=\"Functional\",\"Functional\",AC1857=\"Functional\",\"Functional\",AA1857=\"Non-Functional\",\"Non-Functional\",AC1857=\"Non-Functional\",\"Non-Functional\",AA1857=\"Unknown\",\"Unknown\",AC1857=\"Unknown\",\"Unknown\",AA1857=\"\",\"None\")","v":"None"},{"$f":"_xlfn.IFS(X1857=\"Functionality\",\"Low\",W1857=\"No\",\"Low\",Y1857>=2015,\"High\",Y1857>=1920,\"Low\",W1857=\"\",\"None\",W1857=\"Unknown\",\"None\")","v":"None"},{"$f":"_xlfn.IFS(H1857=\"LOW WATER CROSSING\",\"Unknown\",G1857=\"Natural\",\"None\",AM1857<AN1857,\"High\",AC1857=\"Functional\",\"Low\",AC1857=\"Non-Functional\",\"Low\",W1857=\"No\",\"Low\",W1857=\"Unknown\",\"None\",X1857=\"Deficiency\",\"None\",W1857=\"Yes\",\"High\",W1857=\"\",\"None\")","v":"None"},0,0,0,0,{"$f":"_xlfn.CONCAT(LEFT(H1857,3),\"-\")&IF(H1857=\"-\",0,COUNTIF($H$4:H1857,H1857))","v":"-0"},{"$f":"_xlfn.IFS($H1857<=0,\"-\",AS1857=1,_xlfn.CONCAT(\"FUN_NONDEF\",\"-DCON_\",LEFT(AQ1857,1),\"-FCON_\",LEFT(AR1857,1)),AT1857=1,_xlfn.CONCAT(\"FUN_DEF\",\"-DCON_\",LEFT(AQ1857,1),\"-FCON_\",LEFT(AR1857,1)),AU1857=1,_xlfn.CONCAT(\"NONFUN_NONDEF\",\"-DCON_\",LEFT(AQ1857,1),\"-FCON_\",LEFT(AR1857,1)),AV1857=1,_xlfn.CONCAT(\"NONFUN_DEF\",\"-DCON_\",LEFT(AQ1857,1),\"-FCON_\",LEFT(AR1857,1)),AS1857+AT1857+AU1857+AV1857<1,_xlfn.CONCAT(\"-\"))","v":"-"}]
[null,null,null,null,null,null,null,null,null,null,null,null,null,null,null,null,null,null,null,null,null,0,null,null,null,null,null,null,null,null,null,0,0,0,0,"Unknown",{"$f":"_xlfn.IFS(G1869=\"Natural\",0,H1869=\"\",0,H1869=\"COASTAL-CONSTRUCTED\",0,G1869=\"Constructed\",_xlfn.XLOOKUP($H1869,'Data Categories'!$U$4:$U$25,'Data Categories'!$V$4:V$25))","v":0},{"$f":"_xlfn.IFS(AK1869=\"\",0,AJ1869=\"Unknown\",0,AK1869>1,AK1869-AJ1869,AK1869=0,0)","v":0},{"$f":"_xlfn.IFS(Y1869=\"\",0,Y1869>1920,_xlfn.XLOOKUP($H1869,'Data Categories'!$AE$20:$AE$42,'Data Categories'!$AG$20:$AG$42,0))","v":0},{"$f":"_xlfn.IFS(Y1869=\"\",0,Y1869>0,(2025-Y1869))","v":0},{"$f":"_xlfn.IFS(Z1869=\"Non-Deficient\",\"Non-Deficient\",Z1869=\"Deficient\",\"Deficient\",AB1869=\"Deficient\",\"Deficient\",Z1869=\"Non-Deficient\",\"Non-Deficient\",AB1869=\"Non-Deficient\",\"Non-Deficient\",P1869=\"\",\"None\",AL1869<0,\"Deficient\",AL1869>10,\"Non-Deficient\")","v":"None"},{"$f":"_xlfn.IFS(H1869=\"LOW WATER CROSSING\",\"Non-Functional\",G1869=\"Natural\",\"Functional\",AA1869=\"Functional\",\"Functional\",AC1869=\"Functional\",\"Functional\",AA1869=\"Non-Functional\",\"Non-Functional\",AC1869=\"Non-Functional\",\"Non-Functional\",AA1869=\"Unknown\",\"Unknown\",AC1869=\"Unknown\",\"Unknown\",AA1869=\"\",\"None\")","v":"None"},{"$f":"_xlfn.IFS(X1869=\"Functionality\",\"Low\",W1869=\"No\",\"Low\",Y1869>=2015,\"High\",Y1869>=1920,\"Low\",W1869=\"\",\"None\",W1869=\"Unknown\",\"None\")","v":"None"},{"$f":"_xlfn.IFS(H1869=\"LOW WATER CROSSING\",\"Unknown\",G1869=\"Natural\",\"None\",AM1869<AN1869,\"High\",AC1869=\"Functional\",\"Low\",AC1869=\"Non-Functional\",\"Low\",W1869=\"No\",\"Low\",W1869=\"Unknown\",\"None\",X1869=\"Deficiency\",\"None\",W1869=\"Yes\",\"High\",W1869=\"\",\"None\")","v":"None"},0,0,0,0,{"$f":"_xlfn.CONCAT(LEFT(H1869,3),\"-\")&IF(H1869=\"-\",0,COUNTIF($H$4:H1869,H1869))","v":"-0"},{"$f":"_xlfn.IFS($H1869<=0,\"-\",AS1869=1,_xlfn.CONCAT(\"FUN_NONDEF\",\"-DCON_\",LEFT(AQ1869,1),\"-FCON_\",LEFT(AR1869,1)),AT1869=1,_xlfn.CONCAT(\"FUN_DEF\",\"-DCON_\",LEFT(AQ1869,1),\"-FCON_\",LEFT(AR1869,1)),AU1869=1,_xlfn.CONCAT(\"NONFUN_NONDEF\",\"-DCON_\",LEFT(AQ1869,1),\"-FCON_\",LEFT(AR1869,1)),AV1869=1,_xlfn.CONCAT(\"NONFUN_DEF\",\"-DCON_\",LEFT(AQ1869,1),\"-FCON_\",LEFT(AR1869,1)),AS1869+AT1869+AU1869+AV1869<1,_xlfn.CONCAT(\"-\"))","v":"-"}]
[null,null,null,null,null,null,null,null,null,null,null,null,null,null,null,null,null,null,null,null,null,0,null,null,null,null,null,null,null,null,null,0,0,0,0,"Unknown",{"$f":"_xlfn.IFS(G1881=\"Natural\",0,H1881=\"\",0,H1881=\"COASTAL-CONSTRUCTED\",0,G1881=\"Constructed\",_xlfn.XLOOKUP($H1881,'Data Categories'!$U$4:$U$25,'Data Categories'!$V$4:V$25))","v":0},{"$f":"_xlfn.IFS(AK1881=\"\",0,AJ1881=\"Unknown\",0,AK1881>1,AK1881-AJ1881,AK1881=0,0)","v":0},{"$f":"_xlfn.IFS(Y1881=\"\",0,Y1881>1920,_xlfn.XLOOKUP($H1881,'Data Categories'!$AE$20:$AE$42,'Data Categories'!$AG$20:$AG$42,0))","v":0},{"$f":"_xlfn.IFS(Y1881=\"\",0,Y1881>0,(2025-Y1881))","v":0},{"$f":"_xlfn.IFS(Z1881=\"Non-Deficient\",\"Non-Deficient\",Z1881=\"Deficient\",\"Deficient\",AB1881=\"Deficient\",\"Deficient\",Z1881=\"Non-Deficient\",\"Non-Deficient\",AB1881=\"Non-Deficient\",\"Non-Deficient\",P1881=\"\",\"None\",AL1881<0,\"Deficient\",AL1881>10,\"Non-Deficient\")","v":"None"},{"$f":"_xlfn.IFS(H1881=\"LOW WATER CROSSING\",\"Non-Functional\",G1881=\"Natural\",\"Functional\",AA1881=\"Functional\",\"Functional\",AC1881=\"Functional\",\"Functional\",AA1881=\"Non-Functional\",\"Non-Functional\",AC1881=\"Non-Functional\",\"Non-Functional\",AA1881=\"Unknown\",\"Unknown\",AC1881=\"Unknown\",\"Unknown\",AA1881=\"\",\"None\")","v":"None"},{"$f":"_xlfn.IFS(X1881=\"Functionality\",\"Low\",W1881=\"No\",\"Low\",Y1881>=2015,\"High\",Y1881>=1920,\"Low\",W1881=\"\",\"None\",W1881=\"Unknown\",\"None\")","v":"None"},{"$f":"_xlfn.IFS(H1881=\"LOW WATER CROSSING\",\"Unknown\",G1881=\"Natural\",\"None\",AM1881<AN1881,\"High\",AC1881=\"Functional\",\"Low\",AC1881=\"Non-Functional\",\"Low\",W1881=\"No\",\"Low\",W1881=\"Unknown\",\"None\",X1881=\"Deficiency\",\"None\",W1881=\"Yes\",\"High\",W1881=\"\",\"None\")","v":"None"},0,0,0,0,{"$f":"_xlfn.CONCAT(LEFT(H1881,3),\"-\")&IF(H1881=\"-\",0,COUNTIF($H$4:H1881,H1881))","v":"-0"},{"$f":"_xlfn.IFS($H1881<=0,\"-\",AS1881=1,_xlfn.CONCAT(\"FUN_NONDEF\",\"-DCON_\",LEFT(AQ1881,1),\"-FCON_\",LEFT(AR1881,1)),AT1881=1,_xlfn.CONCAT(\"FUN_DEF\",\"-DCON_\",LEFT(AQ1881,1),\"-FCON_\",LEFT(AR1881,1)),AU1881=1,_xlfn.CONCAT(\"NONFUN_NONDEF\",\"-DCON_\",LEFT(AQ1881,1),\"-FCON_\",LEFT(AR1881,1)),AV1881=1,_xlfn.CONCAT(\"NONFUN_DEF\",\"-DCON_\",LEFT(AQ1881,1),\"-FCON_\",LEFT(AR1881,1)),AS1881+AT1881+AU1881+AV1881<1,_xlfn.CONCAT(\"-\"))","v":"-"}]
[null,null,null,null,null,null,null,null,null,null,null,null,null,null,null,null,null,null,null,null,null,0,null,null,null,null,null,null,null,null,null,0,0,0,0,"Unknown",{"$f":"_xlfn.IFS(G1887=\"Natural\",0,H1887=\"\",0,H1887=\"COASTAL-CONSTRUCTED\",0,G1887=\"Constructed\",_xlfn.XLOOKUP($H1887,'Data Categories'!$U$4:$U$25,'Data Categories'!$V$4:V$25))","v":0},{"$f":"_xlfn.IFS(AK1887=\"\",0,AJ1887=\"Unknown\",0,AK1887>1,AK1887-AJ1887,AK1887=0,0)","v":0},{"$f":"_xlfn.IFS(Y1887=\"\",0,Y1887>1920,_xlfn.XLOOKUP($H1887,'Data Categories'!$AE$20:$AE$42,'Data Categories'!$AG$20:$AG$42,0))","v":0},{"$f":"_xlfn.IFS(Y1887=\"\",0,Y1887>0,(2025-Y1887))","v":0},{"$f":"_xlfn.IFS(Z1887=\"Non-Deficient\",\"Non-Deficient\",Z1887=\"Deficient\",\"Deficient\",AB1887=\"Deficient\",\"Deficient\",Z1887=\"Non-Deficient\",\"Non-Deficient\",AB1887=\"Non-Deficient\",\"Non-Deficient\",P1887=\"\",\"None\",AL1887<0,\"Deficient\",AL1887>10,\"Non-Deficient\")","v":"None"},{"$f":"_xlfn.IFS(H1887=\"LOW WATER CROSSING\",\"Non-Functional\",G1887=\"Natural\",\"Functional\",AA1887=\"Functional\",\"Functional\",AC1887=\"Functional\",\"Functional\",AA1887=\"Non-Functional\",\"Non-Functional\",AC1887=\"Non-Functional\",\"Non-Functional\",AA1887=\"Unknown\",\"Unknown\",AC1887=\"Unknown\",\"Unknown\",AA1887=\"\",\"None\")","v":"None"},{"$f":"_xlfn.IFS(X1887=\"Functionality\",\"Low\",W1887=\"No\",\"Low\",Y1887>=2015,\"High\",Y1887>=1920,\"Low\",W1887=\"\",\"None\",W1887=\"Unknown\",\"None\")","v":"None"},{"$f":"_xlfn.IFS(H1887=\"LOW WATER CROSSING\",\"Unknown\",G1887=\"Natural\",\"None\",AM1887<AN1887,\"High\",AC1887=\"Functional\",\"Low\",AC1887=\"Non-Functional\",\"Low\",W1887=\"No\",\"Low\",W1887=\"Unknown\",\"None\",X1887=\"Deficiency\",\"None\",W1887=\"Yes\",\"High\",W1887=\"\",\"None\")","v":"None"},0,0,0,0,{"$f":"_xlfn.CONCAT(LEFT(H1887,3),\"-\")&IF(H1887=\"-\",0,COUNTIF($H$4:H1887,H1887))","v":"-0"},{"$f":"_xlfn.IFS($H1887<=0,\"-\",AS1887=1,_xlfn.CONCAT(\"FUN_NONDEF\",\"-DCON_\",LEFT(AQ1887,1),\"-FCON_\",LEFT(AR1887,1)),AT1887=1,_xlfn.CONCAT(\"FUN_DEF\",\"-DCON_\",LEFT(AQ1887,1),\"-FCON_\",LEFT(AR1887,1)),AU1887=1,_xlfn.CONCAT(\"NONFUN_NONDEF\",\"-DCON_\",LEFT(AQ1887,1),\"-FCON_\",LEFT(AR1887,1)),AV1887=1,_xlfn.CONCAT(\"NONFUN_DEF\",\"-DCON_\",LEFT(AQ1887,1),\"-FCON_\",LEFT(AR1887,1)),AS1887+AT1887+AU1887+AV1887<1,_xlfn.CONCAT(\"-\"))","v":"-"}]
[null,null,null,null,null,null,null,null,null,null,null,null,null,null,null,null,null,null,null,null,null,0,null,null,null,null,null,null,null,null,null,0,0,0,0,"Unknown",{"$f":"_xlfn.IFS(G1899=\"Natural\",0,H1899=\"\",0,H1899=\"COASTAL-CONSTRUCTED\",0,G1899=\"Constructed\",_xlfn.XLOOKUP($H1899,'Data Categories'!$U$4:$U$25,'Data Categories'!$V$4:V$25))","v":0},{"$f":"_xlfn.IFS(AK1899=\"\",0,AJ1899=\"Unknown\",0,AK1899>1,AK1899-AJ1899,AK1899=0,0)","v":0},{"$f":"_xlfn.IFS(Y1899=\"\",0,Y1899>1920,_xlfn.XLOOKUP($H1899,'Data Categories'!$AE$20:$AE$42,'Data Categories'!$AG$20:$AG$42,0))","v":0},{"$f":"_xlfn.IFS(Y1899=\"\",0,Y1899>0,(2025-Y1899))","v":0},{"$f":"_xlfn.IFS(Z1899=\"Non-Deficient\",\"Non-Deficient\",Z1899=\"Deficient\",\"Deficient\",AB1899=\"Deficient\",\"Deficient\",Z1899=\"Non-Deficient\",\"Non-Deficient\",AB1899=\"Non-Deficient\",\"Non-Deficient\",P1899=\"\",\"None\",AL1899<0,\"Deficient\",AL1899>10,\"Non-Deficient\")","v":"None"},{"$f":"_xlfn.IFS(H1899=\"LOW WATER CROSSING\",\"Non-Functional\",G1899=\"Natural\",\"Functional\",AA1899=\"Functional\",\"Functional\",AC1899=\"Functional\",\"Functional\",AA1899=\"Non-Functional\",\"Non-Functional\",AC1899=\"Non-Functional\",\"Non-Functional\",AA1899=\"Unknown\",\"Unknown\",AC1899=\"Unknown\",\"Unknown\",AA1899=\"\",\"None\")","v":"None"},{"$f":"_xlfn.IFS(X1899=\"Functionality\",\"Low\",W1899=\"No\",\"Low\",Y1899>=2015,\"High\",Y1899>=1920,\"Low\",W1899=\"\",\"None\",W1899=\"Unknown\",\"None\")","v":"None"},{"$f":"_xlfn.IFS(H1899=\"LOW WATER CROSSING\",\"Unknown\",G1899=\"Natural\",\"None\",AM1899<AN1899,\"High\",AC1899=\"Functional\",\"Low\",AC1899=\"Non-Functional\",\"Low\",W1899=\"No\",\"Low\",W1899=\"Unknown\",\"None\",X1899=\"Deficiency\",\"None\",W1899=\"Yes\",\"High\",W1899=\"\",\"None\")","v":"None"},0,0,0,0,{"$f":"_xlfn.CONCAT(LEFT(H1899,3),\"-\")&IF(H1899=\"-\",0,COUNTIF($H$4:H1899,H1899))","v":"-0"},{"$f":"_xlfn.IFS($H1899<=0,\"-\",AS1899=1,_xlfn.CONCAT(\"FUN_NONDEF\",\"-DCON_\",LEFT(AQ1899,1),\"-FCON_\",LEFT(AR1899,1)),AT1899=1,_xlfn.CONCAT(\"FUN_DEF\",\"-DCON_\",LEFT(AQ1899,1),\"-FCON_\",LEFT(AR1899,1)),AU1899=1,_xlfn.CONCAT(\"NONFUN_NONDEF\",\"-DCON_\",LEFT(AQ1899,1),\"-FCON_\",LEFT(AR1899,1)),AV1899=1,_xlfn.CONCAT(\"NONFUN_DEF\",\"-DCON_\",LEFT(AQ1899,1),\"-FCON_\",LEFT(AR1899,1)),AS1899+AT1899+AU1899+AV1899<1,_xlfn.CONCAT(\"-\"))","v":"-"}]
[null,null,null,null,null,null,null,null,null,null,null,null,null,null,null,null,null,null,null,null,null,0,null,null,null,null,null,null,null,null,null,0,0,0,0,"Unknown",{"$f":"_xlfn.IFS(G1906=\"Natural\",0,H1906=\"\",0,H1906=\"COASTAL-CONSTRUCTED\",0,G1906=\"Constructed\",_xlfn.XLOOKUP($H1906,'Data Categories'!$U$4:$U$25,'Data Categories'!$V$4:V$25))","v":0},{"$f":"_xlfn.IFS(AK1906=\"\",0,AJ1906=\"Unknown\",0,AK1906>1,AK1906-AJ1906,AK1906=0,0)","v":0},{"$f":"_xlfn.IFS(Y1906=\"\",0,Y1906>1920,_xlfn.XLOOKUP($H1906,'Data Categories'!$AE$20:$AE$42,'Data Categories'!$AG$20:$AG$42,0))","v":0},{"$f":"_xlfn.IFS(Y1906=\"\",0,Y1906>0,(2025-Y1906))","v":0},{"$f":"_xlfn.IFS(Z1906=\"Non-Deficient\",\"Non-Deficient\",Z1906=\"Deficient\",\"Deficient\",AB1906=\"Deficient\",\"Deficient\",Z1906=\"Non-Deficient\",\"Non-Deficient\",AB1906=\"Non-Deficient\",\"Non-Deficient\",P1906=\"\",\"None\",AL1906<0,\"Deficient\",AL1906>10,\"Non-Deficient\")","v":"None"},{"$f":"_xlfn.IFS(H1906=\"LOW WATER CROSSING\",\"Non-Functional\",G1906=\"Natural\",\"Functional\",AA1906=\"Functional\",\"Functional\",AC1906=\"Functional\",\"Functional\",AA1906=\"Non-Functional\",\"Non-Functional\",AC1906=\"Non-Functional\",\"Non-Functional\",AA1906=\"Unknown\",\"Unknown\",AC1906=\"Unknown\",\"Unknown\",AA1906=\"\",\"None\")","v":"None"},{"$f":"_xlfn.IFS(X1906=\"Functionality\",\"Low\",W1906=\"No\",\"Low\",Y1906>=2015,\"High\",Y1906>=1920,\"Low\",W1906=\"\",\"None\",W1906=\"Unknown\",\"None\")","v":"None"},{"$f":"_xlfn.IFS(H1906=\"LOW WATER CROSSING\",\"Unknown\",G1906=\"Natural\",\"None\",AM1906<AN1906,\"High\",AC1906=\"Functional\",\"Low\",AC1906=\"Non-Functional\",\"Low\",W1906=\"No\",\"Low\",W1906=\"Unknown\",\"None\",X1906=\"Deficiency\",\"None\",W1906=\"Yes\",\"High\",W1906=\"\",\"None\")","v":"None"},0,0,0,0,{"$f":"_xlfn.CONCAT(LEFT(H1906,3),\"-\")&IF(H1906=\"-\",0,COUNTIF($H$4:H1906,H1906))","v":"-0"},{"$f":"_xlfn.IFS($H1906<=0,\"-\",AS1906=1,_xlfn.CONCAT(\"FUN_NONDEF\",\"-DCON_\",LEFT(AQ1906,1),\"-FCON_\",LEFT(AR1906,1)),AT1906=1,_xlfn.CONCAT(\"FUN_DEF\",\"-DCON_\",LEFT(AQ1906,1),\"-FCON_\",LEFT(AR1906,1)),AU1906=1,_xlfn.CONCAT(\"NONFUN_NONDEF\",\"-DCON_\",LEFT(AQ1906,1),\"-FCON_\",LEFT(AR1906,1)),AV1906=1,_xlfn.CONCAT(\"NONFUN_DEF\",\"-DCON_\",LEFT(AQ1906,1),\"-FCON_\",LEFT(AR1906,1)),AS1906+AT1906+AU1906+AV1906<1,_xlfn.CONCAT(\"-\"))","v":"-"}]
[null,null,null,null,null,null,null,null,null,null,null,null,null,null,null,null,null,null,null,null,null,0,null,null,null,null,null,null,null,null,null,0,0,0,0,"Unknown",{"$f":"_xlfn.IFS(G1912=\"Natural\",0,H1912=\"\",0,H1912=\"COASTAL-CONSTRUCTED\",0,G1912=\"Constructed\",_xlfn.XLOOKUP($H1912,'Data Categories'!$U$4:$U$25,'Data Categories'!$V$4:V$25))","v":0},{"$f":"_xlfn.IFS(AK1912=\"\",0,AJ1912=\"Unknown\",0,AK1912>1,AK1912-AJ1912,AK1912=0,0)","v":0},{"$f":"_xlfn.IFS(Y1912=\"\",0,Y1912>1920,_xlfn.XLOOKUP($H1912,'Data Categories'!$AE$20:$AE$42,'Data Categories'!$AG$20:$AG$42,0))","v":0},{"$f":"_xlfn.IFS(Y1912=\"\",0,Y1912>0,(2025-Y1912))","v":0},{"$f":"_xlfn.IFS(Z1912=\"Non-Deficient\",\"Non-Deficient\",Z1912=\"Deficient\",\"Deficient\",AB1912=\"Deficient\",\"Deficient\",Z1912=\"Non-Deficient\",\"Non-Deficient\",AB1912=\"Non-Deficient\",\"Non-Deficient\",P1912=\"\",\"None\",AL1912<0,\"Deficient\",AL1912>10,\"Non-Deficient\")","v":"None"},{"$f":"_xlfn.IFS(H1912=\"LOW WATER CROSSING\",\"Non-Functional\",G1912=\"Natural\",\"Functional\",AA1912=\"Functional\",\"Functional\",AC1912=\"Functional\",\"Functional\",AA1912=\"Non-Functional\",\"Non-Functional\",AC1912=\"Non-Functional\",\"Non-Functional\",AA1912=\"Unknown\",\"Unknown\",AC1912=\"Unknown\",\"Unknown\",AA1912=\"\",\"None\")","v":"None"},{"$f":"_xlfn.IFS(X1912=\"Functionality\",\"Low\",W1912=\"No\",\"Low\",Y1912>=2015,\"High\",Y1912>=1920,\"Low\",W1912=\"\",\"None\",W1912=\"Unknown\",\"None\")","v":"None"},{"$f":"_xlfn.IFS(H1912=\"LOW WATER CROSSING\",\"Unknown\",G1912=\"Natural\",\"None\",AM1912<AN1912,\"High\",AC1912=\"Functional\",\"Low\",AC1912=\"Non-Functional\",\"Low\",W1912=\"No\",\"Low\",W1912=\"Unknown\",\"None\",X1912=\"Deficiency\",\"None\",W1912=\"Yes\",\"High\",W1912=\"\",\"None\")","v":"None"},0,0,0,0,{"$f":"_xlfn.CONCAT(LEFT(H1912,3),\"-\")&IF(H1912=\"-\",0,COUNTIF($H$4:H1912,H1912))","v":"-0"},{"$f":"_xlfn.IFS($H1912<=0,\"-\",AS1912=1,_xlfn.CONCAT(\"FUN_NONDEF\",\"-DCON_\",LEFT(AQ1912,1),\"-FCON_\",LEFT(AR1912,1)),AT1912=1,_xlfn.CONCAT(\"FUN_DEF\",\"-DCON_\",LEFT(AQ1912,1),\"-FCON_\",LEFT(AR1912,1)),AU1912=1,_xlfn.CONCAT(\"NONFUN_NONDEF\",\"-DCON_\",LEFT(AQ1912,1),\"-FCON_\",LEFT(AR1912,1)),AV1912=1,_xlfn.CONCAT(\"NONFUN_DEF\",\"-DCON_\",LEFT(AQ1912,1),\"-FCON_\",LEFT(AR1912,1)),AS1912+AT1912+AU1912+AV1912<1,_xlfn.CONCAT(\"-\"))","v":"-"}]
[null,null,null,null,null,null,null,null,null,null,null,null,null,null,null,null,null,null,null,null,null,0,null,null,null,null,null,null,null,null,null,0,0,0,0,"Unknown",{"$f":"_xlfn.IFS(G1920=\"Natural\",0,H1920=\"\",0,H1920=\"COASTAL-CONSTRUCTED\",0,G1920=\"Constructed\",_xlfn.XLOOKUP($H1920,'Data Categories'!$U$4:$U$25,'Data Categories'!$V$4:V$25))","v":0},{"$f":"_xlfn.IFS(AK1920=\"\",0,AJ1920=\"Unknown\",0,AK1920>1,AK1920-AJ1920,AK1920=0,0)","v":0},{"$f":"_xlfn.IFS(Y1920=\"\",0,Y1920>1920,_xlfn.XLOOKUP($H1920,'Data Categories'!$AE$20:$AE$42,'Data Categories'!$AG$20:$AG$42,0))","v":0},{"$f":"_xlfn.IFS(Y1920=\"\",0,Y1920>0,(2025-Y1920))","v":0},{"$f":"_xlfn.IFS(Z1920=\"Non-Deficient\",\"Non-Deficient\",Z1920=\"Deficient\",\"Deficient\",AB1920=\"Deficient\",\"Deficient\",Z1920=\"Non-Deficient\",\"Non-Deficient\",AB1920=\"Non-Deficient\",\"Non-Deficient\",P1920=\"\",\"None\",AL1920<0,\"Deficient\",AL1920>10,\"Non-Deficient\")","v":"None"},{"$f":"_xlfn.IFS(H1920=\"LOW WATER CROSSING\",\"Non-Functional\",G1920=\"Natural\",\"Functional\",AA1920=\"Functional\",\"Functional\",AC1920=\"Functional\",\"Functional\",AA1920=\"Non-Functional\",\"Non-Functional\",AC1920=\"Non-Functional\",\"Non-Functional\",AA1920=\"Unknown\",\"Unknown\",AC1920=\"Unknown\",\"Unknown\",AA1920=\"\",\"None\")","v":"None"},{"$f":"_xlfn.IFS(X1920=\"Functionality\",\"Low\",W1920=\"No\",\"Low\",Y1920>=2015,\"High\",Y1920>=1920,\"Low\",W1920=\"\",\"None\",W1920=\"Unknown\",\"None\")","v":"None"},{"$f":"_xlfn.IFS(H1920=\"LOW WATER CROSSING\",\"Unknown\",G1920=\"Natural\",\"None\",AM1920<AN1920,\"High\",AC1920=\"Functional\",\"Low\",AC1920=\"Non-Functional\",\"Low\",W1920=\"No\",\"Low\",W1920=\"Unknown\",\"None\",X1920=\"Deficiency\",\"None\",W1920=\"Yes\",\"High\",W1920=\"\",\"None\")","v":"None"},0,0,0,0,{"$f":"_xlfn.CONCAT(LEFT(H1920,3),\"-\")&IF(H1920=\"-\",0,COUNTIF($H$4:H1920,H1920))","v":"-0"},{"$f":"_xlfn.IFS($H1920<=0,\"-\",AS1920=1,_xlfn.CONCAT(\"FUN_NONDEF\",\"-DCON_\",LEFT(AQ1920,1),\"-FCON_\",LEFT(AR1920,1)),AT1920=1,_xlfn.CONCAT(\"FUN_DEF\",\"-DCON_\",LEFT(AQ1920,1),\"-FCON_\",LEFT(AR1920,1)),AU1920=1,_xlfn.CONCAT(\"NONFUN_NONDEF\",\"-DCON_\",LEFT(AQ1920,1),\"-FCON_\",LEFT(AR1920,1)),AV1920=1,_xlfn.CONCAT(\"NONFUN_DEF\",\"-DCON_\",LEFT(AQ1920,1),\"-FCON_\",LEFT(AR1920,1)),AS1920+AT1920+AU1920+AV1920<1,_xlfn.CONCAT(\"-\"))","v":"-"}]
[null,null,null,null,null,null,null,null,null,null,null,null,null,null,null,null,null,null,null,null,null,0,null,null,null,null,null,null,null,null,null,0,0,0,0,"Unknown",{"$f":"_xlfn.IFS(G1927=\"Natural\",0,H1927=\"\",0,H1927=\"COASTAL-CONSTRUCTED\",0,G1927=\"Constructed\",_xlfn.XLOOKUP($H1927,'Data Categories'!$U$4:$U$25,'Data Categories'!$V$4:V$25))","v":0},{"$f":"_xlfn.IFS(AK1927=\"\",0,AJ1927=\"Unknown\",0,AK1927>1,AK1927-AJ1927,AK1927=0,0)","v":0},{"$f":"_xlfn.IFS(Y1927=\"\",0,Y1927>1920,_xlfn.XLOOKUP($H1927,'Data Categories'!$AE$20:$AE$42,'Data Categories'!$AG$20:$AG$42,0))","v":0},{"$f":"_xlfn.IFS(Y1927=\"\",0,Y1927>0,(2025-Y1927))","v":0},{"$f":"_xlfn.IFS(Z1927=\"Non-Deficient\",\"Non-Deficient\",Z1927=\"Deficient\",\"Deficient\",AB1927=\"Deficient\",\"Deficient\",Z1927=\"Non-Deficient\",\"Non-Deficient\",AB1927=\"Non-Deficient\",\"Non-Deficient\",P1927=\"\",\"None\",AL1927<0,\"Deficient\",AL1927>10,\"Non-Deficient\")","v":"None"},{"$f":"_xlfn.IFS(H1927=\"LOW WATER CROSSING\",\"Non-Functional\",G1927=\"Natural\",\"Functional\",AA1927=\"Functional\",\"Functional\",AC1927=\"Functional\",\"Functional\",AA1927=\"Non-Functional\",\"Non-Functional\",AC1927=\"Non-Functional\",\"Non-Functional\",AA1927=\"Unknown\",\"Unknown\",AC1927=\"Unknown\",\"Unknown\",AA1927=\"\",\"None\")","v":"None"},{"$f":"_xlfn.IFS(X1927=\"Functionality\",\"Low\",W1927=\"No\",\"Low\",Y1927>=2015,\"High\",Y1927>=1920,\"Low\",W1927=\"\",\"None\",W1927=\"Unknown\",\"None\")","v":"None"},{"$f":"_xlfn.IFS(H1927=\"LOW WATER CROSSING\",\"Unknown\",G1927=\"Natural\",\"None\",AM1927<AN1927,\"High\",AC1927=\"Functional\",\"Low\",AC1927=\"Non-Functional\",\"Low\",W1927=\"No\",\"Low\",W1927=\"Unknown\",\"None\",X1927=\"Deficiency\",\"None\",W1927=\"Yes\",\"High\",W1927=\"\",\"None\")","v":"None"},0,0,0,0,{"$f":"_xlfn.CONCAT(LEFT(H1927,3),\"-\")&IF(H1927=\"-\",0,COUNTIF($H$4:H1927,H1927))","v":"-0"},{"$f":"_xlfn.IFS($H1927<=0,\"-\",AS1927=1,_xlfn.CONCAT(\"FUN_NONDEF\",\"-DCON_\",LEFT(AQ1927,1),\"-FCON_\",LEFT(AR1927,1)),AT1927=1,_xlfn.CONCAT(\"FUN_DEF\",\"-DCON_\",LEFT(AQ1927,1),\"-FCON_\",LEFT(AR1927,1)),AU1927=1,_xlfn.CONCAT(\"NONFUN_NONDEF\",\"-DCON_\",LEFT(AQ1927,1),\"-FCON_\",LEFT(AR1927,1)),AV1927=1,_xlfn.CONCAT(\"NONFUN_DEF\",\"-DCON_\",LEFT(AQ1927,1),\"-FCON_\",LEFT(AR1927,1)),AS1927+AT1927+AU1927+AV1927<1,_xlfn.CONCAT(\"-\"))","v":"-"}]
[null,null,null,null,null,null,null,null,null,null,null,null,null,null,null,null,null,null,null,null,null,0,null,null,null,null,null,null,null,null,null,0,0,0,0,"Unknown",{"$f":"_xlfn.IFS(G1939=\"Natural\",0,H1939=\"\",0,H1939=\"COASTAL-CONSTRUCTED\",0,G1939=\"Constructed\",_xlfn.XLOOKUP($H1939,'Data Categories'!$U$4:$U$25,'Data Categories'!$V$4:V$25))","v":0},{"$f":"_xlfn.IFS(AK1939=\"\",0,AJ1939=\"Unknown\",0,AK1939>1,AK1939-AJ1939,AK1939=0,0)","v":0},{"$f":"_xlfn.IFS(Y1939=\"\",0,Y1939>1920,_xlfn.XLOOKUP($H1939,'Data Categories'!$AE$20:$AE$42,'Data Categories'!$AG$20:$AG$42,0))","v":0},{"$f":"_xlfn.IFS(Y1939=\"\",0,Y1939>0,(2025-Y1939))","v":0},{"$f":"_xlfn.IFS(Z1939=\"Non-Deficient\",\"Non-Deficient\",Z1939=\"Deficient\",\"Deficient\",AB1939=\"Deficient\",\"Deficient\",Z1939=\"Non-Deficient\",\"Non-Deficient\",AB1939=\"Non-Deficient\",\"Non-Deficient\",P1939=\"\",\"None\",AL1939<0,\"Deficient\",AL1939>10,\"Non-Deficient\")","v":"None"},{"$f":"_xlfn.IFS(H1939=\"LOW WATER CROSSING\",\"Non-Functional\",G1939=\"Natural\",\"Functional\",AA1939=\"Functional\",\"Functional\",AC1939=\"Functional\",\"Functional\",AA1939=\"Non-Functional\",\"Non-Functional\",AC1939=\"Non-Functional\",\"Non-Functional\",AA1939=\"Unknown\",\"Unknown\",AC1939=\"Unknown\",\"Unknown\",AA1939=\"\",\"None\")","v":"None"},{"$f":"_xlfn.IFS(X1939=\"Functionality\",\"Low\",W1939=\"No\",\"Low\",Y1939>=2015,\"High\",Y1939>=1920,\"Low\",W1939=\"\",\"None\",W1939=\"Unknown\",\"None\")","v":"None"},{"$f":"_xlfn.IFS(H1939=\"LOW WATER CROSSING\",\"Unknown\",G1939=\"Natural\",\"None\",AM1939<AN1939,\"High\",AC1939=\"Functional\",\"Low\",AC1939=\"Non-Functional\",\"Low\",W1939=\"No\",\"Low\",W1939=\"Unknown\",\"None\",X1939=\"Deficiency\",\"None\",W1939=\"Yes\",\"High\",W1939=\"\",\"None\")","v":"None"},0,0,0,0,{"$f":"_xlfn.CONCAT(LEFT(H1939,3),\"-\")&IF(H1939=\"-\",0,COUNTIF($H$4:H1939,H1939))","v":"-0"},{"$f":"_xlfn.IFS($H1939<=0,\"-\",AS1939=1,_xlfn.CONCAT(\"FUN_NONDEF\",\"-DCON_\",LEFT(AQ1939,1),\"-FCON_\",LEFT(AR1939,1)),AT1939=1,_xlfn.CONCAT(\"FUN_DEF\",\"-DCON_\",LEFT(AQ1939,1),\"-FCON_\",LEFT(AR1939,1)),AU1939=1,_xlfn.CONCAT(\"NONFUN_NONDEF\",\"-DCON_\",LEFT(AQ1939,1),\"-FCON_\",LEFT(AR1939,1)),AV1939=1,_xlfn.CONCAT(\"NONFUN_DEF\",\"-DCON_\",LEFT(AQ1939,1),\"-FCON_\",LEFT(AR1939,1)),AS1939+AT1939+AU1939+AV1939<1,_xlfn.CONCAT(\"-\"))","v":"-"}]
[null,null,null,null,null,null,null,null,null,null,null,null,null,null,null,null,null,null,null,null,null,0,null,null,null,null,null,null,null,null,null,0,0,0,0,"Unknown",{"$f":"_xlfn.IFS(G1951=\"Natural\",0,H1951=\"\",0,H1951=\"COASTAL-CONSTRUCTED\",0,G1951=\"Constructed\",_xlfn.XLOOKUP($H1951,'Data Categories'!$U$4:$U$25,'Data Categories'!$V$4:V$25))","v":0},{"$f":"_xlfn.IFS(AK1951=\"\",0,AJ1951=\"Unknown\",0,AK1951>1,AK1951-AJ1951,AK1951=0,0)","v":0},{"$f":"_xlfn.IFS(Y1951=\"\",0,Y1951>1920,_xlfn.XLOOKUP($H1951,'Data Categories'!$AE$20:$AE$42,'Data Categories'!$AG$20:$AG$42,0))","v":0},{"$f":"_xlfn.IFS(Y1951=\"\",0,Y1951>0,(2025-Y1951))","v":0},{"$f":"_xlfn.IFS(Z1951=\"Non-Deficient\",\"Non-Deficient\",Z1951=\"Deficient\",\"Deficient\",AB1951=\"Deficient\",\"Deficient\",Z1951=\"Non-Deficient\",\"Non-Deficient\",AB1951=\"Non-Deficient\",\"Non-Deficient\",P1951=\"\",\"None\",AL1951<0,\"Deficient\",AL1951>10,\"Non-Deficient\")","v":"None"},{"$f":"_xlfn.IFS(H1951=\"LOW WATER CROSSING\",\"Non-Functional\",G1951=\"Natural\",\"Functional\",AA1951=\"Functional\",\"Functional\",AC1951=\"Functional\",\"Functional\",AA1951=\"Non-Functional\",\"Non-Functional\",AC1951=\"Non-Functional\",\"Non-Functional\",AA1951=\"Unknown\",\"Unknown\",AC1951=\"Unknown\",\"Unknown\",AA1951=\"\",\"None\")","v":"None"},{"$f":"_xlfn.IFS(X1951=\"Functionality\",\"Low\",W1951=\"No\",\"Low\",Y1951>=2015,\"High\",Y1951>=1920,\"Low\",W1951=\"\",\"None\",W1951=\"Unknown\",\"None\")","v":"None"},{"$f":"_xlfn.IFS(H1951=\"LOW WATER CROSSING\",\"Unknown\",G1951=\"Natural\",\"None\",AM1951<AN1951,\"High\",AC1951=\"Functional\",\"Low\",AC1951=\"Non-Functional\",\"Low\",W1951=\"No\",\"Low\",W1951=\"Unknown\",\"None\",X1951=\"Deficiency\",\"None\",W1951=\"Yes\",\"High\",W1951=\"\",\"None\")","v":"None"},0,0,0,0,{"$f":"_xlfn.CONCAT(LEFT(H1951,3),\"-\")&IF(H1951=\"-\",0,COUNTIF($H$4:H1951,H1951))","v":"-0"},{"$f":"_xlfn.IFS($H1951<=0,\"-\",AS1951=1,_xlfn.CONCAT(\"FUN_NONDEF\",\"-DCON_\",LEFT(AQ1951,1),\"-FCON_\",LEFT(AR1951,1)),AT1951=1,_xlfn.CONCAT(\"FUN_DEF\",\"-DCON_\",LEFT(AQ1951,1),\"-FCON_\",LEFT(AR1951,1)),AU1951=1,_xlfn.CONCAT(\"NONFUN_NONDEF\",\"-DCON_\",LEFT(AQ1951,1),\"-FCON_\",LEFT(AR1951,1)),AV1951=1,_xlfn.CONCAT(\"NONFUN_DEF\",\"-DCON_\",LEFT(AQ1951,1),\"-FCON_\",LEFT(AR1951,1)),AS1951+AT1951+AU1951+AV1951<1,_xlfn.CONCAT(\"-\"))","v":"-"}]
[null,null,null,null,null,null,null,null,null,null,null,null,null,null,null,null,null,null,null,null,null,0,null,null,null,null,null,null,null,null,null,0,0,0,0,"Unknown",{"$f":"_xlfn.IFS(G1957=\"Natural\",0,H1957=\"\",0,H1957=\"COASTAL-CONSTRUCTED\",0,G1957=\"Constructed\",_xlfn.XLOOKUP($H1957,'Data Categories'!$U$4:$U$25,'Data Categories'!$V$4:V$25))","v":0},{"$f":"_xlfn.IFS(AK1957=\"\",0,AJ1957=\"Unknown\",0,AK1957>1,AK1957-AJ1957,AK1957=0,0)","v":0},{"$f":"_xlfn.IFS(Y1957=\"\",0,Y1957>1920,_xlfn.XLOOKUP($H1957,'Data Categories'!$AE$20:$AE$42,'Data Categories'!$AG$20:$AG$42,0))","v":0},{"$f":"_xlfn.IFS(Y1957=\"\",0,Y1957>0,(2025-Y1957))","v":0},{"$f":"_xlfn.IFS(Z1957=\"Non-Deficient\",\"Non-Deficient\",Z1957=\"Deficient\",\"Deficient\",AB1957=\"Deficient\",\"Deficient\",Z1957=\"Non-Deficient\",\"Non-Deficient\",AB1957=\"Non-Deficient\",\"Non-Deficient\",P1957=\"\",\"None\",AL1957<0,\"Deficient\",AL1957>10,\"Non-Deficient\")","v":"None"},{"$f":"_xlfn.IFS(H1957=\"LOW WATER CROSSING\",\"Non-Functional\",G1957=\"Natural\",\"Functional\",AA1957=\"Functional\",\"Functional\",AC1957=\"Functional\",\"Functional\",AA1957=\"Non-Functional\",\"Non-Functional\",AC1957=\"Non-Functional\",\"Non-Functional\",AA1957=\"Unknown\",\"Unknown\",AC1957=\"Unknown\",\"Unknown\",AA1957=\"\",\"None\")","v":"None"},{"$f":"_xlfn.IFS(X1957=\"Functionality\",\"Low\",W1957=\"No\",\"Low\",Y1957>=2015,\"High\",Y1957>=1920,\"Low\",W1957=\"\",\"None\",W1957=\"Unknown\",\"None\")","v":"None"},{"$f":"_xlfn.IFS(H1957=\"LOW WATER CROSSING\",\"Unknown\",G1957=\"Natural\",\"None\",AM1957<AN1957,\"High\",AC1957=\"Functional\",\"Low\",AC1957=\"Non-Functional\",\"Low\",W1957=\"No\",\"Low\",W1957=\"Unknown\",\"None\",X1957=\"Deficiency\",\"None\",W1957=\"Yes\",\"High\",W1957=\"\",\"None\")","v":"None"},0,0,0,0,{"$f":"_xlfn.CONCAT(LEFT(H1957,3),\"-\")&IF(H1957=\"-\",0,COUNTIF($H$4:H1957,H1957))","v":"-0"},{"$f":"_xlfn.IFS($H1957<=0,\"-\",AS1957=1,_xlfn.CONCAT(\"FUN_NONDEF\",\"-DCON_\",LEFT(AQ1957,1),\"-FCON_\",LEFT(AR1957,1)),AT1957=1,_xlfn.CONCAT(\"FUN_DEF\",\"-DCON_\",LEFT(AQ1957,1),\"-FCON_\",LEFT(AR1957,1)),AU1957=1,_xlfn.CONCAT(\"NONFUN_NONDEF\",\"-DCON_\",LEFT(AQ1957,1),\"-FCON_\",LEFT(AR1957,1)),AV1957=1,_xlfn.CONCAT(\"NONFUN_DEF\",\"-DCON_\",LEFT(AQ1957,1),\"-FCON_\",LEFT(AR1957,1)),AS1957+AT1957+AU1957+AV1957<1,_xlfn.CONCAT(\"-\"))","v":"-"}]
[null,null,null,null,null,null,null,null,null,null,null,null,null,null,null,null,null,null,null,null,null,0,null,null,null,null,null,null,null,null,null,0,0,0,0,"Unknown",{"$f":"_xlfn.IFS(G1969=\"Natural\",0,H1969=\"\",0,H1969=\"COASTAL-CONSTRUCTED\",0,G1969=\"Constructed\",_xlfn.XLOOKUP($H1969,'Data Categories'!$U$4:$U$25,'Data Categories'!$V$4:V$25))","v":0},{"$f":"_xlfn.IFS(AK1969=\"\",0,AJ1969=\"Unknown\",0,AK1969>1,AK1969-AJ1969,AK1969=0,0)","v":0},{"$f":"_xlfn.IFS(Y1969=\"\",0,Y1969>1920,_xlfn.XLOOKUP($H1969,'Data Categories'!$AE$20:$AE$42,'Data Categories'!$AG$20:$AG$42,0))","v":0},{"$f":"_xlfn.IFS(Y1969=\"\",0,Y1969>0,(2025-Y1969))","v":0},{"$f":"_xlfn.IFS(Z1969=\"Non-Deficient\",\"Non-Deficient\",Z1969=\"Deficient\",\"Deficient\",AB1969=\"Deficient\",\"Deficient\",Z1969=\"Non-Deficient\",\"Non-Deficient\",AB1969=\"Non-Deficient\",\"Non-Deficient\",P1969=\"\",\"None\",AL1969<0,\"Deficient\",AL1969>10,\"Non-Deficient\")","v":"None"},{"$f":"_xlfn.IFS(H1969=\"LOW WATER CROSSING\",\"Non-Functional\",G1969=\"Natural\",\"Functional\",AA1969=\"Functional\",\"Functional\",AC1969=\"Functional\",\"Functional\",AA1969=\"Non-Functional\",\"Non-Functional\",AC1969=\"Non-Functional\",\"Non-Functional\",AA1969=\"Unknown\",\"Unknown\",AC1969=\"Unknown\",\"Unknown\",AA1969=\"\",\"None\")","v":"None"},{"$f":"_xlfn.IFS(X1969=\"Functionality\",\"Low\",W1969=\"No\",\"Low\",Y1969>=2015,\"High\",Y1969>=1920,\"Low\",W1969=\"\",\"None\",W1969=\"Unknown\",\"None\")","v":"None"},{"$f":"_xlfn.IFS(H1969=\"LOW WATER CROSSING\",\"Unknown\",G1969=\"Natural\",\"None\",AM1969<AN1969,\"High\",AC1969=\"Functional\",\"Low\",AC1969=\"Non-Functional\",\"Low\",W1969=\"No\",\"Low\",W1969=\"Unknown\",\"None\",X1969=\"Deficiency\",\"None\",W1969=\"Yes\",\"High\",W1969=\"\",\"None\")","v":"None"},0,0,0,0,{"$f":"_xlfn.CONCAT(LEFT(H1969,3),\"-\")&IF(H1969=\"-\",0,COUNTIF($H$4:H1969,H1969))","v":"-0"},{"$f":"_xlfn.IFS($H1969<=0,\"-\",AS1969=1,_xlfn.CONCAT(\"FUN_NONDEF\",\"-DCON_\",LEFT(AQ1969,1),\"-FCON_\",LEFT(AR1969,1)),AT1969=1,_xlfn.CONCAT(\"FUN_DEF\",\"-DCON_\",LEFT(AQ1969,1),\"-FCON_\",LEFT(AR1969,1)),AU1969=1,_xlfn.CONCAT(\"NONFUN_NONDEF\",\"-DCON_\",LEFT(AQ1969,1),\"-FCON_\",LEFT(AR1969,1)),AV1969=1,_xlfn.CONCAT(\"NONFUN_DEF\",\"-DCON_\",LEFT(AQ1969,1),\"-FCON_\",LEFT(AR1969,1)),AS1969+AT1969+AU1969+AV1969<1,_xlfn.CONCAT(\"-\"))","v":"-"}]
[null,null,null,null,null,null,null,null,null,null,null,null,null,null,null,null,null,null,null,null,null,0,null,null,null,null,null,null,null,null,null,0,0,0,0,"Unknown",{"$f":"_xlfn.IFS(G1976=\"Natural\",0,H1976=\"\",0,H1976=\"COASTAL-CONSTRUCTED\",0,G1976=\"Constructed\",_xlfn.XLOOKUP($H1976,'Data Categories'!$U$4:$U$25,'Data Categories'!$V$4:V$25))","v":0},{"$f":"_xlfn.IFS(AK1976=\"\",0,AJ1976=\"Unknown\",0,AK1976>1,AK1976-AJ1976,AK1976=0,0)","v":0},{"$f":"_xlfn.IFS(Y1976=\"\",0,Y1976>1920,_xlfn.XLOOKUP($H1976,'Data Categories'!$AE$20:$AE$42,'Data Categories'!$AG$20:$AG$42,0))","v":0},{"$f":"_xlfn.IFS(Y1976=\"\",0,Y1976>0,(2025-Y1976))","v":0},{"$f":"_xlfn.IFS(Z1976=\"Non-Deficient\",\"Non-Deficient\",Z1976=\"Deficient\",\"Deficient\",AB1976=\"Deficient\",\"Deficient\",Z1976=\"Non-Deficient\",\"Non-Deficient\",AB1976=\"Non-Deficient\",\"Non-Deficient\",P1976=\"\",\"None\",AL1976<0,\"Deficient\",AL1976>10,\"Non-Deficient\")","v":"None"},{"$f":"_xlfn.IFS(H1976=\"LOW WATER CROSSING\",\"Non-Functional\",G1976=\"Natural\",\"Functional\",AA1976=\"Functional\",\"Functional\",AC1976=\"Functional\",\"Functional\",AA1976=\"Non-Functional\",\"Non-Functional\",AC1976=\"Non-Functional\",\"Non-Functional\",AA1976=\"Unknown\",\"Unknown\",AC1976=\"Unknown\",\"Unknown\",AA1976=\"\",\"None\")","v":"None"},{"$f":"_xlfn.IFS(X1976=\"Functionality\",\"Low\",W1976=\"No\",\"Low\",Y1976>=2015,\"High\",Y1976>=1920,\"Low\",W1976=\"\",\"None\",W1976=\"Unknown\",\"None\")","v":"None"},{"$f":"_xlfn.IFS(H1976=\"LOW WATER CROSSING\",\"Unknown\",G1976=\"Natural\",\"None\",AM1976<AN1976,\"High\",AC1976=\"Functional\",\"Low\",AC1976=\"Non-Functional\",\"Low\",W1976=\"No\",\"Low\",W1976=\"Unknown\",\"None\",X1976=\"Deficiency\",\"None\",W1976=\"Yes\",\"High\",W1976=\"\",\"None\")","v":"None"},0,0,0,0,{"$f":"_xlfn.CONCAT(LEFT(H1976,3),\"-\")&IF(H1976=\"-\",0,COUNTIF($H$4:H1976,H1976))","v":"-0"},{"$f":"_xlfn.IFS($H1976<=0,\"-\",AS1976=1,_xlfn.CONCAT(\"FUN_NONDEF\",\"-DCON_\",LEFT(AQ1976,1),\"-FCON_\",LEFT(AR1976,1)),AT1976=1,_xlfn.CONCAT(\"FUN_DEF\",\"-DCON_\",LEFT(AQ1976,1),\"-FCON_\",LEFT(AR1976,1)),AU1976=1,_xlfn.CONCAT(\"NONFUN_NONDEF\",\"-DCON_\",LEFT(AQ1976,1),\"-FCON_\",LEFT(AR1976,1)),AV1976=1,_xlfn.CONCAT(\"NONFUN_DEF\",\"-DCON_\",LEFT(AQ1976,1),\"-FCON_\",LEFT(AR1976,1)),AS1976+AT1976+AU1976+AV1976<1,_xlfn.CONCAT(\"-\"))","v":"-"}]
[null,null,null,null,null,null,null,null,null,null,null,null,null,null,null,null,null,null,null,null,null,0,null,null,null,null,null,null,null,null,null,0,0,0,0,"Unknown",{"$f":"_xlfn.IFS(G1982=\"Natural\",0,H1982=\"\",0,H1982=\"COASTAL-CONSTRUCTED\",0,G1982=\"Constructed\",_xlfn.XLOOKUP($H1982,'Data Categories'!$U$4:$U$25,'Data Categories'!$V$4:V$25))","v":0},{"$f":"_xlfn.IFS(AK1982=\"\",0,AJ1982=\"Unknown\",0,AK1982>1,AK1982-AJ1982,AK1982=0,0)","v":0},{"$f":"_xlfn.IFS(Y1982=\"\",0,Y1982>1920,_xlfn.XLOOKUP($H1982,'Data Categories'!$AE$20:$AE$42,'Data Categories'!$AG$20:$AG$42,0))","v":0},{"$f":"_xlfn.IFS(Y1982=\"\",0,Y1982>0,(2025-Y1982))","v":0},{"$f":"_xlfn.IFS(Z1982=\"Non-Deficient\",\"Non-Deficient\",Z1982=\"Deficient\",\"Deficient\",AB1982=\"Deficient\",\"Deficient\",Z1982=\"Non-Deficient\",\"Non-Deficient\",AB1982=\"Non-Deficient\",\"Non-Deficient\",P1982=\"\",\"None\",AL1982<0,\"Deficient\",AL1982>10,\"Non-Deficient\")","v":"None"},{"$f":"_xlfn.IFS(H1982=\"LOW WATER CROSSING\",\"Non-Functional\",G1982=\"Natural\",\"Functional\",AA1982=\"Functional\",\"Functional\",AC1982=\"Functional\",\"Functional\",AA1982=\"Non-Functional\",\"Non-Functional\",AC1982=\"Non-Functional\",\"Non-Functional\",AA1982=\"Unknown\",\"Unknown\",AC1982=\"Unknown\",\"Unknown\",AA1982=\"\",\"None\")","v":"None"},{"$f":"_xlfn.IFS(X1982=\"Functionality\",\"Low\",W1982=\"No\",\"Low\",Y1982>=2015,\"High\",Y1982>=1920,\"Low\",W1982=\"\",\"None\",W1982=\"Unknown\",\"None\")","v":"None"},{"$f":"_xlfn.IFS(H1982=\"LOW WATER CROSSING\",\"Unknown\",G1982=\"Natural\",\"None\",AM1982<AN1982,\"High\",AC1982=\"Functional\",\"Low\",AC1982=\"Non-Functional\",\"Low\",W1982=\"No\",\"Low\",W1982=\"Unknown\",\"None\",X1982=\"Deficiency\",\"None\",W1982=\"Yes\",\"High\",W1982=\"\",\"None\")","v":"None"},0,0,0,0,{"$f":"_xlfn.CONCAT(LEFT(H1982,3),\"-\")&IF(H1982=\"-\",0,COUNTIF($H$4:H1982,H1982))","v":"-0"},{"$f":"_xlfn.IFS($H1982<=0,\"-\",AS1982=1,_xlfn.CONCAT(\"FUN_NONDEF\",\"-DCON_\",LEFT(AQ1982,1),\"-FCON_\",LEFT(AR1982,1)),AT1982=1,_xlfn.CONCAT(\"FUN_DEF\",\"-DCON_\",LEFT(AQ1982,1),\"-FCON_\",LEFT(AR1982,1)),AU1982=1,_xlfn.CONCAT(\"NONFUN_NONDEF\",\"-DCON_\",LEFT(AQ1982,1),\"-FCON_\",LEFT(AR1982,1)),AV1982=1,_xlfn.CONCAT(\"NONFUN_DEF\",\"-DCON_\",LEFT(AQ1982,1),\"-FCON_\",LEFT(AR1982,1)),AS1982+AT1982+AU1982+AV1982<1,_xlfn.CONCAT(\"-\"))","v":"-"}]
[null,null,null,null,null,null,null,null,null,null,null,null,null,null,null,null,null,null,null,null,null,0,null,null,null,null,null,null,null,null,null,0,0,0,0,{"$f":"IF(P1990>=1900,2025-P1990,\"Unknown\")","v":"Unknown"},{"$f":"_xlfn.IFS(G1990=\"Natural\",0,H1990=\"\",0,H1990=\"COASTAL-CONSTRUCTED\",0,G1990=\"Constructed\",_xlfn.XLOOKUP($H1990,'Data Categories'!$U$4:$U$25,'Data Categories'!$V$4:V$25))","v":0},{"$f":"_xlfn.IFS(AK1990=\"\",0,AJ1990=\"Unknown\",0,AK1990>1,AK1990-AJ1990,AK1990=0,0)","v":0},{"$f":"_xlfn.IFS(Y1990=\"\",0,Y1990>1920,_xlfn.XLOOKUP($H1990,'Data Categories'!$AE$20:$AE$42,'Data Categories'!$AG$20:$AG$42,0))","v":0},{"$f":"_xlfn.IFS(Y1990=\"\",0,Y1990>0,(2025-Y1990))","v":0},{"$f":"_xlfn.IFS(Z1990=\"Non-Deficient\",\"Non-Deficient\",Z1990=\"Deficient\",\"Deficient\",AB1990=\"Deficient\",\"Deficient\",Z1990=\"Non-Deficient\",\"Non-Deficient\",AB1990=\"Non-Deficient\",\"Non-Deficient\",P1990=\"\",\"None\",AL1990<0,\"Deficient\",AL1990>10,\"Non-Deficient\")","v":"None"},{"$f":"_xlfn.IFS(H1990=\"LOW WATER CROSSING\",\"Non-Functional\",G1990=\"Natural\",\"Functional\",AA1990=\"Functional\",\"Functional\",AC1990=\"Functional\",\"Functional\",AA1990=\"Non-Functional\",\"Non-Functional\",AC1990=\"Non-Functional\",\"Non-Functional\",AA1990=\"Unknown\",\"Unknown\",AC1990=\"Unknown\",\"Unknown\",AA1990=\"\",\"None\")","v":"None"},{"$f":"_xlfn.IFS(X1990=\"Functionality\",\"Low\",W1990=\"No\",\"Low\",Y1990>=2015,\"High\",Y1990>=1920,\"Low\",W1990=\"\",\"None\",W1990=\"Unknown\",\"None\")","v":"None"},{"$f":"_xlfn.IFS(H1990=\"LOW WATER CROSSING\",\"Unknown\",G1990=\"Natural\",\"None\",AM1990<AN1990,\"High\",AC1990=\"Functional\",\"Low\",AC1990=\"Non-Functional\",\"Low\",W1990=\"No\",\"Low\",W1990=\"Unknown\",\"None\",X1990=\"Deficiency\",\"None\",W1990=\"Yes\",\"High\",W1990=\"\",\"None\")","v":"None"},0,0,0,0,{"$f":"_xlfn.CONCAT(LEFT(H1990,3),\"-\")&IF(H1990=\"-\",0,COUNTIF($H$4:H1990,H1990))","v":"-0"},{"$f":"_xlfn.IFS($H1990<=0,\"-\",AS1990=1,_xlfn.CONCAT(\"FUN_NONDEF\",\"-DCON_\",LEFT(AQ1990,1),\"-FCON_\",LEFT(AR1990,1)),AT1990=1,_xlfn.CONCAT(\"FUN_DEF\",\"-DCON_\",LEFT(AQ1990,1),\"-FCON_\",LEFT(AR1990,1)),AU1990=1,_xlfn.CONCAT(\"NONFUN_NONDEF\",\"-DCON_\",LEFT(AQ1990,1),\"-FCON_\",LEFT(AR1990,1)),AV1990=1,_xlfn.CONCAT(\"NONFUN_DEF\",\"-DCON_\",LEFT(AQ1990,1),\"-FCON_\",LEFT(AR1990,1)),AS1990+AT1990+AU1990+AV1990<1,_xlfn.CONCAT(\"-\"))","v":"-"}]
[null,null,null,null,null,null,null,null,null,null,null,null,null,null,null,null,null,null,null,null,null,0,null,null,null,null,null,null,null,null,null,0,0,0,0,"Unknown",{"$f":"_xlfn.IFS(G1997=\"Natural\",0,H1997=\"\",0,H1997=\"COASTAL-CONSTRUCTED\",0,G1997=\"Constructed\",_xlfn.XLOOKUP($H1997,'Data Categories'!$U$4:$U$25,'Data Categories'!$V$4:V$25))","v":0},{"$f":"_xlfn.IFS(AK1997=\"\",0,AJ1997=\"Unknown\",0,AK1997>1,AK1997-AJ1997,AK1997=0,0)","v":0},{"$f":"_xlfn.IFS(Y1997=\"\",0,Y1997>1920,_xlfn.XLOOKUP($H1997,'Data Categories'!$AE$20:$AE$42,'Data Categories'!$AG$20:$AG$42,0))","v":0},{"$f":"_xlfn.IFS(Y1997=\"\",0,Y1997>0,(2025-Y1997))","v":0},{"$f":"_xlfn.IFS(Z1997=\"Non-Deficient\",\"Non-Deficient\",Z1997=\"Deficient\",\"Deficient\",AB1997=\"Deficient\",\"Deficient\",Z1997=\"Non-Deficient\",\"Non-Deficient\",AB1997=\"Non-Deficient\",\"Non-Deficient\",P1997=\"\",\"None\",AL1997<0,\"Deficient\",AL1997>10,\"Non-Deficient\")","v":"None"},{"$f":"_xlfn.IFS(H1997=\"LOW WATER CROSSING\",\"Non-Functional\",G1997=\"Natural\",\"Functional\",AA1997=\"Functional\",\"Functional\",AC1997=\"Functional\",\"Functional\",AA1997=\"Non-Functional\",\"Non-Functional\",AC1997=\"Non-Functional\",\"Non-Functional\",AA1997=\"Unknown\",\"Unknown\",AC1997=\"Unknown\",\"Unknown\",AA1997=\"\",\"None\")","v":"None"},{"$f":"_xlfn.IFS(X1997=\"Functionality\",\"Low\",W1997=\"No\",\"Low\",Y1997>=2015,\"High\",Y1997>=1920,\"Low\",W1997=\"\",\"None\",W1997=\"Unknown\",\"None\")","v":"None"},{"$f":"_xlfn.IFS(H1997=\"LOW WATER CROSSING\",\"Unknown\",G1997=\"Natural\",\"None\",AM1997<AN1997,\"High\",AC1997=\"Functional\",\"Low\",AC1997=\"Non-Functional\",\"Low\",W1997=\"No\",\"Low\",W1997=\"Unknown\",\"None\",X1997=\"Deficiency\",\"None\",W1997=\"Yes\",\"High\",W1997=\"\",\"None\")","v":"None"},0,0,0,0,{"$f":"_xlfn.CONCAT(LEFT(H1997,3),\"-\")&IF(H1997=\"-\",0,COUNTIF($H$4:H1997,H1997))","v":"-0"},{"$f":"_xlfn.IFS($H1997<=0,\"-\",AS1997=1,_xlfn.CONCAT(\"FUN_NONDEF\",\"-DCON_\",LEFT(AQ1997,1),\"-FCON_\",LEFT(AR1997,1)),AT1997=1,_xlfn.CONCAT(\"FUN_DEF\",\"-DCON_\",LEFT(AQ1997,1),\"-FCON_\",LEFT(AR1997,1)),AU1997=1,_xlfn.CONCAT(\"NONFUN_NONDEF\",\"-DCON_\",LEFT(AQ1997,1),\"-FCON_\",LEFT(AR1997,1)),AV1997=1,_xlfn.CONCAT(\"NONFUN_DEF\",\"-DCON_\",LEFT(AQ1997,1),\"-FCON_\",LEFT(AR1997,1)),AS1997+AT1997+AU1997+AV1997<1,_xlfn.CONCAT(\"-\"))","v":"-"}]
[null,null,null,null,null,null,null,null,null,null,null,null,null,null,null,null,null,null,null,null,null,0,null,null,null,null,null,null,null,null,null,0,0,0,0,"Unknown",{"$f":"_xlfn.IFS(G2009=\"Natural\",0,H2009=\"\",0,H2009=\"COASTAL-CONSTRUCTED\",0,G2009=\"Constructed\",_xlfn.XLOOKUP($H2009,'Data Categories'!$U$4:$U$25,'Data Categories'!$V$4:V$25))","v":0},{"$f":"_xlfn.IFS(AK2009=\"\",0,AJ2009=\"Unknown\",0,AK2009>1,AK2009-AJ2009,AK2009=0,0)","v":0},{"$f":"_xlfn.IFS(Y2009=\"\",0,Y2009>1920,_xlfn.XLOOKUP($H2009,'Data Categories'!$AE$20:$AE$42,'Data Categories'!$AG$20:$AG$42,0))","v":0},{"$f":"_xlfn.IFS(Y2009=\"\",0,Y2009>0,(2025-Y2009))","v":0},{"$f":"_xlfn.IFS(Z2009=\"Non-Deficient\",\"Non-Deficient\",Z2009=\"Deficient\",\"Deficient\",AB2009=\"Deficient\",\"Deficient\",Z2009=\"Non-Deficient\",\"Non-Deficient\",AB2009=\"Non-Deficient\",\"Non-Deficient\",P2009=\"\",\"None\",AL2009<0,\"Deficient\",AL2009>10,\"Non-Deficient\")","v":"None"},{"$f":"_xlfn.IFS(H2009=\"LOW WATER CROSSING\",\"Non-Functional\",G2009=\"Natural\",\"Functional\",AA2009=\"Functional\",\"Functional\",AC2009=\"Functional\",\"Functional\",AA2009=\"Non-Functional\",\"Non-Functional\",AC2009=\"Non-Functional\",\"Non-Functional\",AA2009=\"Unknown\",\"Unknown\",AC2009=\"Unknown\",\"Unknown\",AA2009=\"\",\"None\")","v":"None"},{"$f":"_xlfn.IFS(X2009=\"Functionality\",\"Low\",W2009=\"No\",\"Low\",Y2009>=2015,\"High\",Y2009>=1920,\"Low\",W2009=\"\",\"None\",W2009=\"Unknown\",\"None\")","v":"None"},{"$f":"_xlfn.IFS(H2009=\"LOW WATER CROSSING\",\"Unknown\",G2009=\"Natural\",\"None\",AM2009<AN2009,\"High\",AC2009=\"Functional\",\"Low\",AC2009=\"Non-Functional\",\"Low\",W2009=\"No\",\"Low\",W2009=\"Unknown\",\"None\",X2009=\"Deficiency\",\"None\",W2009=\"Yes\",\"High\",W2009=\"\",\"None\")","v":"None"},0,0,0,0,{"$f":"_xlfn.CONCAT(LEFT(H2009,3),\"-\")&IF(H2009=\"-\",0,COUNTIF($H$4:H2009,H2009))","v":"-0"},{"$f":"_xlfn.IFS($H2009<=0,\"-\",AS2009=1,_xlfn.CONCAT(\"FUN_NONDEF\",\"-DCON_\",LEFT(AQ2009,1),\"-FCON_\",LEFT(AR2009,1)),AT2009=1,_xlfn.CONCAT(\"FUN_DEF\",\"-DCON_\",LEFT(AQ2009,1),\"-FCON_\",LEFT(AR2009,1)),AU2009=1,_xlfn.CONCAT(\"NONFUN_NONDEF\",\"-DCON_\",LEFT(AQ2009,1),\"-FCON_\",LEFT(AR2009,1)),AV2009=1,_xlfn.CONCAT(\"NONFUN_DEF\",\"-DCON_\",LEFT(AQ2009,1),\"-FCON_\",LEFT(AR2009,1)),AS2009+AT2009+AU2009+AV2009<1,_xlfn.CONCAT(\"-\"))","v":"-"}]
[null,null,null,null,null,null,null,null,null,null,null,null,null,null,null,null,null,null,null,null,null,0,null,null,null,null,null,null,null,null,null,0,0,0,0,"Unknown",{"$f":"_xlfn.IFS(G2021=\"Natural\",0,H2021=\"\",0,H2021=\"COASTAL-CONSTRUCTED\",0,G2021=\"Constructed\",_xlfn.XLOOKUP($H2021,'Data Categories'!$U$4:$U$25,'Data Categories'!$V$4:V$25))","v":0},{"$f":"_xlfn.IFS(AK2021=\"\",0,AJ2021=\"Unknown\",0,AK2021>1,AK2021-AJ2021,AK2021=0,0)","v":0},{"$f":"_xlfn.IFS(Y2021=\"\",0,Y2021>1920,_xlfn.XLOOKUP($H2021,'Data Categories'!$AE$20:$AE$42,'Data Categories'!$AG$20:$AG$42,0))","v":0},{"$f":"_xlfn.IFS(Y2021=\"\",0,Y2021>0,(2025-Y2021))","v":0},{"$f":"_xlfn.IFS(Z2021=\"Non-Deficient\",\"Non-Deficient\",Z2021=\"Deficient\",\"Deficient\",AB2021=\"Deficient\",\"Deficient\",Z2021=\"Non-Deficient\",\"Non-Deficient\",AB2021=\"Non-Deficient\",\"Non-Deficient\",P2021=\"\",\"None\",AL2021<0,\"Deficient\",AL2021>10,\"Non-Deficient\")","v":"None"},{"$f":"_xlfn.IFS(H2021=\"LOW WATER CROSSING\",\"Non-Functional\",G2021=\"Natural\",\"Functional\",AA2021=\"Functional\",\"Functional\",AC2021=\"Functional\",\"Functional\",AA2021=\"Non-Functional\",\"Non-Functional\",AC2021=\"Non-Functional\",\"Non-Functional\",AA2021=\"Unknown\",\"Unknown\",AC2021=\"Unknown\",\"Unknown\",AA2021=\"\",\"None\")","v":"None"},{"$f":"_xlfn.IFS(X2021=\"Functionality\",\"Low\",W2021=\"No\",\"Low\",Y2021>=2015,\"High\",Y2021>=1920,\"Low\",W2021=\"\",\"None\",W2021=\"Unknown\",\"None\")","v":"None"},{"$f":"_xlfn.IFS(H2021=\"LOW WATER CROSSING\",\"Unknown\",G2021=\"Natural\",\"None\",AM2021<AN2021,\"High\",AC2021=\"Functional\",\"Low\",AC2021=\"Non-Functional\",\"Low\",W2021=\"No\",\"Low\",W2021=\"Unknown\",\"None\",X2021=\"Deficiency\",\"None\",W2021=\"Yes\",\"High\",W2021=\"\",\"None\")","v":"None"},0,0,0,0,{"$f":"_xlfn.CONCAT(LEFT(H2021,3),\"-\")&IF(H2021=\"-\",0,COUNTIF($H$4:H2021,H2021))","v":"-0"},{"$f":"_xlfn.IFS($H2021<=0,\"-\",AS2021=1,_xlfn.CONCAT(\"FUN_NONDEF\",\"-DCON_\",LEFT(AQ2021,1),\"-FCON_\",LEFT(AR2021,1)),AT2021=1,_xlfn.CONCAT(\"FUN_DEF\",\"-DCON_\",LEFT(AQ2021,1),\"-FCON_\",LEFT(AR2021,1)),AU2021=1,_xlfn.CONCAT(\"NONFUN_NONDEF\",\"-DCON_\",LEFT(AQ2021,1),\"-FCON_\",LEFT(AR2021,1)),AV2021=1,_xlfn.CONCAT(\"NONFUN_DEF\",\"-DCON_\",LEFT(AQ2021,1),\"-FCON_\",LEFT(AR2021,1)),AS2021+AT2021+AU2021+AV2021<1,_xlfn.CONCAT(\"-\"))","v":"-"}]
[null,null,null,null,null,null,null,null,null,null,null,null,null,null,null,null,null,null,null,null,null,0,null,null,null,null,null,null,null,null,null,0,0,0,0,"Unknown",{"$f":"_xlfn.IFS(G2027=\"Natural\",0,H2027=\"\",0,H2027=\"COASTAL-CONSTRUCTED\",0,G2027=\"Constructed\",_xlfn.XLOOKUP($H2027,'Data Categories'!$U$4:$U$25,'Data Categories'!$V$4:V$25))","v":0},{"$f":"_xlfn.IFS(AK2027=\"\",0,AJ2027=\"Unknown\",0,AK2027>1,AK2027-AJ2027,AK2027=0,0)","v":0},{"$f":"_xlfn.IFS(Y2027=\"\",0,Y2027>1920,_xlfn.XLOOKUP($H2027,'Data Categories'!$AE$20:$AE$42,'Data Categories'!$AG$20:$AG$42,0))","v":0},{"$f":"_xlfn.IFS(Y2027=\"\",0,Y2027>0,(2025-Y2027))","v":0},{"$f":"_xlfn.IFS(Z2027=\"Non-Deficient\",\"Non-Deficient\",Z2027=\"Deficient\",\"Deficient\",AB2027=\"Deficient\",\"Deficient\",Z2027=\"Non-Deficient\",\"Non-Deficient\",AB2027=\"Non-Deficient\",\"Non-Deficient\",P2027=\"\",\"None\",AL2027<0,\"Deficient\",AL2027>10,\"Non-Deficient\")","v":"None"},{"$f":"_xlfn.IFS(H2027=\"LOW WATER CROSSING\",\"Non-Functional\",G2027=\"Natural\",\"Functional\",AA2027=\"Functional\",\"Functional\",AC2027=\"Functional\",\"Functional\",AA2027=\"Non-Functional\",\"Non-Functional\",AC2027=\"Non-Functional\",\"Non-Functional\",AA2027=\"Unknown\",\"Unknown\",AC2027=\"Unknown\",\"Unknown\",AA2027=\"\",\"None\")","v":"None"},{"$f":"_xlfn.IFS(X2027=\"Functionality\",\"Low\",W2027=\"No\",\"Low\",Y2027>=2015,\"High\",Y2027>=1920,\"Low\",W2027=\"\",\"None\",W2027=\"Unknown\",\"None\")","v":"None"},{"$f":"_xlfn.IFS(H2027=\"LOW WATER CROSSING\",\"Unknown\",G2027=\"Natural\",\"None\",AM2027<AN2027,\"High\",AC2027=\"Functional\",\"Low\",AC2027=\"Non-Functional\",\"Low\",W2027=\"No\",\"Low\",W2027=\"Unknown\",\"None\",X2027=\"Deficiency\",\"None\",W2027=\"Yes\",\"High\",W2027=\"\",\"None\")","v":"None"},0,0,0,0,{"$f":"_xlfn.CONCAT(LEFT(H2027,3),\"-\")&IF(H2027=\"-\",0,COUNTIF($H$4:H2027,H2027))","v":"-0"},{"$f":"_xlfn.IFS($H2027<=0,\"-\",AS2027=1,_xlfn.CONCAT(\"FUN_NONDEF\",\"-DCON_\",LEFT(AQ2027,1),\"-FCON_\",LEFT(AR2027,1)),AT2027=1,_xlfn.CONCAT(\"FUN_DEF\",\"-DCON_\",LEFT(AQ2027,1),\"-FCON_\",LEFT(AR2027,1)),AU2027=1,_xlfn.CONCAT(\"NONFUN_NONDEF\",\"-DCON_\",LEFT(AQ2027,1),\"-FCON_\",LEFT(AR2027,1)),AV2027=1,_xlfn.CONCAT(\"NONFUN_DEF\",\"-DCON_\",LEFT(AQ2027,1),\"-FCON_\",LEFT(AR2027,1)),AS2027+AT2027+AU2027+AV2027<1,_xlfn.CONCAT(\"-\"))","v":"-"}]
[null,null,null,null,null,null,null,null,null,null,null,null,null,null,null,null,null,null,null,null,null,0,null,null,null,null,null,null,null,null,null,0,0,0,0,"Unknown",{"$f":"_xlfn.IFS(G2039=\"Natural\",0,H2039=\"\",0,H2039=\"COASTAL-CONSTRUCTED\",0,G2039=\"Constructed\",_xlfn.XLOOKUP($H2039,'Data Categories'!$U$4:$U$25,'Data Categories'!$V$4:V$25))","v":0},{"$f":"_xlfn.IFS(AK2039=\"\",0,AJ2039=\"Unknown\",0,AK2039>1,AK2039-AJ2039,AK2039=0,0)","v":0},{"$f":"_xlfn.IFS(Y2039=\"\",0,Y2039>1920,_xlfn.XLOOKUP($H2039,'Data Categories'!$AE$20:$AE$42,'Data Categories'!$AG$20:$AG$42,0))","v":0},{"$f":"_xlfn.IFS(Y2039=\"\",0,Y2039>0,(2025-Y2039))","v":0},{"$f":"_xlfn.IFS(Z2039=\"Non-Deficient\",\"Non-Deficient\",Z2039=\"Deficient\",\"Deficient\",AB2039=\"Deficient\",\"Deficient\",Z2039=\"Non-Deficient\",\"Non-Deficient\",AB2039=\"Non-Deficient\",\"Non-Deficient\",P2039=\"\",\"None\",AL2039<0,\"Deficient\",AL2039>10,\"Non-Deficient\")","v":"None"},{"$f":"_xlfn.IFS(H2039=\"LOW WATER CROSSING\",\"Non-Functional\",G2039=\"Natural\",\"Functional\",AA2039=\"Functional\",\"Functional\",AC2039=\"Functional\",\"Functional\",AA2039=\"Non-Functional\",\"Non-Functional\",AC2039=\"Non-Functional\",\"Non-Functional\",AA2039=\"Unknown\",\"Unknown\",AC2039=\"Unknown\",\"Unknown\",AA2039=\"\",\"None\")","v":"None"},{"$f":"_xlfn.IFS(X2039=\"Functionality\",\"Low\",W2039=\"No\",\"Low\",Y2039>=2015,\"High\",Y2039>=1920,\"Low\",W2039=\"\",\"None\",W2039=\"Unknown\",\"None\")","v":"None"},{"$f":"_xlfn.IFS(H2039=\"LOW WATER CROSSING\",\"Unknown\",G2039=\"Natural\",\"None\",AM2039<AN2039,\"High\",AC2039=\"Functional\",\"Low\",AC2039=\"Non-Functional\",\"Low\",W2039=\"No\",\"Low\",W2039=\"Unknown\",\"None\",X2039=\"Deficiency\",\"None\",W2039=\"Yes\",\"High\",W2039=\"\",\"None\")","v":"None"},0,0,0,0,{"$f":"_xlfn.CONCAT(LEFT(H2039,3),\"-\")&IF(H2039=\"-\",0,COUNTIF($H$4:H2039,H2039))","v":"-0"},{"$f":"_xlfn.IFS($H2039<=0,\"-\",AS2039=1,_xlfn.CONCAT(\"FUN_NONDEF\",\"-DCON_\",LEFT(AQ2039,1),\"-FCON_\",LEFT(AR2039,1)),AT2039=1,_xlfn.CONCAT(\"FUN_DEF\",\"-DCON_\",LEFT(AQ2039,1),\"-FCON_\",LEFT(AR2039,1)),AU2039=1,_xlfn.CONCAT(\"NONFUN_NONDEF\",\"-DCON_\",LEFT(AQ2039,1),\"-FCON_\",LEFT(AR2039,1)),AV2039=1,_xlfn.CONCAT(\"NONFUN_DEF\",\"-DCON_\",LEFT(AQ2039,1),\"-FCON_\",LEFT(AR2039,1)),AS2039+AT2039+AU2039+AV2039<1,_xlfn.CONCAT(\"-\"))","v":"-"}]
[null,null,null,null,null,null,null,null,null,null,null,null,null,null,null,null,null,null,null,null,null,0,null,null,null,null,null,null,null,null,null,0,0,0,0,"Unknown",{"$f":"_xlfn.IFS(G2046=\"Natural\",0,H2046=\"\",0,H2046=\"COASTAL-CONSTRUCTED\",0,G2046=\"Constructed\",_xlfn.XLOOKUP($H2046,'Data Categories'!$U$4:$U$25,'Data Categories'!$V$4:V$25))","v":0},{"$f":"_xlfn.IFS(AK2046=\"\",0,AJ2046=\"Unknown\",0,AK2046>1,AK2046-AJ2046,AK2046=0,0)","v":0},{"$f":"_xlfn.IFS(Y2046=\"\",0,Y2046>1920,_xlfn.XLOOKUP($H2046,'Data Categories'!$AE$20:$AE$42,'Data Categories'!$AG$20:$AG$42,0))","v":0},{"$f":"_xlfn.IFS(Y2046=\"\",0,Y2046>0,(2025-Y2046))","v":0},{"$f":"_xlfn.IFS(Z2046=\"Non-Deficient\",\"Non-Deficient\",Z2046=\"Deficient\",\"Deficient\",AB2046=\"Deficient\",\"Deficient\",Z2046=\"Non-Deficient\",\"Non-Deficient\",AB2046=\"Non-Deficient\",\"Non-Deficient\",P2046=\"\",\"None\",AL2046<0,\"Deficient\",AL2046>10,\"Non-Deficient\")","v":"None"},{"$f":"_xlfn.IFS(H2046=\"LOW WATER CROSSING\",\"Non-Functional\",G2046=\"Natural\",\"Functional\",AA2046=\"Functional\",\"Functional\",AC2046=\"Functional\",\"Functional\",AA2046=\"Non-Functional\",\"Non-Functional\",AC2046=\"Non-Functional\",\"Non-Functional\",AA2046=\"Unknown\",\"Unknown\",AC2046=\"Unknown\",\"Unknown\",AA2046=\"\",\"None\")","v":"None"},{"$f":"_xlfn.IFS(X2046=\"Functionality\",\"Low\",W2046=\"No\",\"Low\",Y2046>=2015,\"High\",Y2046>=1920,\"Low\",W2046=\"\",\"None\",W2046=\"Unknown\",\"None\")","v":"None"},{"$f":"_xlfn.IFS(H2046=\"LOW WATER CROSSING\",\"Unknown\",G2046=\"Natural\",\"None\",AM2046<AN2046,\"High\",AC2046=\"Functional\",\"Low\",AC2046=\"Non-Functional\",\"Low\",W2046=\"No\",\"Low\",W2046=\"Unknown\",\"None\",X2046=\"Deficiency\",\"None\",W2046=\"Yes\",\"High\",W2046=\"\",\"None\")","v":"None"},0,0,0,0,{"$f":"_xlfn.CONCAT(LEFT(H2046,3),\"-\")&IF(H2046=\"-\",0,COUNTIF($H$4:H2046,H2046))","v":"-0"},{"$f":"_xlfn.IFS($H2046<=0,\"-\",AS2046=1,_xlfn.CONCAT(\"FUN_NONDEF\",\"-DCON_\",LEFT(AQ2046,1),\"-FCON_\",LEFT(AR2046,1)),AT2046=1,_xlfn.CONCAT(\"FUN_DEF\",\"-DCON_\",LEFT(AQ2046,1),\"-FCON_\",LEFT(AR2046,1)),AU2046=1,_xlfn.CONCAT(\"NONFUN_NONDEF\",\"-DCON_\",LEFT(AQ2046,1),\"-FCON_\",LEFT(AR2046,1)),AV2046=1,_xlfn.CONCAT(\"NONFUN_DEF\",\"-DCON_\",LEFT(AQ2046,1),\"-FCON_\",LEFT(AR2046,1)),AS2046+AT2046+AU2046+AV2046<1,_xlfn.CONCAT(\"-\"))","v":"-"}]
[null,null,null,null,null,null,null,null,null,null,null,null,null,null,null,null,null,null,null,null,null,0,null,null,null,null,null,null,null,null,null,0,{"$f":"IF(S2052+T2052+U2052>0,(S2052*T2052*U2052/43560),0)","v":0},0,0,"Unknown",{"$f":"_xlfn.IFS(G2052=\"Natural\",0,H2052=\"\",0,H2052=\"COASTAL-CONSTRUCTED\",0,G2052=\"Constructed\",_xlfn.XLOOKUP($H2052,'Data Categories'!$U$4:$U$25,'Data Categories'!$V$4:V$25))","v":0},{"$f":"_xlfn.IFS(AK2052=\"\",0,AJ2052=\"Unknown\",0,AK2052>1,AK2052-AJ2052,AK2052=0,0)","v":0},{"$f":"_xlfn.IFS(Y2052=\"\",0,Y2052>1920,_xlfn.XLOOKUP($H2052,'Data Categories'!$AE$20:$AE$42,'Data Categories'!$AG$20:$AG$42,0))","v":0},{"$f":"_xlfn.IFS(Y2052=\"\",0,Y2052>0,(2025-Y2052))","v":0},{"$f":"_xlfn.IFS(Z2052=\"Non-Deficient\",\"Non-Deficient\",Z2052=\"Deficient\",\"Deficient\",AB2052=\"Deficient\",\"Deficient\",Z2052=\"Non-Deficient\",\"Non-Deficient\",AB2052=\"Non-Deficient\",\"Non-Deficient\",P2052=\"\",\"None\",AL2052<0,\"Deficient\",AL2052>10,\"Non-Deficient\")","v":"None"},{"$f":"_xlfn.IFS(H2052=\"LOW WATER CROSSING\",\"Non-Functional\",G2052=\"Natural\",\"Functional\",AA2052=\"Functional\",\"Functional\",AC2052=\"Functional\",\"Functional\",AA2052=\"Non-Functional\",\"Non-Functional\",AC2052=\"Non-Functional\",\"Non-Functional\",AA2052=\"Unknown\",\"Unknown\",AC2052=\"Unknown\",\"Unknown\",AA2052=\"\",\"None\")","v":"None"},{"$f":"_xlfn.IFS(X2052=\"Functionality\",\"Low\",W2052=\"No\",\"Low\",Y2052>=2015,\"High\",Y2052>=1920,\"Low\",W2052=\"\",\"None\",W2052=\"Unknown\",\"None\")","v":"None"},{"$f":"_xlfn.IFS(H2052=\"LOW WATER CROSSING\",\"Unknown\",G2052=\"Natural\",\"None\",AM2052<AN2052,\"High\",AC2052=\"Functional\",\"Low\",AC2052=\"Non-Functional\",\"Low\",W2052=\"No\",\"Low\",W2052=\"Unknown\",\"None\",X2052=\"Deficiency\",\"None\",W2052=\"Yes\",\"High\",W2052=\"\",\"None\")","v":"None"},{"$f":"IF(AND(AO2052=\"Non-Deficient\",AP2052=\"Functional\"),1,0)","v":0},{"$f":"IF(AND(AO2052=\"Deficient\",AP2052=\"Functional\"),1,0)","v":0},{"$f":"IF(AND(AO2052=\"Non-Deficient\",AP2052=\"Non-Functional\"),1,0)","v":0},{"$f":"IF(AND(AO2052=\"Deficient\",AP2052=\"Non-Functional\"),1,0)","v":0},{"$f":"_xlfn.CONCAT(LEFT(H2052,3),\"-\")&IF(H2052=\"-\",0,COUNTIF($H$4:H2052,H2052))","v":"-0"},{"$f":"_xlfn.IFS($H2052<=0,\"-\",AS2052=1,_xlfn.CONCAT(\"FUN_NONDEF\",\"-DCON_\",LEFT(AQ2052,1),\"-FCON_\",LEFT(AR2052,1)),AT2052=1,_xlfn.CONCAT(\"FUN_DEF\",\"-DCON_\",LEFT(AQ2052,1),\"-FCON_\",LEFT(AR2052,1)),AU2052=1,_xlfn.CONCAT(\"NONFUN_NONDEF\",\"-DCON_\",LEFT(AQ2052,1),\"-FCON_\",LEFT(AR2052,1)),AV2052=1,_xlfn.CONCAT(\"NONFUN_DEF\",\"-DCON_\",LEFT(AQ2052,1),\"-FCON_\",LEFT(AR2052,1)),AS2052+AT2052+AU2052+AV2052<1,_xlfn.CONCAT(\"-\"))","v":"-"}]
[null,null,null,null,null,null,null,null,null,null,null,null,null,null,null,null,null,null,null,null,null,0,null,null,null,null,null,null,null,null,null,0,0,0,0,"Unknown",{"$f":"_xlfn.IFS(G2060=\"Natural\",0,H2060=\"\",0,H2060=\"COASTAL-CONSTRUCTED\",0,G2060=\"Constructed\",_xlfn.XLOOKUP($H2060,'Data Categories'!$U$4:$U$25,'Data Categories'!$V$4:V$25))","v":0},{"$f":"_xlfn.IFS(AK2060=\"\",0,AJ2060=\"Unknown\",0,AK2060>1,AK2060-AJ2060,AK2060=0,0)","v":0},{"$f":"_xlfn.IFS(Y2060=\"\",0,Y2060>1920,_xlfn.XLOOKUP($H2060,'Data Categories'!$AE$20:$AE$42,'Data Categories'!$AG$20:$AG$42,0))","v":0},{"$f":"_xlfn.IFS(Y2060=\"\",0,Y2060>0,(2025-Y2060))","v":0},{"$f":"_xlfn.IFS(Z2060=\"Non-Deficient\",\"Non-Deficient\",Z2060=\"Deficient\",\"Deficient\",AB2060=\"Deficient\",\"Deficient\",Z2060=\"Non-Deficient\",\"Non-Deficient\",AB2060=\"Non-Deficient\",\"Non-Deficient\",P2060=\"\",\"None\",AL2060<0,\"Deficient\",AL2060>10,\"Non-Deficient\")","v":"None"},{"$f":"_xlfn.IFS(H2060=\"LOW WATER CROSSING\",\"Non-Functional\",G2060=\"Natural\",\"Functional\",AA2060=\"Functional\",\"Functional\",AC2060=\"Functional\",\"Functional\",AA2060=\"Non-Functional\",\"Non-Functional\",AC2060=\"Non-Functional\",\"Non-Functional\",AA2060=\"Unknown\",\"Unknown\",AC2060=\"Unknown\",\"Unknown\",AA2060=\"\",\"None\")","v":"None"},{"$f":"_xlfn.IFS(X2060=\"Functionality\",\"Low\",W2060=\"No\",\"Low\",Y2060>=2015,\"High\",Y2060>=1920,\"Low\",W2060=\"\",\"None\",W2060=\"Unknown\",\"None\")","v":"None"},{"$f":"_xlfn.IFS(H2060=\"LOW WATER CROSSING\",\"Unknown\",G2060=\"Natural\",\"None\",AM2060<AN2060,\"High\",AC2060=\"Functional\",\"Low\",AC2060=\"Non-Functional\",\"Low\",W2060=\"No\",\"Low\",W2060=\"Unknown\",\"None\",X2060=\"Deficiency\",\"None\",W2060=\"Yes\",\"High\",W2060=\"\",\"None\")","v":"None"},0,0,0,0,{"$f":"_xlfn.CONCAT(LEFT(H2060,3),\"-\")&IF(H2060=\"-\",0,COUNTIF($H$4:H2060,H2060))","v":"-0"},{"$f":"_xlfn.IFS($H2060<=0,\"-\",AS2060=1,_xlfn.CONCAT(\"FUN_NONDEF\",\"-DCON_\",LEFT(AQ2060,1),\"-FCON_\",LEFT(AR2060,1)),AT2060=1,_xlfn.CONCAT(\"FUN_DEF\",\"-DCON_\",LEFT(AQ2060,1),\"-FCON_\",LEFT(AR2060,1)),AU2060=1,_xlfn.CONCAT(\"NONFUN_NONDEF\",\"-DCON_\",LEFT(AQ2060,1),\"-FCON_\",LEFT(AR2060,1)),AV2060=1,_xlfn.CONCAT(\"NONFUN_DEF\",\"-DCON_\",LEFT(AQ2060,1),\"-FCON_\",LEFT(AR2060,1)),AS2060+AT2060+AU2060+AV2060<1,_xlfn.CONCAT(\"-\"))","v":"-"}]
[null,null,null,null,null,null,null,null,null,null,null,null,null,null,null,null,null,null,null,null,null,0,null,null,null,null,null,null,null,null,null,0,0,0,0,"Unknown",{"$f":"_xlfn.IFS(G2067=\"Natural\",0,H2067=\"\",0,H2067=\"COASTAL-CONSTRUCTED\",0,G2067=\"Constructed\",_xlfn.XLOOKUP($H2067,'Data Categories'!$U$4:$U$25,'Data Categories'!$V$4:V$25))","v":0},{"$f":"_xlfn.IFS(AK2067=\"\",0,AJ2067=\"Unknown\",0,AK2067>1,AK2067-AJ2067,AK2067=0,0)","v":0},{"$f":"_xlfn.IFS(Y2067=\"\",0,Y2067>1920,_xlfn.XLOOKUP($H2067,'Data Categories'!$AE$20:$AE$42,'Data Categories'!$AG$20:$AG$42,0))","v":0},{"$f":"_xlfn.IFS(Y2067=\"\",0,Y2067>0,(2025-Y2067))","v":0},{"$f":"_xlfn.IFS(Z2067=\"Non-Deficient\",\"Non-Deficient\",Z2067=\"Deficient\",\"Deficient\",AB2067=\"Deficient\",\"Deficient\",Z2067=\"Non-Deficient\",\"Non-Deficient\",AB2067=\"Non-Deficient\",\"Non-Deficient\",P2067=\"\",\"None\",AL2067<0,\"Deficient\",AL2067>10,\"Non-Deficient\")","v":"None"},{"$f":"_xlfn.IFS(H2067=\"LOW WATER CROSSING\",\"Non-Functional\",G2067=\"Natural\",\"Functional\",AA2067=\"Functional\",\"Functional\",AC2067=\"Functional\",\"Functional\",AA2067=\"Non-Functional\",\"Non-Functional\",AC2067=\"Non-Functional\",\"Non-Functional\",AA2067=\"Unknown\",\"Unknown\",AC2067=\"Unknown\",\"Unknown\",AA2067=\"\",\"None\")","v":"None"},{"$f":"_xlfn.IFS(X2067=\"Functionality\",\"Low\",W2067=\"No\",\"Low\",Y2067>=2015,\"High\",Y2067>=1920,\"Low\",W2067=\"\",\"None\",W2067=\"Unknown\",\"None\")","v":"None"},{"$f":"_xlfn.IFS(H2067=\"LOW WATER CROSSING\",\"Unknown\",G2067=\"Natural\",\"None\",AM2067<AN2067,\"High\",AC2067=\"Functional\",\"Low\",AC2067=\"Non-Functional\",\"Low\",W2067=\"No\",\"Low\",W2067=\"Unknown\",\"None\",X2067=\"Deficiency\",\"None\",W2067=\"Yes\",\"High\",W2067=\"\",\"None\")","v":"None"},0,0,0,0,{"$f":"_xlfn.CONCAT(LEFT(H2067,3),\"-\")&IF(H2067=\"-\",0,COUNTIF($H$4:H2067,H2067))","v":"-0"},{"$f":"_xlfn.IFS($H2067<=0,\"-\",AS2067=1,_xlfn.CONCAT(\"FUN_NONDEF\",\"-DCON_\",LEFT(AQ2067,1),\"-FCON_\",LEFT(AR2067,1)),AT2067=1,_xlfn.CONCAT(\"FUN_DEF\",\"-DCON_\",LEFT(AQ2067,1),\"-FCON_\",LEFT(AR2067,1)),AU2067=1,_xlfn.CONCAT(\"NONFUN_NONDEF\",\"-DCON_\",LEFT(AQ2067,1),\"-FCON_\",LEFT(AR2067,1)),AV2067=1,_xlfn.CONCAT(\"NONFUN_DEF\",\"-DCON_\",LEFT(AQ2067,1),\"-FCON_\",LEFT(AR2067,1)),AS2067+AT2067+AU2067+AV2067<1,_xlfn.CONCAT(\"-\"))","v":"-"}]
[null,null,null,null,null,null,null,null,null,null,null,null,null,null,null,null,null,null,null,null,null,0,null,null,null,null,null,null,null,null,null,0,0,0,0,"Unknown",{"$f":"_xlfn.IFS(G2079=\"Natural\",0,H2079=\"\",0,H2079=\"COASTAL-CONSTRUCTED\",0,G2079=\"Constructed\",_xlfn.XLOOKUP($H2079,'Data Categories'!$U$4:$U$25,'Data Categories'!$V$4:V$25))","v":0},{"$f":"_xlfn.IFS(AK2079=\"\",0,AJ2079=\"Unknown\",0,AK2079>1,AK2079-AJ2079,AK2079=0,0)","v":0},{"$f":"_xlfn.IFS(Y2079=\"\",0,Y2079>1920,_xlfn.XLOOKUP($H2079,'Data Categories'!$AE$20:$AE$42,'Data Categories'!$AG$20:$AG$42,0))","v":0},{"$f":"_xlfn.IFS(Y2079=\"\",0,Y2079>0,(2025-Y2079))","v":0},{"$f":"_xlfn.IFS(Z2079=\"Non-Deficient\",\"Non-Deficient\",Z2079=\"Deficient\",\"Deficient\",AB2079=\"Deficient\",\"Deficient\",Z2079=\"Non-Deficient\",\"Non-Deficient\",AB2079=\"Non-Deficient\",\"Non-Deficient\",P2079=\"\",\"None\",AL2079<0,\"Deficient\",AL2079>10,\"Non-Deficient\")","v":"None"},{"$f":"_xlfn.IFS(H2079=\"LOW WATER CROSSING\",\"Non-Functional\",G2079=\"Natural\",\"Functional\",AA2079=\"Functional\",\"Functional\",AC2079=\"Functional\",\"Functional\",AA2079=\"Non-Functional\",\"Non-Functional\",AC2079=\"Non-Functional\",\"Non-Functional\",AA2079=\"Unknown\",\"Unknown\",AC2079=\"Unknown\",\"Unknown\",AA2079=\"\",\"None\")","v":"None"},{"$f":"_xlfn.IFS(X2079=\"Functionality\",\"Low\",W2079=\"No\",\"Low\",Y2079>=2015,\"High\",Y2079>=1920,\"Low\",W2079=\"\",\"None\",W2079=\"Unknown\",\"None\")","v":"None"},{"$f":"_xlfn.IFS(H2079=\"LOW WATER CROSSING\",\"Unknown\",G2079=\"Natural\",\"None\",AM2079<AN2079,\"High\",AC2079=\"Functional\",\"Low\",AC2079=\"Non-Functional\",\"Low\",W2079=\"No\",\"Low\",W2079=\"Unknown\",\"None\",X2079=\"Deficiency\",\"None\",W2079=\"Yes\",\"High\",W2079=\"\",\"None\")","v":"None"},0,0,0,0,{"$f":"_xlfn.CONCAT(LEFT(H2079,3),\"-\")&IF(H2079=\"-\",0,COUNTIF($H$4:H2079,H2079))","v":"-0"},{"$f":"_xlfn.IFS($H2079<=0,\"-\",AS2079=1,_xlfn.CONCAT(\"FUN_NONDEF\",\"-DCON_\",LEFT(AQ2079,1),\"-FCON_\",LEFT(AR2079,1)),AT2079=1,_xlfn.CONCAT(\"FUN_DEF\",\"-DCON_\",LEFT(AQ2079,1),\"-FCON_\",LEFT(AR2079,1)),AU2079=1,_xlfn.CONCAT(\"NONFUN_NONDEF\",\"-DCON_\",LEFT(AQ2079,1),\"-FCON_\",LEFT(AR2079,1)),AV2079=1,_xlfn.CONCAT(\"NONFUN_DEF\",\"-DCON_\",LEFT(AQ2079,1),\"-FCON_\",LEFT(AR2079,1)),AS2079+AT2079+AU2079+AV2079<1,_xlfn.CONCAT(\"-\"))","v":"-"}]
[null,null,null,null,null,null,null,null,null,null,null,null,null,null,null,null,null,null,null,null,null,0,null,null,null,null,null,null,null,null,null,0,0,0,0,"Unknown",{"$f":"_xlfn.IFS(G2091=\"Natural\",0,H2091=\"\",0,H2091=\"COASTAL-CONSTRUCTED\",0,G2091=\"Constructed\",_xlfn.XLOOKUP($H2091,'Data Categories'!$U$4:$U$25,'Data Categories'!$V$4:V$25))","v":0},{"$f":"_xlfn.IFS(AK2091=\"\",0,AJ2091=\"Unknown\",0,AK2091>1,AK2091-AJ2091,AK2091=0,0)","v":0},{"$f":"_xlfn.IFS(Y2091=\"\",0,Y2091>1920,_xlfn.XLOOKUP($H2091,'Data Categories'!$AE$20:$AE$42,'Data Categories'!$AG$20:$AG$42,0))","v":0},{"$f":"_xlfn.IFS(Y2091=\"\",0,Y2091>0,(2025-Y2091))","v":0},{"$f":"_xlfn.IFS(Z2091=\"Non-Deficient\",\"Non-Deficient\",Z2091=\"Deficient\",\"Deficient\",AB2091=\"Deficient\",\"Deficient\",Z2091=\"Non-Deficient\",\"Non-Deficient\",AB2091=\"Non-Deficient\",\"Non-Deficient\",P2091=\"\",\"None\",AL2091<0,\"Deficient\",AL2091>10,\"Non-Deficient\")","v":"None"},{"$f":"_xlfn.IFS(H2091=\"LOW WATER CROSSING\",\"Non-Functional\",G2091=\"Natural\",\"Functional\",AA2091=\"Functional\",\"Functional\",AC2091=\"Functional\",\"Functional\",AA2091=\"Non-Functional\",\"Non-Functional\",AC2091=\"Non-Functional\",\"Non-Functional\",AA2091=\"Unknown\",\"Unknown\",AC2091=\"Unknown\",\"Unknown\",AA2091=\"\",\"None\")","v":"None"},{"$f":"_xlfn.IFS(X2091=\"Functionality\",\"Low\",W2091=\"No\",\"Low\",Y2091>=2015,\"High\",Y2091>=1920,\"Low\",W2091=\"\",\"None\",W2091=\"Unknown\",\"None\")","v":"None"},{"$f":"_xlfn.IFS(H2091=\"LOW WATER CROSSING\",\"Unknown\",G2091=\"Natural\",\"None\",AM2091<AN2091,\"High\",AC2091=\"Functional\",\"Low\",AC2091=\"Non-Functional\",\"Low\",W2091=\"No\",\"Low\",W2091=\"Unknown\",\"None\",X2091=\"Deficiency\",\"None\",W2091=\"Yes\",\"High\",W2091=\"\",\"None\")","v":"None"},0,0,0,0,{"$f":"_xlfn.CONCAT(LEFT(H2091,3),\"-\")&IF(H2091=\"-\",0,COUNTIF($H$4:H2091,H2091))","v":"-0"},{"$f":"_xlfn.IFS($H2091<=0,\"-\",AS2091=1,_xlfn.CONCAT(\"FUN_NONDEF\",\"-DCON_\",LEFT(AQ2091,1),\"-FCON_\",LEFT(AR2091,1)),AT2091=1,_xlfn.CONCAT(\"FUN_DEF\",\"-DCON_\",LEFT(AQ2091,1),\"-FCON_\",LEFT(AR2091,1)),AU2091=1,_xlfn.CONCAT(\"NONFUN_NONDEF\",\"-DCON_\",LEFT(AQ2091,1),\"-FCON_\",LEFT(AR2091,1)),AV2091=1,_xlfn.CONCAT(\"NONFUN_DEF\",\"-DCON_\",LEFT(AQ2091,1),\"-FCON_\",LEFT(AR2091,1)),AS2091+AT2091+AU2091+AV2091<1,_xlfn.CONCAT(\"-\"))","v":"-"}]
[null,null,null,null,null,null,null,null,null,null,null,null,null,null,null,null,null,null,null,null,null,0,null,null,null,null,null,null,null,null,null,0,0,0,0,"Unknown",{"$f":"_xlfn.IFS(G2097=\"Natural\",0,H2097=\"\",0,H2097=\"COASTAL-CONSTRUCTED\",0,G2097=\"Constructed\",_xlfn.XLOOKUP($H2097,'Data Categories'!$U$4:$U$25,'Data Categories'!$V$4:V$25))","v":0},{"$f":"_xlfn.IFS(AK2097=\"\",0,AJ2097=\"Unknown\",0,AK2097>1,AK2097-AJ2097,AK2097=0,0)","v":0},{"$f":"_xlfn.IFS(Y2097=\"\",0,Y2097>1920,_xlfn.XLOOKUP($H2097,'Data Categories'!$AE$20:$AE$42,'Data Categories'!$AG$20:$AG$42,0))","v":0},{"$f":"_xlfn.IFS(Y2097=\"\",0,Y2097>0,(2025-Y2097))","v":0},{"$f":"_xlfn.IFS(Z2097=\"Non-Deficient\",\"Non-Deficient\",Z2097=\"Deficient\",\"Deficient\",AB2097=\"Deficient\",\"Deficient\",Z2097=\"Non-Deficient\",\"Non-Deficient\",AB2097=\"Non-Deficient\",\"Non-Deficient\",P2097=\"\",\"None\",AL2097<0,\"Deficient\",AL2097>10,\"Non-Deficient\")","v":"None"},{"$f":"_xlfn.IFS(H2097=\"LOW WATER CROSSING\",\"Non-Functional\",G2097=\"Natural\",\"Functional\",AA2097=\"Functional\",\"Functional\",AC2097=\"Functional\",\"Functional\",AA2097=\"Non-Functional\",\"Non-Functional\",AC2097=\"Non-Functional\",\"Non-Functional\",AA2097=\"Unknown\",\"Unknown\",AC2097=\"Unknown\",\"Unknown\",AA2097=\"\",\"None\")","v":"None"},{"$f":"_xlfn.IFS(X2097=\"Functionality\",\"Low\",W2097=\"No\",\"Low\",Y2097>=2015,\"High\",Y2097>=1920,\"Low\",W2097=\"\",\"None\",W2097=\"Unknown\",\"None\")","v":"None"},{"$f":"_xlfn.IFS(H2097=\"LOW WATER CROSSING\",\"Unknown\",G2097=\"Natural\",\"None\",AM2097<AN2097,\"High\",AC2097=\"Functional\",\"Low\",AC2097=\"Non-Functional\",\"Low\",W2097=\"No\",\"Low\",W2097=\"Unknown\",\"None\",X2097=\"Deficiency\",\"None\",W2097=\"Yes\",\"High\",W2097=\"\",\"None\")","v":"None"},0,0,0,0,{"$f":"_xlfn.CONCAT(LEFT(H2097,3),\"-\")&IF(H2097=\"-\",0,COUNTIF($H$4:H2097,H2097))","v":"-0"},{"$f":"_xlfn.IFS($H2097<=0,\"-\",AS2097=1,_xlfn.CONCAT(\"FUN_NONDEF\",\"-DCON_\",LEFT(AQ2097,1),\"-FCON_\",LEFT(AR2097,1)),AT2097=1,_xlfn.CONCAT(\"FUN_DEF\",\"-DCON_\",LEFT(AQ2097,1),\"-FCON_\",LEFT(AR2097,1)),AU2097=1,_xlfn.CONCAT(\"NONFUN_NONDEF\",\"-DCON_\",LEFT(AQ2097,1),\"-FCON_\",LEFT(AR2097,1)),AV2097=1,_xlfn.CONCAT(\"NONFUN_DEF\",\"-DCON_\",LEFT(AQ2097,1),\"-FCON_\",LEFT(AR2097,1)),AS2097+AT2097+AU2097+AV2097<1,_xlfn.CONCAT(\"-\"))","v":"-"}]
[null,null,null,null,null,null,null,null,null,null,null,null,null,null,null,null,null,null,null,null,null,0,null,null,null,null,null,null,null,null,null,0,0,0,0,"Unknown",{"$f":"_xlfn.IFS(G2109=\"Natural\",0,H2109=\"\",0,H2109=\"COASTAL-CONSTRUCTED\",0,G2109=\"Constructed\",_xlfn.XLOOKUP($H2109,'Data Categories'!$U$4:$U$25,'Data Categories'!$V$4:V$25))","v":0},{"$f":"_xlfn.IFS(AK2109=\"\",0,AJ2109=\"Unknown\",0,AK2109>1,AK2109-AJ2109,AK2109=0,0)","v":0},{"$f":"_xlfn.IFS(Y2109=\"\",0,Y2109>1920,_xlfn.XLOOKUP($H2109,'Data Categories'!$AE$20:$AE$42,'Data Categories'!$AG$20:$AG$42,0))","v":0},{"$f":"_xlfn.IFS(Y2109=\"\",0,Y2109>0,(2025-Y2109))","v":0},{"$f":"_xlfn.IFS(Z2109=\"Non-Deficient\",\"Non-Deficient\",Z2109=\"Deficient\",\"Deficient\",AB2109=\"Deficient\",\"Deficient\",Z2109=\"Non-Deficient\",\"Non-Deficient\",AB2109=\"Non-Deficient\",\"Non-Deficient\",P2109=\"\",\"None\",AL2109<0,\"Deficient\",AL2109>10,\"Non-Deficient\")","v":"None"},{"$f":"_xlfn.IFS(H2109=\"LOW WATER CROSSING\",\"Non-Functional\",G2109=\"Natural\",\"Functional\",AA2109=\"Functional\",\"Functional\",AC2109=\"Functional\",\"Functional\",AA2109=\"Non-Functional\",\"Non-Functional\",AC2109=\"Non-Functional\",\"Non-Functional\",AA2109=\"Unknown\",\"Unknown\",AC2109=\"Unknown\",\"Unknown\",AA2109=\"\",\"None\")","v":"None"},{"$f":"_xlfn.IFS(X2109=\"Functionality\",\"Low\",W2109=\"No\",\"Low\",Y2109>=2015,\"High\",Y2109>=1920,\"Low\",W2109=\"\",\"None\",W2109=\"Unknown\",\"None\")","v":"None"},{"$f":"_xlfn.IFS(H2109=\"LOW WATER CROSSING\",\"Unknown\",G2109=\"Natural\",\"None\",AM2109<AN2109,\"High\",AC2109=\"Functional\",\"Low\",AC2109=\"Non-Functional\",\"Low\",W2109=\"No\",\"Low\",W2109=\"Unknown\",\"None\",X2109=\"Deficiency\",\"None\",W2109=\"Yes\",\"High\",W2109=\"\",\"None\")","v":"None"},0,0,0,0,{"$f":"_xlfn.CONCAT(LEFT(H2109,3),\"-\")&IF(H2109=\"-\",0,COUNTIF($H$4:H2109,H2109))","v":"-0"},{"$f":"_xlfn.IFS($H2109<=0,\"-\",AS2109=1,_xlfn.CONCAT(\"FUN_NONDEF\",\"-DCON_\",LEFT(AQ2109,1),\"-FCON_\",LEFT(AR2109,1)),AT2109=1,_xlfn.CONCAT(\"FUN_DEF\",\"-DCON_\",LEFT(AQ2109,1),\"-FCON_\",LEFT(AR2109,1)),AU2109=1,_xlfn.CONCAT(\"NONFUN_NONDEF\",\"-DCON_\",LEFT(AQ2109,1),\"-FCON_\",LEFT(AR2109,1)),AV2109=1,_xlfn.CONCAT(\"NONFUN_DEF\",\"-DCON_\",LEFT(AQ2109,1),\"-FCON_\",LEFT(AR2109,1)),AS2109+AT2109+AU2109+AV2109<1,_xlfn.CONCAT(\"-\"))","v":"-"}]
[null,null,null,null,null,null,null,null,null,null,null,null,null,null,null,null,null,null,null,null,null,0,null,null,null,null,null,null,null,null,null,0,{"$f":"IF(S2116+T2116+U2116>0,(S2116*T2116*U2116/43560),0)","v":0},0,0,"Unknown",{"$f":"_xlfn.IFS(G2116=\"Natural\",0,H2116=\"\",0,H2116=\"COASTAL-CONSTRUCTED\",0,G2116=\"Constructed\",_xlfn.XLOOKUP($H2116,'Data Categories'!$U$4:$U$25,'Data Categories'!$V$4:V$25))","v":0},{"$f":"_xlfn.IFS(AK2116=\"\",0,AJ2116=\"Unknown\",0,AK2116>1,AK2116-AJ2116,AK2116=0,0)","v":0},{"$f":"_xlfn.IFS(Y2116=\"\",0,Y2116>1920,_xlfn.XLOOKUP($H2116,'Data Categories'!$AE$20:$AE$42,'Data Categories'!$AG$20:$AG$42,0))","v":0},{"$f":"_xlfn.IFS(Y2116=\"\",0,Y2116>0,(2025-Y2116))","v":0},{"$f":"_xlfn.IFS(Z2116=\"Non-Deficient\",\"Non-Deficient\",Z2116=\"Deficient\",\"Deficient\",AB2116=\"Deficient\",\"Deficient\",Z2116=\"Non-Deficient\",\"Non-Deficient\",AB2116=\"Non-Deficient\",\"Non-Deficient\",P2116=\"\",\"None\",AL2116<0,\"Deficient\",AL2116>10,\"Non-Deficient\")","v":"None"},{"$f":"_xlfn.IFS(H2116=\"LOW WATER CROSSING\",\"Non-Functional\",G2116=\"Natural\",\"Functional\",AA2116=\"Functional\",\"Functional\",AC2116=\"Functional\",\"Functional\",AA2116=\"Non-Functional\",\"Non-Functional\",AC2116=\"Non-Functional\",\"Non-Functional\",AA2116=\"Unknown\",\"Unknown\",AC2116=\"Unknown\",\"Unknown\",AA2116=\"\",\"None\")","v":"None"},{"$f":"_xlfn.IFS(X2116=\"Functionality\",\"Low\",W2116=\"No\",\"Low\",Y2116>=2015,\"High\",Y2116>=1920,\"Low\",W2116=\"\",\"None\",W2116=\"Unknown\",\"None\")","v":"None"},{"$f":"_xlfn.IFS(H2116=\"LOW WATER CROSSING\",\"Unknown\",G2116=\"Natural\",\"None\",AM2116<AN2116,\"High\",AC2116=\"Functional\",\"Low\",AC2116=\"Non-Functional\",\"Low\",W2116=\"No\",\"Low\",W2116=\"Unknown\",\"None\",X2116=\"Deficiency\",\"None\",W2116=\"Yes\",\"High\",W2116=\"\",\"None\")","v":"None"},{"$f":"IF(AND(AO2116=\"Non-Deficient\",AP2116=\"Functional\"),1,0)","v":0},{"$f":"IF(AND(AO2116=\"Deficient\",AP2116=\"Functional\"),1,0)","v":0},{"$f":"IF(AND(AO2116=\"Non-Deficient\",AP2116=\"Non-Functional\"),1,0)","v":0},{"$f":"IF(AND(AO2116=\"Deficient\",AP2116=\"Non-Functional\"),1,0)","v":0},{"$f":"_xlfn.CONCAT(LEFT(H2116,3),\"-\")&IF(H2116=\"-\",0,COUNTIF($H$4:H2116,H2116))","v":"-0"},{"$f":"_xlfn.IFS($H2116<=0,\"-\",AS2116=1,_xlfn.CONCAT(\"FUN_NONDEF\",\"-DCON_\",LEFT(AQ2116,1),\"-FCON_\",LEFT(AR2116,1)),AT2116=1,_xlfn.CONCAT(\"FUN_DEF\",\"-DCON_\",LEFT(AQ2116,1),\"-FCON_\",LEFT(AR2116,1)),AU2116=1,_xlfn.CONCAT(\"NONFUN_NONDEF\",\"-DCON_\",LEFT(AQ2116,1),\"-FCON_\",LEFT(AR2116,1)),AV2116=1,_xlfn.CONCAT(\"NONFUN_DEF\",\"-DCON_\",LEFT(AQ2116,1),\"-FCON_\",LEFT(AR2116,1)),AS2116+AT2116+AU2116+AV2116<1,_xlfn.CONCAT(\"-\"))","v":"-"}]
[null,null,null,null,null,null,null,null,null,null,null,null,null,null,null,null,null,null,null,null,null,0,null,null,null,null,null,null,null,null,null,0,0,0,0,"Unknown",{"$f":"_xlfn.IFS(G2122=\"Natural\",0,H2122=\"\",0,H2122=\"COASTAL-CONSTRUCTED\",0,G2122=\"Constructed\",_xlfn.XLOOKUP($H2122,'Data Categories'!$U$4:$U$25,'Data Categories'!$V$4:V$25))","v":0},{"$f":"_xlfn.IFS(AK2122=\"\",0,AJ2122=\"Unknown\",0,AK2122>1,AK2122-AJ2122,AK2122=0,0)","v":0},{"$f":"_xlfn.IFS(Y2122=\"\",0,Y2122>1920,_xlfn.XLOOKUP($H2122,'Data Categories'!$AE$20:$AE$42,'Data Categories'!$AG$20:$AG$42,0))","v":0},{"$f":"_xlfn.IFS(Y2122=\"\",0,Y2122>0,(2025-Y2122))","v":0},{"$f":"_xlfn.IFS(Z2122=\"Non-Deficient\",\"Non-Deficient\",Z2122=\"Deficient\",\"Deficient\",AB2122=\"Deficient\",\"Deficient\",Z2122=\"Non-Deficient\",\"Non-Deficient\",AB2122=\"Non-Deficient\",\"Non-Deficient\",P2122=\"\",\"None\",AL2122<0,\"Deficient\",AL2122>10,\"Non-Deficient\")","v":"None"},{"$f":"_xlfn.IFS(H2122=\"LOW WATER CROSSING\",\"Non-Functional\",G2122=\"Natural\",\"Functional\",AA2122=\"Functional\",\"Functional\",AC2122=\"Functional\",\"Functional\",AA2122=\"Non-Functional\",\"Non-Functional\",AC2122=\"Non-Functional\",\"Non-Functional\",AA2122=\"Unknown\",\"Unknown\",AC2122=\"Unknown\",\"Unknown\",AA2122=\"\",\"None\")","v":"None"},{"$f":"_xlfn.IFS(X2122=\"Functionality\",\"Low\",W2122=\"No\",\"Low\",Y2122>=2015,\"High\",Y2122>=1920,\"Low\",W2122=\"\",\"None\",W2122=\"Unknown\",\"None\")","v":"None"},{"$f":"_xlfn.IFS(H2122=\"LOW WATER CROSSING\",\"Unknown\",G2122=\"Natural\",\"None\",AM2122<AN2122,\"High\",AC2122=\"Functional\",\"Low\",AC2122=\"Non-Functional\",\"Low\",W2122=\"No\",\"Low\",W2122=\"Unknown\",\"None\",X2122=\"Deficiency\",\"None\",W2122=\"Yes\",\"High\",W2122=\"\",\"None\")","v":"None"},0,0,0,0,{"$f":"_xlfn.CONCAT(LEFT(H2122,3),\"-\")&IF(H2122=\"-\",0,COUNTIF($H$4:H2122,H2122))","v":"-0"},{"$f":"_xlfn.IFS($H2122<=0,\"-\",AS2122=1,_xlfn.CONCAT(\"FUN_NONDEF\",\"-DCON_\",LEFT(AQ2122,1),\"-FCON_\",LEFT(AR2122,1)),AT2122=1,_xlfn.CONCAT(\"FUN_DEF\",\"-DCON_\",LEFT(AQ2122,1),\"-FCON_\",LEFT(AR2122,1)),AU2122=1,_xlfn.CONCAT(\"NONFUN_NONDEF\",\"-DCON_\",LEFT(AQ2122,1),\"-FCON_\",LEFT(AR2122,1)),AV2122=1,_xlfn.CONCAT(\"NONFUN_DEF\",\"-DCON_\",LEFT(AQ2122,1),\"-FCON_\",LEFT(AR2122,1)),AS2122+AT2122+AU2122+AV2122<1,_xlfn.CONCAT(\"-\"))","v":"-"}]
[null,null,null,null,null,null,null,null,null,null,null,null,null,null,null,null,null,null,null,null,null,0,null,null,null,null,null,null,null,null,null,0,0,0,0,"Unknown",{"$f":"_xlfn.IFS(G2134=\"Natural\",0,H2134=\"\",0,H2134=\"COASTAL-CONSTRUCTED\",0,G2134=\"Constructed\",_xlfn.XLOOKUP($H2134,'Data Categories'!$U$4:$U$25,'Data Categories'!$V$4:V$25))","v":0},{"$f":"_xlfn.IFS(AK2134=\"\",0,AJ2134=\"Unknown\",0,AK2134>1,AK2134-AJ2134,AK2134=0,0)","v":0},{"$f":"_xlfn.IFS(Y2134=\"\",0,Y2134>1920,_xlfn.XLOOKUP($H2134,'Data Categories'!$AE$20:$AE$42,'Data Categories'!$AG$20:$AG$42,0))","v":0},{"$f":"_xlfn.IFS(Y2134=\"\",0,Y2134>0,(2025-Y2134))","v":0},{"$f":"_xlfn.IFS(Z2134=\"Non-Deficient\",\"Non-Deficient\",Z2134=\"Deficient\",\"Deficient\",AB2134=\"Deficient\",\"Deficient\",Z2134=\"Non-Deficient\",\"Non-Deficient\",AB2134=\"Non-Deficient\",\"Non-Deficient\",P2134=\"\",\"None\",AL2134<0,\"Deficient\",AL2134>10,\"Non-Deficient\")","v":"None"},{"$f":"_xlfn.IFS(H2134=\"LOW WATER CROSSING\",\"Non-Functional\",G2134=\"Natural\",\"Functional\",AA2134=\"Functional\",\"Functional\",AC2134=\"Functional\",\"Functional\",AA2134=\"Non-Functional\",\"Non-Functional\",AC2134=\"Non-Functional\",\"Non-Functional\",AA2134=\"Unknown\",\"Unknown\",AC2134=\"Unknown\",\"Unknown\",AA2134=\"\",\"None\")","v":"None"},{"$f":"_xlfn.IFS(X2134=\"Functionality\",\"Low\",W2134=\"No\",\"Low\",Y2134>=2015,\"High\",Y2134>=1920,\"Low\",W2134=\"\",\"None\",W2134=\"Unknown\",\"None\")","v":"None"},{"$f":"_xlfn.IFS(H2134=\"LOW WATER CROSSING\",\"Unknown\",G2134=\"Natural\",\"None\",AM2134<AN2134,\"High\",AC2134=\"Functional\",\"Low\",AC2134=\"Non-Functional\",\"Low\",W2134=\"No\",\"Low\",W2134=\"Unknown\",\"None\",X2134=\"Deficiency\",\"None\",W2134=\"Yes\",\"High\",W2134=\"\",\"None\")","v":"None"},0,0,0,0,{"$f":"_xlfn.CONCAT(LEFT(H2134,3),\"-\")&IF(H2134=\"-\",0,COUNTIF($H$4:H2134,H2134))","v":"-0"},{"$f":"_xlfn.IFS($H2134<=0,\"-\",AS2134=1,_xlfn.CONCAT(\"FUN_NONDEF\",\"-DCON_\",LEFT(AQ2134,1),\"-FCON_\",LEFT(AR2134,1)),AT2134=1,_xlfn.CONCAT(\"FUN_DEF\",\"-DCON_\",LEFT(AQ2134,1),\"-FCON_\",LEFT(AR2134,1)),AU2134=1,_xlfn.CONCAT(\"NONFUN_NONDEF\",\"-DCON_\",LEFT(AQ2134,1),\"-FCON_\",LEFT(AR2134,1)),AV2134=1,_xlfn.CONCAT(\"NONFUN_DEF\",\"-DCON_\",LEFT(AQ2134,1),\"-FCON_\",LEFT(AR2134,1)),AS2134+AT2134+AU2134+AV2134<1,_xlfn.CONCAT(\"-\"))","v":"-"}]
[null,null,null,null,null,null,null,null,null,null,null,null,null,null,null,null,null,null,null,null,null,0,null,null,null,null,null,null,null,null,null,0,0,0,0,"Unknown",{"$f":"_xlfn.IFS(G2137=\"Natural\",0,H2137=\"\",0,H2137=\"COASTAL-CONSTRUCTED\",0,G2137=\"Constructed\",_xlfn.XLOOKUP($H2137,'Data Categories'!$U$4:$U$25,'Data Categories'!$V$4:V$25))","v":0},{"$f":"_xlfn.IFS(AK2137=\"\",0,AJ2137=\"Unknown\",0,AK2137>1,AK2137-AJ2137,AK2137=0,0)","v":0},{"$f":"_xlfn.IFS(Y2137=\"\",0,Y2137>1920,_xlfn.XLOOKUP($H2137,'Data Categories'!$AE$20:$AE$42,'Data Categories'!$AG$20:$AG$42,0))","v":0},{"$f":"_xlfn.IFS(Y2137=\"\",0,Y2137>0,(2025-Y2137))","v":0},{"$f":"_xlfn.IFS(Z2137=\"Non-Deficient\",\"Non-Deficient\",Z2137=\"Deficient\",\"Deficient\",AB2137=\"Deficient\",\"Deficient\",Z2137=\"Non-Deficient\",\"Non-Deficient\",AB2137=\"Non-Deficient\",\"Non-Deficient\",P2137=\"\",\"None\",AL2137<0,\"Deficient\",AL2137>10,\"Non-Deficient\")","v":"None"},{"$f":"_xlfn.IFS(H2137=\"LOW WATER CROSSING\",\"Non-Functional\",G2137=\"Natural\",\"Functional\",AA2137=\"Functional\",\"Functional\",AC2137=\"Functional\",\"Functional\",AA2137=\"Non-Functional\",\"Non-Functional\",AC2137=\"Non-Functional\",\"Non-Functional\",AA2137=\"Unknown\",\"Unknown\",AC2137=\"Unknown\",\"Unknown\",AA2137=\"\",\"None\")","v":"None"},{"$f":"_xlfn.IFS(X2137=\"Functionality\",\"Low\",W2137=\"No\",\"Low\",Y2137>=2015,\"High\",Y2137>=1920,\"Low\",W2137=\"\",\"None\",W2137=\"Unknown\",\"None\")","v":"None"},{"$f":"_xlfn.IFS(H2137=\"LOW WATER CROSSING\",\"Unknown\",G2137=\"Natural\",\"None\",AM2137<AN2137,\"High\",AC2137=\"Functional\",\"Low\",AC2137=\"Non-Functional\",\"Low\",W2137=\"No\",\"Low\",W2137=\"Unknown\",\"None\",X2137=\"Deficiency\",\"None\",W2137=\"Yes\",\"High\",W2137=\"\",\"None\")","v":"None"},0,0,0,0,{"$f":"_xlfn.CONCAT(LEFT(H2137,3),\"-\")&IF(H2137=\"-\",0,COUNTIF($H$4:H2137,H2137))","v":"-0"},{"$f":"_xlfn.IFS($H2137<=0,\"-\",AS2137=1,_xlfn.CONCAT(\"FUN_NONDEF\",\"-DCON_\",LEFT(AQ2137,1),\"-FCON_\",LEFT(AR2137,1)),AT2137=1,_xlfn.CONCAT(\"FUN_DEF\",\"-DCON_\",LEFT(AQ2137,1),\"-FCON_\",LEFT(AR2137,1)),AU2137=1,_xlfn.CONCAT(\"NONFUN_NONDEF\",\"-DCON_\",LEFT(AQ2137,1),\"-FCON_\",LEFT(AR2137,1)),AV2137=1,_xlfn.CONCAT(\"NONFUN_DEF\",\"-DCON_\",LEFT(AQ2137,1),\"-FCON_\",LEFT(AR2137,1)),AS2137+AT2137+AU2137+AV2137<1,_xlfn.CONCAT(\"-\"))","v":"-"}]
[null,null,null,null,null,null,null,null,null,null,null,null,null,null,null,null,null,null,null,null,null,0,null,null,null,null,null,null,null,null,null,0,0,0,0,"Unknown",{"$f":"_xlfn.IFS(G2149=\"Natural\",0,H2149=\"\",0,H2149=\"COASTAL-CONSTRUCTED\",0,G2149=\"Constructed\",_xlfn.XLOOKUP($H2149,'Data Categories'!$U$4:$U$25,'Data Categories'!$V$4:V$25))","v":0},{"$f":"_xlfn.IFS(AK2149=\"\",0,AJ2149=\"Unknown\",0,AK2149>1,AK2149-AJ2149,AK2149=0,0)","v":0},{"$f":"_xlfn.IFS(Y2149=\"\",0,Y2149>1920,_xlfn.XLOOKUP($H2149,'Data Categories'!$AE$20:$AE$42,'Data Categories'!$AG$20:$AG$42,0))","v":0},{"$f":"_xlfn.IFS(Y2149=\"\",0,Y2149>0,(2025-Y2149))","v":0},{"$f":"_xlfn.IFS(Z2149=\"Non-Deficient\",\"Non-Deficient\",Z2149=\"Deficient\",\"Deficient\",AB2149=\"Deficient\",\"Deficient\",Z2149=\"Non-Deficient\",\"Non-Deficient\",AB2149=\"Non-Deficient\",\"Non-Deficient\",P2149=\"\",\"None\",AL2149<0,\"Deficient\",AL2149>10,\"Non-Deficient\")","v":"None"},{"$f":"_xlfn.IFS(H2149=\"LOW WATER CROSSING\",\"Non-Functional\",G2149=\"Natural\",\"Functional\",AA2149=\"Functional\",\"Functional\",AC2149=\"Functional\",\"Functional\",AA2149=\"Non-Functional\",\"Non-Functional\",AC2149=\"Non-Functional\",\"Non-Functional\",AA2149=\"Unknown\",\"Unknown\",AC2149=\"Unknown\",\"Unknown\",AA2149=\"\",\"None\")","v":"None"},{"$f":"_xlfn.IFS(X2149=\"Functionality\",\"Low\",W2149=\"No\",\"Low\",Y2149>=2015,\"High\",Y2149>=1920,\"Low\",W2149=\"\",\"None\",W2149=\"Unknown\",\"None\")","v":"None"},{"$f":"_xlfn.IFS(H2149=\"LOW WATER CROSSING\",\"Unknown\",G2149=\"Natural\",\"None\",AM2149<AN2149,\"High\",AC2149=\"Functional\",\"Low\",AC2149=\"Non-Functional\",\"Low\",W2149=\"No\",\"Low\",W2149=\"Unknown\",\"None\",X2149=\"Deficiency\",\"None\",W2149=\"Yes\",\"High\",W2149=\"\",\"None\")","v":"None"},0,0,0,0,{"$f":"_xlfn.CONCAT(LEFT(H2149,3),\"-\")&IF(H2149=\"-\",0,COUNTIF($H$4:H2149,H2149))","v":"-0"},{"$f":"_xlfn.IFS($H2149<=0,\"-\",AS2149=1,_xlfn.CONCAT(\"FUN_NONDEF\",\"-DCON_\",LEFT(AQ2149,1),\"-FCON_\",LEFT(AR2149,1)),AT2149=1,_xlfn.CONCAT(\"FUN_DEF\",\"-DCON_\",LEFT(AQ2149,1),\"-FCON_\",LEFT(AR2149,1)),AU2149=1,_xlfn.CONCAT(\"NONFUN_NONDEF\",\"-DCON_\",LEFT(AQ2149,1),\"-FCON_\",LEFT(AR2149,1)),AV2149=1,_xlfn.CONCAT(\"NONFUN_DEF\",\"-DCON_\",LEFT(AQ2149,1),\"-FCON_\",LEFT(AR2149,1)),AS2149+AT2149+AU2149+AV2149<1,_xlfn.CONCAT(\"-\"))","v":"-"}]
[null,null,null,null,null,null,null,null,null,null,null,null,null,null,null,null,null,null,null,null,null,0,null,null,null,null,null,null,null,null,null,0,0,0,0,"Unknown",{"$f":"_xlfn.IFS(G2161=\"Natural\",0,H2161=\"\",0,H2161=\"COASTAL-CONSTRUCTED\",0,G2161=\"Constructed\",_xlfn.XLOOKUP($H2161,'Data Categories'!$U$4:$U$25,'Data Categories'!$V$4:V$25))","v":0},{"$f":"_xlfn.IFS(AK2161=\"\",0,AJ2161=\"Unknown\",0,AK2161>1,AK2161-AJ2161,AK2161=0,0)","v":0},{"$f":"_xlfn.IFS(Y2161=\"\",0,Y2161>1920,_xlfn.XLOOKUP($H2161,'Data Categories'!$AE$20:$AE$42,'Data Categories'!$AG$20:$AG$42,0))","v":0},{"$f":"_xlfn.IFS(Y2161=\"\",0,Y2161>0,(2025-Y2161))","v":0},{"$f":"_xlfn.IFS(Z2161=\"Non-Deficient\",\"Non-Deficient\",Z2161=\"Deficient\",\"Deficient\",AB2161=\"Deficient\",\"Deficient\",Z2161=\"Non-Deficient\",\"Non-Deficient\",AB2161=\"Non-Deficient\",\"Non-Deficient\",P2161=\"\",\"None\",AL2161<0,\"Deficient\",AL2161>10,\"Non-Deficient\")","v":"None"},{"$f":"_xlfn.IFS(H2161=\"LOW WATER CROSSING\",\"Non-Functional\",G2161=\"Natural\",\"Functional\",AA2161=\"Functional\",\"Functional\",AC2161=\"Functional\",\"Functional\",AA2161=\"Non-Functional\",\"Non-Functional\",AC2161=\"Non-Functional\",\"Non-Functional\",AA2161=\"Unknown\",\"Unknown\",AC2161=\"Unknown\",\"Unknown\",AA2161=\"\",\"None\")","v":"None"},{"$f":"_xlfn.IFS(X2161=\"Functionality\",\"Low\",W2161=\"No\",\"Low\",Y2161>=2015,\"High\",Y2161>=1920,\"Low\",W2161=\"\",\"None\",W2161=\"Unknown\",\"None\")","v":"None"},{"$f":"_xlfn.IFS(H2161=\"LOW WATER CROSSING\",\"Unknown\",G2161=\"Natural\",\"None\",AM2161<AN2161,\"High\",AC2161=\"Functional\",\"Low\",AC2161=\"Non-Functional\",\"Low\",W2161=\"No\",\"Low\",W2161=\"Unknown\",\"None\",X2161=\"Deficiency\",\"None\",W2161=\"Yes\",\"High\",W2161=\"\",\"None\")","v":"None"},0,0,0,0,{"$f":"_xlfn.CONCAT(LEFT(H2161,3),\"-\")&IF(H2161=\"-\",0,COUNTIF($H$4:H2161,H2161))","v":"-0"},{"$f":"_xlfn.IFS($H2161<=0,\"-\",AS2161=1,_xlfn.CONCAT(\"FUN_NONDEF\",\"-DCON_\",LEFT(AQ2161,1),\"-FCON_\",LEFT(AR2161,1)),AT2161=1,_xlfn.CONCAT(\"FUN_DEF\",\"-DCON_\",LEFT(AQ2161,1),\"-FCON_\",LEFT(AR2161,1)),AU2161=1,_xlfn.CONCAT(\"NONFUN_NONDEF\",\"-DCON_\",LEFT(AQ2161,1),\"-FCON_\",LEFT(AR2161,1)),AV2161=1,_xlfn.CONCAT(\"NONFUN_DEF\",\"-DCON_\",LEFT(AQ2161,1),\"-FCON_\",LEFT(AR2161,1)),AS2161+AT2161+AU2161+AV2161<1,_xlfn.CONCAT(\"-\"))","v":"-"}]
[null,null,null,null,null,null,null,null,null,null,null,null,null,null,null,null,null,null,null,null,null,0,null,null,null,null,null,null,null,null,null,0,0,0,0,"Unknown",{"$f":"_xlfn.IFS(G2167=\"Natural\",0,H2167=\"\",0,H2167=\"COASTAL-CONSTRUCTED\",0,G2167=\"Constructed\",_xlfn.XLOOKUP($H2167,'Data Categories'!$U$4:$U$25,'Data Categories'!$V$4:V$25))","v":0},{"$f":"_xlfn.IFS(AK2167=\"\",0,AJ2167=\"Unknown\",0,AK2167>1,AK2167-AJ2167,AK2167=0,0)","v":0},{"$f":"_xlfn.IFS(Y2167=\"\",0,Y2167>1920,_xlfn.XLOOKUP($H2167,'Data Categories'!$AE$20:$AE$42,'Data Categories'!$AG$20:$AG$42,0))","v":0},{"$f":"_xlfn.IFS(Y2167=\"\",0,Y2167>0,(2025-Y2167))","v":0},{"$f":"_xlfn.IFS(Z2167=\"Non-Deficient\",\"Non-Deficient\",Z2167=\"Deficient\",\"Deficient\",AB2167=\"Deficient\",\"Deficient\",Z2167=\"Non-Deficient\",\"Non-Deficient\",AB2167=\"Non-Deficient\",\"Non-Deficient\",P2167=\"\",\"None\",AL2167<0,\"Deficient\",AL2167>10,\"Non-Deficient\")","v":"None"},{"$f":"_xlfn.IFS(H2167=\"LOW WATER CROSSING\",\"Non-Functional\",G2167=\"Natural\",\"Functional\",AA2167=\"Functional\",\"Functional\",AC2167=\"Functional\",\"Functional\",AA2167=\"Non-Functional\",\"Non-Functional\",AC2167=\"Non-Functional\",\"Non-Functional\",AA2167=\"Unknown\",\"Unknown\",AC2167=\"Unknown\",\"Unknown\",AA2167=\"\",\"None\")","v":"None"},{"$f":"_xlfn.IFS(X2167=\"Functionality\",\"Low\",W2167=\"No\",\"Low\",Y2167>=2015,\"High\",Y2167>=1920,\"Low\",W2167=\"\",\"None\",W2167=\"Unknown\",\"None\")","v":"None"},{"$f":"_xlfn.IFS(H2167=\"LOW WATER CROSSING\",\"Unknown\",G2167=\"Natural\",\"None\",AM2167<AN2167,\"High\",AC2167=\"Functional\",\"Low\",AC2167=\"Non-Functional\",\"Low\",W2167=\"No\",\"Low\",W2167=\"Unknown\",\"None\",X2167=\"Deficiency\",\"None\",W2167=\"Yes\",\"High\",W2167=\"\",\"None\")","v":"None"},0,0,0,0,{"$f":"_xlfn.CONCAT(LEFT(H2167,3),\"-\")&IF(H2167=\"-\",0,COUNTIF($H$4:H2167,H2167))","v":"-0"},{"$f":"_xlfn.IFS($H2167<=0,\"-\",AS2167=1,_xlfn.CONCAT(\"FUN_NONDEF\",\"-DCON_\",LEFT(AQ2167,1),\"-FCON_\",LEFT(AR2167,1)),AT2167=1,_xlfn.CONCAT(\"FUN_DEF\",\"-DCON_\",LEFT(AQ2167,1),\"-FCON_\",LEFT(AR2167,1)),AU2167=1,_xlfn.CONCAT(\"NONFUN_NONDEF\",\"-DCON_\",LEFT(AQ2167,1),\"-FCON_\",LEFT(AR2167,1)),AV2167=1,_xlfn.CONCAT(\"NONFUN_DEF\",\"-DCON_\",LEFT(AQ2167,1),\"-FCON_\",LEFT(AR2167,1)),AS2167+AT2167+AU2167+AV2167<1,_xlfn.CONCAT(\"-\"))","v":"-"}]
[null,null,null,null,null,null,null,null,null,null,null,null,null,null,null,null,null,null,null,null,null,0,null,null,null,null,null,null,null,null,null,0,0,0,0,"Unknown",{"$f":"_xlfn.IFS(G2179=\"Natural\",0,H2179=\"\",0,H2179=\"COASTAL-CONSTRUCTED\",0,G2179=\"Constructed\",_xlfn.XLOOKUP($H2179,'Data Categories'!$U$4:$U$25,'Data Categories'!$V$4:V$25))","v":0},{"$f":"_xlfn.IFS(AK2179=\"\",0,AJ2179=\"Unknown\",0,AK2179>1,AK2179-AJ2179,AK2179=0,0)","v":0},{"$f":"_xlfn.IFS(Y2179=\"\",0,Y2179>1920,_xlfn.XLOOKUP($H2179,'Data Categories'!$AE$20:$AE$42,'Data Categories'!$AG$20:$AG$42,0))","v":0},{"$f":"_xlfn.IFS(Y2179=\"\",0,Y2179>0,(2025-Y2179))","v":0},{"$f":"_xlfn.IFS(Z2179=\"Non-Deficient\",\"Non-Deficient\",Z2179=\"Deficient\",\"Deficient\",AB2179=\"Deficient\",\"Deficient\",Z2179=\"Non-Deficient\",\"Non-Deficient\",AB2179=\"Non-Deficient\",\"Non-Deficient\",P2179=\"\",\"None\",AL2179<0,\"Deficient\",AL2179>10,\"Non-Deficient\")","v":"None"},{"$f":"_xlfn.IFS(H2179=\"LOW WATER CROSSING\",\"Non-Functional\",G2179=\"Natural\",\"Functional\",AA2179=\"Functional\",\"Functional\",AC2179=\"Functional\",\"Functional\",AA2179=\"Non-Functional\",\"Non-Functional\",AC2179=\"Non-Functional\",\"Non-Functional\",AA2179=\"Unknown\",\"Unknown\",AC2179=\"Unknown\",\"Unknown\",AA2179=\"\",\"None\")","v":"None"},{"$f":"_xlfn.IFS(X2179=\"Functionality\",\"Low\",W2179=\"No\",\"Low\",Y2179>=2015,\"High\",Y2179>=1920,\"Low\",W2179=\"\",\"None\",W2179=\"Unknown\",\"None\")","v":"None"},{"$f":"_xlfn.IFS(H2179=\"LOW WATER CROSSING\",\"Unknown\",G2179=\"Natural\",\"None\",AM2179<AN2179,\"High\",AC2179=\"Functional\",\"Low\",AC2179=\"Non-Functional\",\"Low\",W2179=\"No\",\"Low\",W2179=\"Unknown\",\"None\",X2179=\"Deficiency\",\"None\",W2179=\"Yes\",\"High\",W2179=\"\",\"None\")","v":"None"},0,0,0,0,{"$f":"_xlfn.CONCAT(LEFT(H2179,3),\"-\")&IF(H2179=\"-\",0,COUNTIF($H$4:H2179,H2179))","v":"-0"},{"$f":"_xlfn.IFS($H2179<=0,\"-\",AS2179=1,_xlfn.CONCAT(\"FUN_NONDEF\",\"-DCON_\",LEFT(AQ2179,1),\"-FCON_\",LEFT(AR2179,1)),AT2179=1,_xlfn.CONCAT(\"FUN_DEF\",\"-DCON_\",LEFT(AQ2179,1),\"-FCON_\",LEFT(AR2179,1)),AU2179=1,_xlfn.CONCAT(\"NONFUN_NONDEF\",\"-DCON_\",LEFT(AQ2179,1),\"-FCON_\",LEFT(AR2179,1)),AV2179=1,_xlfn.CONCAT(\"NONFUN_DEF\",\"-DCON_\",LEFT(AQ2179,1),\"-FCON_\",LEFT(AR2179,1)),AS2179+AT2179+AU2179+AV2179<1,_xlfn.CONCAT(\"-\"))","v":"-"}]
[null,null,null,null,null,null,null,null,null,null,null,null,null,null,null,null,null,null,null,null,null,0,null,null,null,null,null,null,null,null,null,0,0,0,0,"Unknown",{"$f":"_xlfn.IFS(G2186=\"Natural\",0,H2186=\"\",0,H2186=\"COASTAL-CONSTRUCTED\",0,G2186=\"Constructed\",_xlfn.XLOOKUP($H2186,'Data Categories'!$U$4:$U$25,'Data Categories'!$V$4:V$25))","v":0},{"$f":"_xlfn.IFS(AK2186=\"\",0,AJ2186=\"Unknown\",0,AK2186>1,AK2186-AJ2186,AK2186=0,0)","v":0},{"$f":"_xlfn.IFS(Y2186=\"\",0,Y2186>1920,_xlfn.XLOOKUP($H2186,'Data Categories'!$AE$20:$AE$42,'Data Categories'!$AG$20:$AG$42,0))","v":0},{"$f":"_xlfn.IFS(Y2186=\"\",0,Y2186>0,(2025-Y2186))","v":0},{"$f":"_xlfn.IFS(Z2186=\"Non-Deficient\",\"Non-Deficient\",Z2186=\"Deficient\",\"Deficient\",AB2186=\"Deficient\",\"Deficient\",Z2186=\"Non-Deficient\",\"Non-Deficient\",AB2186=\"Non-Deficient\",\"Non-Deficient\",P2186=\"\",\"None\",AL2186<0,\"Deficient\",AL2186>10,\"Non-Deficient\")","v":"None"},{"$f":"_xlfn.IFS(H2186=\"LOW WATER CROSSING\",\"Non-Functional\",G2186=\"Natural\",\"Functional\",AA2186=\"Functional\",\"Functional\",AC2186=\"Functional\",\"Functional\",AA2186=\"Non-Functional\",\"Non-Functional\",AC2186=\"Non-Functional\",\"Non-Functional\",AA2186=\"Unknown\",\"Unknown\",AC2186=\"Unknown\",\"Unknown\",AA2186=\"\",\"None\")","v":"None"},{"$f":"_xlfn.IFS(X2186=\"Functionality\",\"Low\",W2186=\"No\",\"Low\",Y2186>=2015,\"High\",Y2186>=1920,\"Low\",W2186=\"\",\"None\",W2186=\"Unknown\",\"None\")","v":"None"},{"$f":"_xlfn.IFS(H2186=\"LOW WATER CROSSING\",\"Unknown\",G2186=\"Natural\",\"None\",AM2186<AN2186,\"High\",AC2186=\"Functional\",\"Low\",AC2186=\"Non-Functional\",\"Low\",W2186=\"No\",\"Low\",W2186=\"Unknown\",\"None\",X2186=\"Deficiency\",\"None\",W2186=\"Yes\",\"High\",W2186=\"\",\"None\")","v":"None"},0,0,0,0,{"$f":"_xlfn.CONCAT(LEFT(H2186,3),\"-\")&IF(H2186=\"-\",0,COUNTIF($H$4:H2186,H2186))","v":"-0"},{"$f":"_xlfn.IFS($H2186<=0,\"-\",AS2186=1,_xlfn.CONCAT(\"FUN_NONDEF\",\"-DCON_\",LEFT(AQ2186,1),\"-FCON_\",LEFT(AR2186,1)),AT2186=1,_xlfn.CONCAT(\"FUN_DEF\",\"-DCON_\",LEFT(AQ2186,1),\"-FCON_\",LEFT(AR2186,1)),AU2186=1,_xlfn.CONCAT(\"NONFUN_NONDEF\",\"-DCON_\",LEFT(AQ2186,1),\"-FCON_\",LEFT(AR2186,1)),AV2186=1,_xlfn.CONCAT(\"NONFUN_DEF\",\"-DCON_\",LEFT(AQ2186,1),\"-FCON_\",LEFT(AR2186,1)),AS2186+AT2186+AU2186+AV2186<1,_xlfn.CONCAT(\"-\"))","v":"-"}]
[null,null,null,null,null,null,null,null,null,null,null,null,null,null,null,null,null,null,null,null,null,0,null,null,null,null,null,null,null,null,null,0,0,0,0,"Unknown",{"$f":"_xlfn.IFS(G2192=\"Natural\",0,H2192=\"\",0,H2192=\"COASTAL-CONSTRUCTED\",0,G2192=\"Constructed\",_xlfn.XLOOKUP($H2192,'Data Categories'!$U$4:$U$25,'Data Categories'!$V$4:V$25))","v":0},{"$f":"_xlfn.IFS(AK2192=\"\",0,AJ2192=\"Unknown\",0,AK2192>1,AK2192-AJ2192,AK2192=0,0)","v":0},{"$f":"_xlfn.IFS(Y2192=\"\",0,Y2192>1920,_xlfn.XLOOKUP($H2192,'Data Categories'!$AE$20:$AE$42,'Data Categories'!$AG$20:$AG$42,0))","v":0},{"$f":"_xlfn.IFS(Y2192=\"\",0,Y2192>0,(2025-Y2192))","v":0},{"$f":"_xlfn.IFS(Z2192=\"Non-Deficient\",\"Non-Deficient\",Z2192=\"Deficient\",\"Deficient\",AB2192=\"Deficient\",\"Deficient\",Z2192=\"Non-Deficient\",\"Non-Deficient\",AB2192=\"Non-Deficient\",\"Non-Deficient\",P2192=\"\",\"None\",AL2192<0,\"Deficient\",AL2192>10,\"Non-Deficient\")","v":"None"},{"$f":"_xlfn.IFS(H2192=\"LOW WATER CROSSING\",\"Non-Functional\",G2192=\"Natural\",\"Functional\",AA2192=\"Functional\",\"Functional\",AC2192=\"Functional\",\"Functional\",AA2192=\"Non-Functional\",\"Non-Functional\",AC2192=\"Non-Functional\",\"Non-Functional\",AA2192=\"Unknown\",\"Unknown\",AC2192=\"Unknown\",\"Unknown\",AA2192=\"\",\"None\")","v":"None"},{"$f":"_xlfn.IFS(X2192=\"Functionality\",\"Low\",W2192=\"No\",\"Low\",Y2192>=2015,\"High\",Y2192>=1920,\"Low\",W2192=\"\",\"None\",W2192=\"Unknown\",\"None\")","v":"None"},{"$f":"_xlfn.IFS(H2192=\"LOW WATER CROSSING\",\"Unknown\",G2192=\"Natural\",\"None\",AM2192<AN2192,\"High\",AC2192=\"Functional\",\"Low\",AC2192=\"Non-Functional\",\"Low\",W2192=\"No\",\"Low\",W2192=\"Unknown\",\"None\",X2192=\"Deficiency\",\"None\",W2192=\"Yes\",\"High\",W2192=\"\",\"None\")","v":"None"},0,0,0,0,{"$f":"_xlfn.CONCAT(LEFT(H2192,3),\"-\")&IF(H2192=\"-\",0,COUNTIF($H$4:H2192,H2192))","v":"-0"},{"$f":"_xlfn.IFS($H2192<=0,\"-\",AS2192=1,_xlfn.CONCAT(\"FUN_NONDEF\",\"-DCON_\",LEFT(AQ2192,1),\"-FCON_\",LEFT(AR2192,1)),AT2192=1,_xlfn.CONCAT(\"FUN_DEF\",\"-DCON_\",LEFT(AQ2192,1),\"-FCON_\",LEFT(AR2192,1)),AU2192=1,_xlfn.CONCAT(\"NONFUN_NONDEF\",\"-DCON_\",LEFT(AQ2192,1),\"-FCON_\",LEFT(AR2192,1)),AV2192=1,_xlfn.CONCAT(\"NONFUN_DEF\",\"-DCON_\",LEFT(AQ2192,1),\"-FCON_\",LEFT(AR2192,1)),AS2192+AT2192+AU2192+AV2192<1,_xlfn.CONCAT(\"-\"))","v":"-"}]
[null,null,null,null,null,null,null,null,null,null,null,null,null,null,null,null,null,null,null,null,null,0,null,null,null,null,null,null,null,null,null,0,0,0,0,"Unknown",{"$f":"_xlfn.IFS(G2204=\"Natural\",0,H2204=\"\",0,H2204=\"COASTAL-CONSTRUCTED\",0,G2204=\"Constructed\",_xlfn.XLOOKUP($H2204,'Data Categories'!$U$4:$U$25,'Data Categories'!$V$4:V$25))","v":0},{"$f":"_xlfn.IFS(AK2204=\"\",0,AJ2204=\"Unknown\",0,AK2204>1,AK2204-AJ2204,AK2204=0,0)","v":0},{"$f":"_xlfn.IFS(Y2204=\"\",0,Y2204>1920,_xlfn.XLOOKUP($H2204,'Data Categories'!$AE$20:$AE$42,'Data Categories'!$AG$20:$AG$42,0))","v":0},{"$f":"_xlfn.IFS(Y2204=\"\",0,Y2204>0,(2025-Y2204))","v":0},{"$f":"_xlfn.IFS(Z2204=\"Non-Deficient\",\"Non-Deficient\",Z2204=\"Deficient\",\"Deficient\",AB2204=\"Deficient\",\"Deficient\",Z2204=\"Non-Deficient\",\"Non-Deficient\",AB2204=\"Non-Deficient\",\"Non-Deficient\",P2204=\"\",\"None\",AL2204<0,\"Deficient\",AL2204>10,\"Non-Deficient\")","v":"None"},{"$f":"_xlfn.IFS(H2204=\"LOW WATER CROSSING\",\"Non-Functional\",G2204=\"Natural\",\"Functional\",AA2204=\"Functional\",\"Functional\",AC2204=\"Functional\",\"Functional\",AA2204=\"Non-Functional\",\"Non-Functional\",AC2204=\"Non-Functional\",\"Non-Functional\",AA2204=\"Unknown\",\"Unknown\",AC2204=\"Unknown\",\"Unknown\",AA2204=\"\",\"None\")","v":"None"},{"$f":"_xlfn.IFS(X2204=\"Functionality\",\"Low\",W2204=\"No\",\"Low\",Y2204>=2015,\"High\",Y2204>=1920,\"Low\",W2204=\"\",\"None\",W2204=\"Unknown\",\"None\")","v":"None"},{"$f":"_xlfn.IFS(H2204=\"LOW WATER CROSSING\",\"Unknown\",G2204=\"Natural\",\"None\",AM2204<AN2204,\"High\",AC2204=\"Functional\",\"Low\",AC2204=\"Non-Functional\",\"Low\",W2204=\"No\",\"Low\",W2204=\"Unknown\",\"None\",X2204=\"Deficiency\",\"None\",W2204=\"Yes\",\"High\",W2204=\"\",\"None\")","v":"None"},0,0,0,0,{"$f":"_xlfn.CONCAT(LEFT(H2204,3),\"-\")&IF(H2204=\"-\",0,COUNTIF($H$4:H2204,H2204))","v":"-0"},{"$f":"_xlfn.IFS($H2204<=0,\"-\",AS2204=1,_xlfn.CONCAT(\"FUN_NONDEF\",\"-DCON_\",LEFT(AQ2204,1),\"-FCON_\",LEFT(AR2204,1)),AT2204=1,_xlfn.CONCAT(\"FUN_DEF\",\"-DCON_\",LEFT(AQ2204,1),\"-FCON_\",LEFT(AR2204,1)),AU2204=1,_xlfn.CONCAT(\"NONFUN_NONDEF\",\"-DCON_\",LEFT(AQ2204,1),\"-FCON_\",LEFT(AR2204,1)),AV2204=1,_xlfn.CONCAT(\"NONFUN_DEF\",\"-DCON_\",LEFT(AQ2204,1),\"-FCON_\",LEFT(AR2204,1)),AS2204+AT2204+AU2204+AV2204<1,_xlfn.CONCAT(\"-\"))","v":"-"}]
[null,null,null,null,null,null,null,null,null,null,null,null,null,null,null,null,null,null,null,null,null,0,null,null,null,null,null,null,null,null,null,0,0,0,0,"Unknown",{"$f":"_xlfn.IFS(G2207=\"Natural\",0,H2207=\"\",0,H2207=\"COASTAL-CONSTRUCTED\",0,G2207=\"Constructed\",_xlfn.XLOOKUP($H2207,'Data Categories'!$U$4:$U$25,'Data Categories'!$V$4:V$25))","v":0},{"$f":"_xlfn.IFS(AK2207=\"\",0,AJ2207=\"Unknown\",0,AK2207>1,AK2207-AJ2207,AK2207=0,0)","v":0},{"$f":"_xlfn.IFS(Y2207=\"\",0,Y2207>1920,_xlfn.XLOOKUP($H2207,'Data Categories'!$AE$20:$AE$42,'Data Categories'!$AG$20:$AG$42,0))","v":0},{"$f":"_xlfn.IFS(Y2207=\"\",0,Y2207>0,(2025-Y2207))","v":0},{"$f":"_xlfn.IFS(Z2207=\"Non-Deficient\",\"Non-Deficient\",Z2207=\"Deficient\",\"Deficient\",AB2207=\"Deficient\",\"Deficient\",Z2207=\"Non-Deficient\",\"Non-Deficient\",AB2207=\"Non-Deficient\",\"Non-Deficient\",P2207=\"\",\"None\",AL2207<0,\"Deficient\",AL2207>10,\"Non-Deficient\")","v":"None"},{"$f":"_xlfn.IFS(H2207=\"LOW WATER CROSSING\",\"Non-Functional\",G2207=\"Natural\",\"Functional\",AA2207=\"Functional\",\"Functional\",AC2207=\"Functional\",\"Functional\",AA2207=\"Non-Functional\",\"Non-Functional\",AC2207=\"Non-Functional\",\"Non-Functional\",AA2207=\"Unknown\",\"Unknown\",AC2207=\"Unknown\",\"Unknown\",AA2207=\"\",\"None\")","v":"None"},{"$f":"_xlfn.IFS(X2207=\"Functionality\",\"Low\",W2207=\"No\",\"Low\",Y2207>=2015,\"High\",Y2207>=1920,\"Low\",W2207=\"\",\"None\",W2207=\"Unknown\",\"None\")","v":"None"},{"$f":"_xlfn.IFS(H2207=\"LOW WATER CROSSING\",\"Unknown\",G2207=\"Natural\",\"None\",AM2207<AN2207,\"High\",AC2207=\"Functional\",\"Low\",AC2207=\"Non-Functional\",\"Low\",W2207=\"No\",\"Low\",W2207=\"Unknown\",\"None\",X2207=\"Deficiency\",\"None\",W2207=\"Yes\",\"High\",W2207=\"\",\"None\")","v":"None"},0,0,0,0,{"$f":"_xlfn.CONCAT(LEFT(H2207,3),\"-\")&IF(H2207=\"-\",0,COUNTIF($H$4:H2207,H2207))","v":"-0"},{"$f":"_xlfn.IFS($H2207<=0,\"-\",AS2207=1,_xlfn.CONCAT(\"FUN_NONDEF\",\"-DCON_\",LEFT(AQ2207,1),\"-FCON_\",LEFT(AR2207,1)),AT2207=1,_xlfn.CONCAT(\"FUN_DEF\",\"-DCON_\",LEFT(AQ2207,1),\"-FCON_\",LEFT(AR2207,1)),AU2207=1,_xlfn.CONCAT(\"NONFUN_NONDEF\",\"-DCON_\",LEFT(AQ2207,1),\"-FCON_\",LEFT(AR2207,1)),AV2207=1,_xlfn.CONCAT(\"NONFUN_DEF\",\"-DCON_\",LEFT(AQ2207,1),\"-FCON_\",LEFT(AR2207,1)),AS2207+AT2207+AU2207+AV2207<1,_xlfn.CONCAT(\"-\"))","v":"-"}]
[null,null,null,null,null,null,null,null,null,null,null,null,null,null,null,null,null,null,null,null,null,0,null,null,null,null,null,null,null,null,null,0,0,0,0,"Unknown",{"$f":"_xlfn.IFS(G2219=\"Natural\",0,H2219=\"\",0,H2219=\"COASTAL-CONSTRUCTED\",0,G2219=\"Constructed\",_xlfn.XLOOKUP($H2219,'Data Categories'!$U$4:$U$25,'Data Categories'!$V$4:V$25))","v":0},{"$f":"_xlfn.IFS(AK2219=\"\",0,AJ2219=\"Unknown\",0,AK2219>1,AK2219-AJ2219,AK2219=0,0)","v":0},{"$f":"_xlfn.IFS(Y2219=\"\",0,Y2219>1920,_xlfn.XLOOKUP($H2219,'Data Categories'!$AE$20:$AE$42,'Data Categories'!$AG$20:$AG$42,0))","v":0},{"$f":"_xlfn.IFS(Y2219=\"\",0,Y2219>0,(2025-Y2219))","v":0},{"$f":"_xlfn.IFS(Z2219=\"Non-Deficient\",\"Non-Deficient\",Z2219=\"Deficient\",\"Deficient\",AB2219=\"Deficient\",\"Deficient\",Z2219=\"Non-Deficient\",\"Non-Deficient\",AB2219=\"Non-Deficient\",\"Non-Deficient\",P2219=\"\",\"None\",AL2219<0,\"Deficient\",AL2219>10,\"Non-Deficient\")","v":"None"},{"$f":"_xlfn.IFS(H2219=\"LOW WATER CROSSING\",\"Non-Functional\",G2219=\"Natural\",\"Functional\",AA2219=\"Functional\",\"Functional\",AC2219=\"Functional\",\"Functional\",AA2219=\"Non-Functional\",\"Non-Functional\",AC2219=\"Non-Functional\",\"Non-Functional\",AA2219=\"Unknown\",\"Unknown\",AC2219=\"Unknown\",\"Unknown\",AA2219=\"\",\"None\")","v":"None"},{"$f":"_xlfn.IFS(X2219=\"Functionality\",\"Low\",W2219=\"No\",\"Low\",Y2219>=2015,\"High\",Y2219>=1920,\"Low\",W2219=\"\",\"None\",W2219=\"Unknown\",\"None\")","v":"None"},{"$f":"_xlfn.IFS(H2219=\"LOW WATER CROSSING\",\"Unknown\",G2219=\"Natural\",\"None\",AM2219<AN2219,\"High\",AC2219=\"Functional\",\"Low\",AC2219=\"Non-Functional\",\"Low\",W2219=\"No\",\"Low\",W2219=\"Unknown\",\"None\",X2219=\"Deficiency\",\"None\",W2219=\"Yes\",\"High\",W2219=\"\",\"None\")","v":"None"},0,0,0,0,{"$f":"_xlfn.CONCAT(LEFT(H2219,3),\"-\")&IF(H2219=\"-\",0,COUNTIF($H$4:H2219,H2219))","v":"-0"},{"$f":"_xlfn.IFS($H2219<=0,\"-\",AS2219=1,_xlfn.CONCAT(\"FUN_NONDEF\",\"-DCON_\",LEFT(AQ2219,1),\"-FCON_\",LEFT(AR2219,1)),AT2219=1,_xlfn.CONCAT(\"FUN_DEF\",\"-DCON_\",LEFT(AQ2219,1),\"-FCON_\",LEFT(AR2219,1)),AU2219=1,_xlfn.CONCAT(\"NONFUN_NONDEF\",\"-DCON_\",LEFT(AQ2219,1),\"-FCON_\",LEFT(AR2219,1)),AV2219=1,_xlfn.CONCAT(\"NONFUN_DEF\",\"-DCON_\",LEFT(AQ2219,1),\"-FCON_\",LEFT(AR2219,1)),AS2219+AT2219+AU2219+AV2219<1,_xlfn.CONCAT(\"-\"))","v":"-"}]
[null,null,null,null,null,null,null,null,null,null,null,null,null,null,null,null,null,null,null,null,null,0,null,null,null,null,null,null,null,null,null,0,0,0,0,"Unknown",{"$f":"_xlfn.IFS(G2231=\"Natural\",0,H2231=\"\",0,H2231=\"COASTAL-CONSTRUCTED\",0,G2231=\"Constructed\",_xlfn.XLOOKUP($H2231,'Data Categories'!$U$4:$U$25,'Data Categories'!$V$4:V$25))","v":0},{"$f":"_xlfn.IFS(AK2231=\"\",0,AJ2231=\"Unknown\",0,AK2231>1,AK2231-AJ2231,AK2231=0,0)","v":0},{"$f":"_xlfn.IFS(Y2231=\"\",0,Y2231>1920,_xlfn.XLOOKUP($H2231,'Data Categories'!$AE$20:$AE$42,'Data Categories'!$AG$20:$AG$42,0))","v":0},{"$f":"_xlfn.IFS(Y2231=\"\",0,Y2231>0,(2025-Y2231))","v":0},{"$f":"_xlfn.IFS(Z2231=\"Non-Deficient\",\"Non-Deficient\",Z2231=\"Deficient\",\"Deficient\",AB2231=\"Deficient\",\"Deficient\",Z2231=\"Non-Deficient\",\"Non-Deficient\",AB2231=\"Non-Deficient\",\"Non-Deficient\",P2231=\"\",\"None\",AL2231<0,\"Deficient\",AL2231>10,\"Non-Deficient\")","v":"None"},{"$f":"_xlfn.IFS(H2231=\"LOW WATER CROSSING\",\"Non-Functional\",G2231=\"Natural\",\"Functional\",AA2231=\"Functional\",\"Functional\",AC2231=\"Functional\",\"Functional\",AA2231=\"Non-Functional\",\"Non-Functional\",AC2231=\"Non-Functional\",\"Non-Functional\",AA2231=\"Unknown\",\"Unknown\",AC2231=\"Unknown\",\"Unknown\",AA2231=\"\",\"None\")","v":"None"},{"$f":"_xlfn.IFS(X2231=\"Functionality\",\"Low\",W2231=\"No\",\"Low\",Y2231>=2015,\"High\",Y2231>=1920,\"Low\",W2231=\"\",\"None\",W2231=\"Unknown\",\"None\")","v":"None"},{"$f":"_xlfn.IFS(H2231=\"LOW WATER CROSSING\",\"Unknown\",G2231=\"Natural\",\"None\",AM2231<AN2231,\"High\",AC2231=\"Functional\",\"Low\",AC2231=\"Non-Functional\",\"Low\",W2231=\"No\",\"Low\",W2231=\"Unknown\",\"None\",X2231=\"Deficiency\",\"None\",W2231=\"Yes\",\"High\",W2231=\"\",\"None\")","v":"None"},0,0,0,0,{"$f":"_xlfn.CONCAT(LEFT(H2231,3),\"-\")&IF(H2231=\"-\",0,COUNTIF($H$4:H2231,H2231))","v":"-0"},{"$f":"_xlfn.IFS($H2231<=0,\"-\",AS2231=1,_xlfn.CONCAT(\"FUN_NONDEF\",\"-DCON_\",LEFT(AQ2231,1),\"-FCON_\",LEFT(AR2231,1)),AT2231=1,_xlfn.CONCAT(\"FUN_DEF\",\"-DCON_\",LEFT(AQ2231,1),\"-FCON_\",LEFT(AR2231,1)),AU2231=1,_xlfn.CONCAT(\"NONFUN_NONDEF\",\"-DCON_\",LEFT(AQ2231,1),\"-FCON_\",LEFT(AR2231,1)),AV2231=1,_xlfn.CONCAT(\"NONFUN_DEF\",\"-DCON_\",LEFT(AQ2231,1),\"-FCON_\",LEFT(AR2231,1)),AS2231+AT2231+AU2231+AV2231<1,_xlfn.CONCAT(\"-\"))","v":"-"}]
[null,null,null,null,null,null,null,null,null,null,null,null,null,null,null,null,null,null,null,null,null,0,null,null,null,null,null,null,null,null,null,0,0,0,0,"Unknown",{"$f":"_xlfn.IFS(G2237=\"Natural\",0,H2237=\"\",0,H2237=\"COASTAL-CONSTRUCTED\",0,G2237=\"Constructed\",_xlfn.XLOOKUP($H2237,'Data Categories'!$U$4:$U$25,'Data Categories'!$V$4:V$25))","v":0},{"$f":"_xlfn.IFS(AK2237=\"\",0,AJ2237=\"Unknown\",0,AK2237>1,AK2237-AJ2237,AK2237=0,0)","v":0},{"$f":"_xlfn.IFS(Y2237=\"\",0,Y2237>1920,_xlfn.XLOOKUP($H2237,'Data Categories'!$AE$20:$AE$42,'Data Categories'!$AG$20:$AG$42,0))","v":0},{"$f":"_xlfn.IFS(Y2237=\"\",0,Y2237>0,(2025-Y2237))","v":0},{"$f":"_xlfn.IFS(Z2237=\"Non-Deficient\",\"Non-Deficient\",Z2237=\"Deficient\",\"Deficient\",AB2237=\"Deficient\",\"Deficient\",Z2237=\"Non-Deficient\",\"Non-Deficient\",AB2237=\"Non-Deficient\",\"Non-Deficient\",P2237=\"\",\"None\",AL2237<0,\"Deficient\",AL2237>10,\"Non-Deficient\")","v":"None"},{"$f":"_xlfn.IFS(H2237=\"LOW WATER CROSSING\",\"Non-Functional\",G2237=\"Natural\",\"Functional\",AA2237=\"Functional\",\"Functional\",AC2237=\"Functional\",\"Functional\",AA2237=\"Non-Functional\",\"Non-Functional\",AC2237=\"Non-Functional\",\"Non-Functional\",AA2237=\"Unknown\",\"Unknown\",AC2237=\"Unknown\",\"Unknown\",AA2237=\"\",\"None\")","v":"None"},{"$f":"_xlfn.IFS(X2237=\"Functionality\",\"Low\",W2237=\"No\",\"Low\",Y2237>=2015,\"High\",Y2237>=1920,\"Low\",W2237=\"\",\"None\",W2237=\"Unknown\",\"None\")","v":"None"},{"$f":"_xlfn.IFS(H2237=\"LOW WATER CROSSING\",\"Unknown\",G2237=\"Natural\",\"None\",AM2237<AN2237,\"High\",AC2237=\"Functional\",\"Low\",AC2237=\"Non-Functional\",\"Low\",W2237=\"No\",\"Low\",W2237=\"Unknown\",\"None\",X2237=\"Deficiency\",\"None\",W2237=\"Yes\",\"High\",W2237=\"\",\"None\")","v":"None"},0,0,0,0,{"$f":"_xlfn.CONCAT(LEFT(H2237,3),\"-\")&IF(H2237=\"-\",0,COUNTIF($H$4:H2237,H2237))","v":"-0"},{"$f":"_xlfn.IFS($H2237<=0,\"-\",AS2237=1,_xlfn.CONCAT(\"FUN_NONDEF\",\"-DCON_\",LEFT(AQ2237,1),\"-FCON_\",LEFT(AR2237,1)),AT2237=1,_xlfn.CONCAT(\"FUN_DEF\",\"-DCON_\",LEFT(AQ2237,1),\"-FCON_\",LEFT(AR2237,1)),AU2237=1,_xlfn.CONCAT(\"NONFUN_NONDEF\",\"-DCON_\",LEFT(AQ2237,1),\"-FCON_\",LEFT(AR2237,1)),AV2237=1,_xlfn.CONCAT(\"NONFUN_DEF\",\"-DCON_\",LEFT(AQ2237,1),\"-FCON_\",LEFT(AR2237,1)),AS2237+AT2237+AU2237+AV2237<1,_xlfn.CONCAT(\"-\"))","v":"-"}]
[null,null,null,null,null,null,null,null,null,null,null,null,null,null,null,null,null,null,null,null,null,0,null,null,null,null,null,null,null,null,null,0,{"$f":"IF(S2244+T2244+U2244>0,(S2244*T2244*U2244/43560),0)","v":0},0,0,"Unknown",{"$f":"_xlfn.IFS(G2244=\"Natural\",0,H2244=\"\",0,H2244=\"COASTAL-CONSTRUCTED\",0,G2244=\"Constructed\",_xlfn.XLOOKUP($H2244,'Data Categories'!$U$4:$U$25,'Data Categories'!$V$4:V$25))","v":0},{"$f":"_xlfn.IFS(AK2244=\"\",0,AJ2244=\"Unknown\",0,AK2244>1,AK2244-AJ2244,AK2244=0,0)","v":0},{"$f":"_xlfn.IFS(Y2244=\"\",0,Y2244>1920,_xlfn.XLOOKUP($H2244,'Data Categories'!$AE$20:$AE$42,'Data Categories'!$AG$20:$AG$42,0))","v":0},{"$f":"_xlfn.IFS(Y2244=\"\",0,Y2244>0,(2025-Y2244))","v":0},{"$f":"_xlfn.IFS(Z2244=\"Non-Deficient\",\"Non-Deficient\",Z2244=\"Deficient\",\"Deficient\",AB2244=\"Deficient\",\"Deficient\",Z2244=\"Non-Deficient\",\"Non-Deficient\",AB2244=\"Non-Deficient\",\"Non-Deficient\",P2244=\"\",\"None\",AL2244<0,\"Deficient\",AL2244>10,\"Non-Deficient\")","v":"None"},{"$f":"_xlfn.IFS(H2244=\"LOW WATER CROSSING\",\"Non-Functional\",G2244=\"Natural\",\"Functional\",AA2244=\"Functional\",\"Functional\",AC2244=\"Functional\",\"Functional\",AA2244=\"Non-Functional\",\"Non-Functional\",AC2244=\"Non-Functional\",\"Non-Functional\",AA2244=\"Unknown\",\"Unknown\",AC2244=\"Unknown\",\"Unknown\",AA2244=\"\",\"None\")","v":"None"},{"$f":"_xlfn.IFS(X2244=\"Functionality\",\"Low\",W2244=\"No\",\"Low\",Y2244>=2015,\"High\",Y2244>=1920,\"Low\",W2244=\"\",\"None\",W2244=\"Unknown\",\"None\")","v":"None"},{"$f":"_xlfn.IFS(H2244=\"LOW WATER CROSSING\",\"Unknown\",G2244=\"Natural\",\"None\",AM2244<AN2244,\"High\",AC2244=\"Functional\",\"Low\",AC2244=\"Non-Functional\",\"Low\",W2244=\"No\",\"Low\",W2244=\"Unknown\",\"None\",X2244=\"Deficiency\",\"None\",W2244=\"Yes\",\"High\",W2244=\"\",\"None\")","v":"None"},{"$f":"IF(AND(AO2244=\"Non-Deficient\",AP2244=\"Functional\"),1,0)","v":0},{"$f":"IF(AND(AO2244=\"Deficient\",AP2244=\"Functional\"),1,0)","v":0},{"$f":"IF(AND(AO2244=\"Non-Deficient\",AP2244=\"Non-Functional\"),1,0)","v":0},{"$f":"IF(AND(AO2244=\"Deficient\",AP2244=\"Non-Functional\"),1,0)","v":0},{"$f":"_xlfn.CONCAT(LEFT(H2244,3),\"-\")&IF(H2244=\"-\",0,COUNTIF($H$4:H2244,H2244))","v":"-0"},{"$f":"_xlfn.IFS($H2244<=0,\"-\",AS2244=1,_xlfn.CONCAT(\"FUN_NONDEF\",\"-DCON_\",LEFT(AQ2244,1),\"-FCON_\",LEFT(AR2244,1)),AT2244=1,_xlfn.CONCAT(\"FUN_DEF\",\"-DCON_\",LEFT(AQ2244,1),\"-FCON_\",LEFT(AR2244,1)),AU2244=1,_xlfn.CONCAT(\"NONFUN_NONDEF\",\"-DCON_\",LEFT(AQ2244,1),\"-FCON_\",LEFT(AR2244,1)),AV2244=1,_xlfn.CONCAT(\"NONFUN_DEF\",\"-DCON_\",LEFT(AQ2244,1),\"-FCON_\",LEFT(AR2244,1)),AS2244+AT2244+AU2244+AV2244<1,_xlfn.CONCAT(\"-\"))","v":"-"}]
[null,null,null,null,null,null,null,null,null,null,null,null,null,null,null,null,null,null,null,null,null,0,null,null,null,null,null,null,null,null,null,0,0,0,0,"Unknown",{"$f":"_xlfn.IFS(G2256=\"Natural\",0,H2256=\"\",0,H2256=\"COASTAL-CONSTRUCTED\",0,G2256=\"Constructed\",_xlfn.XLOOKUP($H2256,'Data Categories'!$U$4:$U$25,'Data Categories'!$V$4:V$25))","v":0},{"$f":"_xlfn.IFS(AK2256=\"\",0,AJ2256=\"Unknown\",0,AK2256>1,AK2256-AJ2256,AK2256=0,0)","v":0},{"$f":"_xlfn.IFS(Y2256=\"\",0,Y2256>1920,_xlfn.XLOOKUP($H2256,'Data Categories'!$AE$20:$AE$42,'Data Categories'!$AG$20:$AG$42,0))","v":0},{"$f":"_xlfn.IFS(Y2256=\"\",0,Y2256>0,(2025-Y2256))","v":0},{"$f":"_xlfn.IFS(Z2256=\"Non-Deficient\",\"Non-Deficient\",Z2256=\"Deficient\",\"Deficient\",AB2256=\"Deficient\",\"Deficient\",Z2256=\"Non-Deficient\",\"Non-Deficient\",AB2256=\"Non-Deficient\",\"Non-Deficient\",P2256=\"\",\"None\",AL2256<0,\"Deficient\",AL2256>10,\"Non-Deficient\")","v":"None"},{"$f":"_xlfn.IFS(H2256=\"LOW WATER CROSSING\",\"Non-Functional\",G2256=\"Natural\",\"Functional\",AA2256=\"Functional\",\"Functional\",AC2256=\"Functional\",\"Functional\",AA2256=\"Non-Functional\",\"Non-Functional\",AC2256=\"Non-Functional\",\"Non-Functional\",AA2256=\"Unknown\",\"Unknown\",AC2256=\"Unknown\",\"Unknown\",AA2256=\"\",\"None\")","v":"None"},{"$f":"_xlfn.IFS(X2256=\"Functionality\",\"Low\",W2256=\"No\",\"Low\",Y2256>=2015,\"High\",Y2256>=1920,\"Low\",W2256=\"\",\"None\",W2256=\"Unknown\",\"None\")","v":"None"},{"$f":"_xlfn.IFS(H2256=\"LOW WATER CROSSING\",\"Unknown\",G2256=\"Natural\",\"None\",AM2256<AN2256,\"High\",AC2256=\"Functional\",\"Low\",AC2256=\"Non-Functional\",\"Low\",W2256=\"No\",\"Low\",W2256=\"Unknown\",\"None\",X2256=\"Deficiency\",\"None\",W2256=\"Yes\",\"High\",W2256=\"\",\"None\")","v":"None"},0,0,0,0,{"$f":"_xlfn.CONCAT(LEFT(H2256,3),\"-\")&IF(H2256=\"-\",0,COUNTIF($H$4:H2256,H2256))","v":"-0"},{"$f":"_xlfn.IFS($H2256<=0,\"-\",AS2256=1,_xlfn.CONCAT(\"FUN_NONDEF\",\"-DCON_\",LEFT(AQ2256,1),\"-FCON_\",LEFT(AR2256,1)),AT2256=1,_xlfn.CONCAT(\"FUN_DEF\",\"-DCON_\",LEFT(AQ2256,1),\"-FCON_\",LEFT(AR2256,1)),AU2256=1,_xlfn.CONCAT(\"NONFUN_NONDEF\",\"-DCON_\",LEFT(AQ2256,1),\"-FCON_\",LEFT(AR2256,1)),AV2256=1,_xlfn.CONCAT(\"NONFUN_DEF\",\"-DCON_\",LEFT(AQ2256,1),\"-FCON_\",LEFT(AR2256,1)),AS2256+AT2256+AU2256+AV2256<1,_xlfn.CONCAT(\"-\"))","v":"-"}]
[null,null,null,null,null,null,null,null,null,null,null,null,null,null,null,null,null,null,null,null,null,0,null,null,null,null,null,null,null,null,null,0,0,0,0,"Unknown",{"$f":"_xlfn.IFS(G2262=\"Natural\",0,H2262=\"\",0,H2262=\"COASTAL-CONSTRUCTED\",0,G2262=\"Constructed\",_xlfn.XLOOKUP($H2262,'Data Categories'!$U$4:$U$25,'Data Categories'!$V$4:V$25))","v":0},{"$f":"_xlfn.IFS(AK2262=\"\",0,AJ2262=\"Unknown\",0,AK2262>1,AK2262-AJ2262,AK2262=0,0)","v":0},{"$f":"_xlfn.IFS(Y2262=\"\",0,Y2262>1920,_xlfn.XLOOKUP($H2262,'Data Categories'!$AE$20:$AE$42,'Data Categories'!$AG$20:$AG$42,0))","v":0},{"$f":"_xlfn.IFS(Y2262=\"\",0,Y2262>0,(2025-Y2262))","v":0},{"$f":"_xlfn.IFS(Z2262=\"Non-Deficient\",\"Non-Deficient\",Z2262=\"Deficient\",\"Deficient\",AB2262=\"Deficient\",\"Deficient\",Z2262=\"Non-Deficient\",\"Non-Deficient\",AB2262=\"Non-Deficient\",\"Non-Deficient\",P2262=\"\",\"None\",AL2262<0,\"Deficient\",AL2262>10,\"Non-Deficient\")","v":"None"},{"$f":"_xlfn.IFS(H2262=\"LOW WATER CROSSING\",\"Non-Functional\",G2262=\"Natural\",\"Functional\",AA2262=\"Functional\",\"Functional\",AC2262=\"Functional\",\"Functional\",AA2262=\"Non-Functional\",\"Non-Functional\",AC2262=\"Non-Functional\",\"Non-Functional\",AA2262=\"Unknown\",\"Unknown\",AC2262=\"Unknown\",\"Unknown\",AA2262=\"\",\"None\")","v":"None"},{"$f":"_xlfn.IFS(X2262=\"Functionality\",\"Low\",W2262=\"No\",\"Low\",Y2262>=2015,\"High\",Y2262>=1920,\"Low\",W2262=\"\",\"None\",W2262=\"Unknown\",\"None\")","v":"None"},{"$f":"_xlfn.IFS(H2262=\"LOW WATER CROSSING\",\"Unknown\",G2262=\"Natural\",\"None\",AM2262<AN2262,\"High\",AC2262=\"Functional\",\"Low\",AC2262=\"Non-Functional\",\"Low\",W2262=\"No\",\"Low\",W2262=\"Unknown\",\"None\",X2262=\"Deficiency\",\"None\",W2262=\"Yes\",\"High\",W2262=\"\",\"None\")","v":"None"},0,0,0,0,{"$f":"_xlfn.CONCAT(LEFT(H2262,3),\"-\")&IF(H2262=\"-\",0,COUNTIF($H$4:H2262,H2262))","v":"-0"},{"$f":"_xlfn.IFS($H2262<=0,\"-\",AS2262=1,_xlfn.CONCAT(\"FUN_NONDEF\",\"-DCON_\",LEFT(AQ2262,1),\"-FCON_\",LEFT(AR2262,1)),AT2262=1,_xlfn.CONCAT(\"FUN_DEF\",\"-DCON_\",LEFT(AQ2262,1),\"-FCON_\",LEFT(AR2262,1)),AU2262=1,_xlfn.CONCAT(\"NONFUN_NONDEF\",\"-DCON_\",LEFT(AQ2262,1),\"-FCON_\",LEFT(AR2262,1)),AV2262=1,_xlfn.CONCAT(\"NONFUN_DEF\",\"-DCON_\",LEFT(AQ2262,1),\"-FCON_\",LEFT(AR2262,1)),AS2262+AT2262+AU2262+AV2262<1,_xlfn.CONCAT(\"-\"))","v":"-"}]
[null,null,null,null,null,null,null,null,null,null,null,null,null,null,null,null,null,null,null,null,null,0,null,null,null,null,null,null,null,null,null,0,0,0,0,"Unknown",{"$f":"_xlfn.IFS(G2274=\"Natural\",0,H2274=\"\",0,H2274=\"COASTAL-CONSTRUCTED\",0,G2274=\"Constructed\",_xlfn.XLOOKUP($H2274,'Data Categories'!$U$4:$U$25,'Data Categories'!$V$4:V$25))","v":0},{"$f":"_xlfn.IFS(AK2274=\"\",0,AJ2274=\"Unknown\",0,AK2274>1,AK2274-AJ2274,AK2274=0,0)","v":0},{"$f":"_xlfn.IFS(Y2274=\"\",0,Y2274>1920,_xlfn.XLOOKUP($H2274,'Data Categories'!$AE$20:$AE$42,'Data Categories'!$AG$20:$AG$42,0))","v":0},{"$f":"_xlfn.IFS(Y2274=\"\",0,Y2274>0,(2025-Y2274))","v":0},{"$f":"_xlfn.IFS(Z2274=\"Non-Deficient\",\"Non-Deficient\",Z2274=\"Deficient\",\"Deficient\",AB2274=\"Deficient\",\"Deficient\",Z2274=\"Non-Deficient\",\"Non-Deficient\",AB2274=\"Non-Deficient\",\"Non-Deficient\",P2274=\"\",\"None\",AL2274<0,\"Deficient\",AL2274>10,\"Non-Deficient\")","v":"None"},{"$f":"_xlfn.IFS(H2274=\"LOW WATER CROSSING\",\"Non-Functional\",G2274=\"Natural\",\"Functional\",AA2274=\"Functional\",\"Functional\",AC2274=\"Functional\",\"Functional\",AA2274=\"Non-Functional\",\"Non-Functional\",AC2274=\"Non-Functional\",\"Non-Functional\",AA2274=\"Unknown\",\"Unknown\",AC2274=\"Unknown\",\"Unknown\",AA2274=\"\",\"None\")","v":"None"},{"$f":"_xlfn.IFS(X2274=\"Functionality\",\"Low\",W2274=\"No\",\"Low\",Y2274>=2015,\"High\",Y2274>=1920,\"Low\",W2274=\"\",\"None\",W2274=\"Unknown\",\"None\")","v":"None"},{"$f":"_xlfn.IFS(H2274=\"LOW WATER CROSSING\",\"Unknown\",G2274=\"Natural\",\"None\",AM2274<AN2274,\"High\",AC2274=\"Functional\",\"Low\",AC2274=\"Non-Functional\",\"Low\",W2274=\"No\",\"Low\",W2274=\"Unknown\",\"None\",X2274=\"Deficiency\",\"None\",W2274=\"Yes\",\"High\",W2274=\"\",\"None\")","v":"None"},0,0,0,0,{"$f":"_xlfn.CONCAT(LEFT(H2274,3),\"-\")&IF(H2274=\"-\",0,COUNTIF($H$4:H2274,H2274))","v":"-0"},{"$f":"_xlfn.IFS($H2274<=0,\"-\",AS2274=1,_xlfn.CONCAT(\"FUN_NONDEF\",\"-DCON_\",LEFT(AQ2274,1),\"-FCON_\",LEFT(AR2274,1)),AT2274=1,_xlfn.CONCAT(\"FUN_DEF\",\"-DCON_\",LEFT(AQ2274,1),\"-FCON_\",LEFT(AR2274,1)),AU2274=1,_xlfn.CONCAT(\"NONFUN_NONDEF\",\"-DCON_\",LEFT(AQ2274,1),\"-FCON_\",LEFT(AR2274,1)),AV2274=1,_xlfn.CONCAT(\"NONFUN_DEF\",\"-DCON_\",LEFT(AQ2274,1),\"-FCON_\",LEFT(AR2274,1)),AS2274+AT2274+AU2274+AV2274<1,_xlfn.CONCAT(\"-\"))","v":"-"}]
[null,null,null,null,null,null,null,null,null,null,null,null,null,null,null,null,null,null,null,null,null,0,null,null,null,null,null,null,null,null,null,0,0,0,0,"Unknown",{"$f":"_xlfn.IFS(G2277=\"Natural\",0,H2277=\"\",0,H2277=\"COASTAL-CONSTRUCTED\",0,G2277=\"Constructed\",_xlfn.XLOOKUP($H2277,'Data Categories'!$U$4:$U$25,'Data Categories'!$V$4:V$25))","v":0},{"$f":"_xlfn.IFS(AK2277=\"\",0,AJ2277=\"Unknown\",0,AK2277>1,AK2277-AJ2277,AK2277=0,0)","v":0},{"$f":"_xlfn.IFS(Y2277=\"\",0,Y2277>1920,_xlfn.XLOOKUP($H2277,'Data Categories'!$AE$20:$AE$42,'Data Categories'!$AG$20:$AG$42,0))","v":0},{"$f":"_xlfn.IFS(Y2277=\"\",0,Y2277>0,(2025-Y2277))","v":0},{"$f":"_xlfn.IFS(Z2277=\"Non-Deficient\",\"Non-Deficient\",Z2277=\"Deficient\",\"Deficient\",AB2277=\"Deficient\",\"Deficient\",Z2277=\"Non-Deficient\",\"Non-Deficient\",AB2277=\"Non-Deficient\",\"Non-Deficient\",P2277=\"\",\"None\",AL2277<0,\"Deficient\",AL2277>10,\"Non-Deficient\")","v":"None"},{"$f":"_xlfn.IFS(H2277=\"LOW WATER CROSSING\",\"Non-Functional\",G2277=\"Natural\",\"Functional\",AA2277=\"Functional\",\"Functional\",AC2277=\"Functional\",\"Functional\",AA2277=\"Non-Functional\",\"Non-Functional\",AC2277=\"Non-Functional\",\"Non-Functional\",AA2277=\"Unknown\",\"Unknown\",AC2277=\"Unknown\",\"Unknown\",AA2277=\"\",\"None\")","v":"None"},{"$f":"_xlfn.IFS(X2277=\"Functionality\",\"Low\",W2277=\"No\",\"Low\",Y2277>=2015,\"High\",Y2277>=1920,\"Low\",W2277=\"\",\"None\",W2277=\"Unknown\",\"None\")","v":"None"},{"$f":"_xlfn.IFS(H2277=\"LOW WATER CROSSING\",\"Unknown\",G2277=\"Natural\",\"None\",AM2277<AN2277,\"High\",AC2277=\"Functional\",\"Low\",AC2277=\"Non-Functional\",\"Low\",W2277=\"No\",\"Low\",W2277=\"Unknown\",\"None\",X2277=\"Deficiency\",\"None\",W2277=\"Yes\",\"High\",W2277=\"\",\"None\")","v":"None"},0,0,0,0,{"$f":"_xlfn.CONCAT(LEFT(H2277,3),\"-\")&IF(H2277=\"-\",0,COUNTIF($H$4:H2277,H2277))","v":"-0"},{"$f":"_xlfn.IFS($H2277<=0,\"-\",AS2277=1,_xlfn.CONCAT(\"FUN_NONDEF\",\"-DCON_\",LEFT(AQ2277,1),\"-FCON_\",LEFT(AR2277,1)),AT2277=1,_xlfn.CONCAT(\"FUN_DEF\",\"-DCON_\",LEFT(AQ2277,1),\"-FCON_\",LEFT(AR2277,1)),AU2277=1,_xlfn.CONCAT(\"NONFUN_NONDEF\",\"-DCON_\",LEFT(AQ2277,1),\"-FCON_\",LEFT(AR2277,1)),AV2277=1,_xlfn.CONCAT(\"NONFUN_DEF\",\"-DCON_\",LEFT(AQ2277,1),\"-FCON_\",LEFT(AR2277,1)),AS2277+AT2277+AU2277+AV2277<1,_xlfn.CONCAT(\"-\"))","v":"-"}]
[null,null,null,null,null,null,null,null,null,null,null,null,null,null,null,null,null,null,null,null,null,0,null,null,null,null,null,null,null,null,null,0,0,0,0,"Unknown",{"$f":"_xlfn.IFS(G2289=\"Natural\",0,H2289=\"\",0,H2289=\"COASTAL-CONSTRUCTED\",0,G2289=\"Constructed\",_xlfn.XLOOKUP($H2289,'Data Categories'!$U$4:$U$25,'Data Categories'!$V$4:V$25))","v":0},{"$f":"_xlfn.IFS(AK2289=\"\",0,AJ2289=\"Unknown\",0,AK2289>1,AK2289-AJ2289,AK2289=0,0)","v":0},{"$f":"_xlfn.IFS(Y2289=\"\",0,Y2289>1920,_xlfn.XLOOKUP($H2289,'Data Categories'!$AE$20:$AE$42,'Data Categories'!$AG$20:$AG$42,0))","v":0},{"$f":"_xlfn.IFS(Y2289=\"\",0,Y2289>0,(2025-Y2289))","v":0},{"$f":"_xlfn.IFS(Z2289=\"Non-Deficient\",\"Non-Deficient\",Z2289=\"Deficient\",\"Deficient\",AB2289=\"Deficient\",\"Deficient\",Z2289=\"Non-Deficient\",\"Non-Deficient\",AB2289=\"Non-Deficient\",\"Non-Deficient\",P2289=\"\",\"None\",AL2289<0,\"Deficient\",AL2289>10,\"Non-Deficient\")","v":"None"},{"$f":"_xlfn.IFS(H2289=\"LOW WATER CROSSING\",\"Non-Functional\",G2289=\"Natural\",\"Functional\",AA2289=\"Functional\",\"Functional\",AC2289=\"Functional\",\"Functional\",AA2289=\"Non-Functional\",\"Non-Functional\",AC2289=\"Non-Functional\",\"Non-Functional\",AA2289=\"Unknown\",\"Unknown\",AC2289=\"Unknown\",\"Unknown\",AA2289=\"\",\"None\")","v":"None"},{"$f":"_xlfn.IFS(X2289=\"Functionality\",\"Low\",W2289=\"No\",\"Low\",Y2289>=2015,\"High\",Y2289>=1920,\"Low\",W2289=\"\",\"None\",W2289=\"Unknown\",\"None\")","v":"None"},{"$f":"_xlfn.IFS(H2289=\"LOW WATER CROSSING\",\"Unknown\",G2289=\"Natural\",\"None\",AM2289<AN2289,\"High\",AC2289=\"Functional\",\"Low\",AC2289=\"Non-Functional\",\"Low\",W2289=\"No\",\"Low\",W2289=\"Unknown\",\"None\",X2289=\"Deficiency\",\"None\",W2289=\"Yes\",\"High\",W2289=\"\",\"None\")","v":"None"},0,0,0,0,{"$f":"_xlfn.CONCAT(LEFT(H2289,3),\"-\")&IF(H2289=\"-\",0,COUNTIF($H$4:H2289,H2289))","v":"-0"},{"$f":"_xlfn.IFS($H2289<=0,\"-\",AS2289=1,_xlfn.CONCAT(\"FUN_NONDEF\",\"-DCON_\",LEFT(AQ2289,1),\"-FCON_\",LEFT(AR2289,1)),AT2289=1,_xlfn.CONCAT(\"FUN_DEF\",\"-DCON_\",LEFT(AQ2289,1),\"-FCON_\",LEFT(AR2289,1)),AU2289=1,_xlfn.CONCAT(\"NONFUN_NONDEF\",\"-DCON_\",LEFT(AQ2289,1),\"-FCON_\",LEFT(AR2289,1)),AV2289=1,_xlfn.CONCAT(\"NONFUN_DEF\",\"-DCON_\",LEFT(AQ2289,1),\"-FCON_\",LEFT(AR2289,1)),AS2289+AT2289+AU2289+AV2289<1,_xlfn.CONCAT(\"-\"))","v":"-"}]
[null,null,null,null,null,null,null,null,null,null,null,null,null,null,null,null,null,null,null,null,null,0,null,null,null,null,null,null,null,null,null,0,0,0,0,"Unknown",{"$f":"_xlfn.IFS(G2301=\"Natural\",0,H2301=\"\",0,H2301=\"COASTAL-CONSTRUCTED\",0,G2301=\"Constructed\",_xlfn.XLOOKUP($H2301,'Data Categories'!$U$4:$U$25,'Data Categories'!$V$4:V$25))","v":0},{"$f":"_xlfn.IFS(AK2301=\"\",0,AJ2301=\"Unknown\",0,AK2301>1,AK2301-AJ2301,AK2301=0,0)","v":0},{"$f":"_xlfn.IFS(Y2301=\"\",0,Y2301>1920,_xlfn.XLOOKUP($H2301,'Data Categories'!$AE$20:$AE$42,'Data Categories'!$AG$20:$AG$42,0))","v":0},{"$f":"_xlfn.IFS(Y2301=\"\",0,Y2301>0,(2025-Y2301))","v":0},{"$f":"_xlfn.IFS(Z2301=\"Non-Deficient\",\"Non-Deficient\",Z2301=\"Deficient\",\"Deficient\",AB2301=\"Deficient\",\"Deficient\",Z2301=\"Non-Deficient\",\"Non-Deficient\",AB2301=\"Non-Deficient\",\"Non-Deficient\",P2301=\"\",\"None\",AL2301<0,\"Deficient\",AL2301>10,\"Non-Deficient\")","v":"None"},{"$f":"_xlfn.IFS(H2301=\"LOW WATER CROSSING\",\"Non-Functional\",G2301=\"Natural\",\"Functional\",AA2301=\"Functional\",\"Functional\",AC2301=\"Functional\",\"Functional\",AA2301=\"Non-Functional\",\"Non-Functional\",AC2301=\"Non-Functional\",\"Non-Functional\",AA2301=\"Unknown\",\"Unknown\",AC2301=\"Unknown\",\"Unknown\",AA2301=\"\",\"None\")","v":"None"},{"$f":"_xlfn.IFS(X2301=\"Functionality\",\"Low\",W2301=\"No\",\"Low\",Y2301>=2015,\"High\",Y2301>=1920,\"Low\",W2301=\"\",\"None\",W2301=\"Unknown\",\"None\")","v":"None"},{"$f":"_xlfn.IFS(H2301=\"LOW WATER CROSSING\",\"Unknown\",G2301=\"Natural\",\"None\",AM2301<AN2301,\"High\",AC2301=\"Functional\",\"Low\",AC2301=\"Non-Functional\",\"Low\",W2301=\"No\",\"Low\",W2301=\"Unknown\",\"None\",X2301=\"Deficiency\",\"None\",W2301=\"Yes\",\"High\",W2301=\"\",\"None\")","v":"None"},0,0,0,0,{"$f":"_xlfn.CONCAT(LEFT(H2301,3),\"-\")&IF(H2301=\"-\",0,COUNTIF($H$4:H2301,H2301))","v":"-0"},{"$f":"_xlfn.IFS($H2301<=0,\"-\",AS2301=1,_xlfn.CONCAT(\"FUN_NONDEF\",\"-DCON_\",LEFT(AQ2301,1),\"-FCON_\",LEFT(AR2301,1)),AT2301=1,_xlfn.CONCAT(\"FUN_DEF\",\"-DCON_\",LEFT(AQ2301,1),\"-FCON_\",LEFT(AR2301,1)),AU2301=1,_xlfn.CONCAT(\"NONFUN_NONDEF\",\"-DCON_\",LEFT(AQ2301,1),\"-FCON_\",LEFT(AR2301,1)),AV2301=1,_xlfn.CONCAT(\"NONFUN_DEF\",\"-DCON_\",LEFT(AQ2301,1),\"-FCON_\",LEFT(AR2301,1)),AS2301+AT2301+AU2301+AV2301<1,_xlfn.CONCAT(\"-\"))","v":"-"}]
[null,null,null,null,null,null,null,null,null,null,null,null,null,null,null,null,null,null,null,null,null,0,null,null,null,null,null,null,null,null,null,0,0,0,0,"Unknown",{"$f":"_xlfn.IFS(G2307=\"Natural\",0,H2307=\"\",0,H2307=\"COASTAL-CONSTRUCTED\",0,G2307=\"Constructed\",_xlfn.XLOOKUP($H2307,'Data Categories'!$U$4:$U$25,'Data Categories'!$V$4:V$25))","v":0},{"$f":"_xlfn.IFS(AK2307=\"\",0,AJ2307=\"Unknown\",0,AK2307>1,AK2307-AJ2307,AK2307=0,0)","v":0},{"$f":"_xlfn.IFS(Y2307=\"\",0,Y2307>1920,_xlfn.XLOOKUP($H2307,'Data Categories'!$AE$20:$AE$42,'Data Categories'!$AG$20:$AG$42,0))","v":0},{"$f":"_xlfn.IFS(Y2307=\"\",0,Y2307>0,(2025-Y2307))","v":0},{"$f":"_xlfn.IFS(Z2307=\"Non-Deficient\",\"Non-Deficient\",Z2307=\"Deficient\",\"Deficient\",AB2307=\"Deficient\",\"Deficient\",Z2307=\"Non-Deficient\",\"Non-Deficient\",AB2307=\"Non-Deficient\",\"Non-Deficient\",P2307=\"\",\"None\",AL2307<0,\"Deficient\",AL2307>10,\"Non-Deficient\")","v":"None"},{"$f":"_xlfn.IFS(H2307=\"LOW WATER CROSSING\",\"Non-Functional\",G2307=\"Natural\",\"Functional\",AA2307=\"Functional\",\"Functional\",AC2307=\"Functional\",\"Functional\",AA2307=\"Non-Functional\",\"Non-Functional\",AC2307=\"Non-Functional\",\"Non-Functional\",AA2307=\"Unknown\",\"Unknown\",AC2307=\"Unknown\",\"Unknown\",AA2307=\"\",\"None\")","v":"None"},{"$f":"_xlfn.IFS(X2307=\"Functionality\",\"Low\",W2307=\"No\",\"Low\",Y2307>=2015,\"High\",Y2307>=1920,\"Low\",W2307=\"\",\"None\",W2307=\"Unknown\",\"None\")","v":"None"},{"$f":"_xlfn.IFS(H2307=\"LOW WATER CROSSING\",\"Unknown\",G2307=\"Natural\",\"None\",AM2307<AN2307,\"High\",AC2307=\"Functional\",\"Low\",AC2307=\"Non-Functional\",\"Low\",W2307=\"No\",\"Low\",W2307=\"Unknown\",\"None\",X2307=\"Deficiency\",\"None\",W2307=\"Yes\",\"High\",W2307=\"\",\"None\")","v":"None"},0,0,0,0,{"$f":"_xlfn.CONCAT(LEFT(H2307,3),\"-\")&IF(H2307=\"-\",0,COUNTIF($H$4:H2307,H2307))","v":"-0"},{"$f":"_xlfn.IFS($H2307<=0,\"-\",AS2307=1,_xlfn.CONCAT(\"FUN_NONDEF\",\"-DCON_\",LEFT(AQ2307,1),\"-FCON_\",LEFT(AR2307,1)),AT2307=1,_xlfn.CONCAT(\"FUN_DEF\",\"-DCON_\",LEFT(AQ2307,1),\"-FCON_\",LEFT(AR2307,1)),AU2307=1,_xlfn.CONCAT(\"NONFUN_NONDEF\",\"-DCON_\",LEFT(AQ2307,1),\"-FCON_\",LEFT(AR2307,1)),AV2307=1,_xlfn.CONCAT(\"NONFUN_DEF\",\"-DCON_\",LEFT(AQ2307,1),\"-FCON_\",LEFT(AR2307,1)),AS2307+AT2307+AU2307+AV2307<1,_xlfn.CONCAT(\"-\"))","v":"-"}]
[null,null,null,null,null,null,null,null,null,null,null,null,null,null,null,null,null,null,null,null,null,0,null,null,null,null,null,null,null,null,null,0,0,0,0,"Unknown",{"$f":"_xlfn.IFS(G2314=\"Natural\",0,H2314=\"\",0,H2314=\"COASTAL-CONSTRUCTED\",0,G2314=\"Constructed\",_xlfn.XLOOKUP($H2314,'Data Categories'!$U$4:$U$25,'Data Categories'!$V$4:V$25))","v":0},{"$f":"_xlfn.IFS(AK2314=\"\",0,AJ2314=\"Unknown\",0,AK2314>1,AK2314-AJ2314,AK2314=0,0)","v":0},{"$f":"_xlfn.IFS(Y2314=\"\",0,Y2314>1920,_xlfn.XLOOKUP($H2314,'Data Categories'!$AE$20:$AE$42,'Data Categories'!$AG$20:$AG$42,0))","v":0},{"$f":"_xlfn.IFS(Y2314=\"\",0,Y2314>0,(2025-Y2314))","v":0},{"$f":"_xlfn.IFS(Z2314=\"Non-Deficient\",\"Non-Deficient\",Z2314=\"Deficient\",\"Deficient\",AB2314=\"Deficient\",\"Deficient\",Z2314=\"Non-Deficient\",\"Non-Deficient\",AB2314=\"Non-Deficient\",\"Non-Deficient\",P2314=\"\",\"None\",AL2314<0,\"Deficient\",AL2314>10,\"Non-Deficient\")","v":"None"},{"$f":"_xlfn.IFS(H2314=\"LOW WATER CROSSING\",\"Non-Functional\",G2314=\"Natural\",\"Functional\",AA2314=\"Functional\",\"Functional\",AC2314=\"Functional\",\"Functional\",AA2314=\"Non-Functional\",\"Non-Functional\",AC2314=\"Non-Functional\",\"Non-Functional\",AA2314=\"Unknown\",\"Unknown\",AC2314=\"Unknown\",\"Unknown\",AA2314=\"\",\"None\")","v":"None"},{"$f":"_xlfn.IFS(X2314=\"Functionality\",\"Low\",W2314=\"No\",\"Low\",Y2314>=2015,\"High\",Y2314>=1920,\"Low\",W2314=\"\",\"None\",W2314=\"Unknown\",\"None\")","v":"None"},{"$f":"_xlfn.IFS(H2314=\"LOW WATER CROSSING\",\"Unknown\",G2314=\"Natural\",\"None\",AM2314<AN2314,\"High\",AC2314=\"Functional\",\"Low\",AC2314=\"Non-Functional\",\"Low\",W2314=\"No\",\"Low\",W2314=\"Unknown\",\"None\",X2314=\"Deficiency\",\"None\",W2314=\"Yes\",\"High\",W2314=\"\",\"None\")","v":"None"},0,0,0,0,{"$f":"_xlfn.CONCAT(LEFT(H2314,3),\"-\")&IF(H2314=\"-\",0,COUNTIF($H$4:H2314,H2314))","v":"-0"},{"$f":"_xlfn.IFS($H2314<=0,\"-\",AS2314=1,_xlfn.CONCAT(\"FUN_NONDEF\",\"-DCON_\",LEFT(AQ2314,1),\"-FCON_\",LEFT(AR2314,1)),AT2314=1,_xlfn.CONCAT(\"FUN_DEF\",\"-DCON_\",LEFT(AQ2314,1),\"-FCON_\",LEFT(AR2314,1)),AU2314=1,_xlfn.CONCAT(\"NONFUN_NONDEF\",\"-DCON_\",LEFT(AQ2314,1),\"-FCON_\",LEFT(AR2314,1)),AV2314=1,_xlfn.CONCAT(\"NONFUN_DEF\",\"-DCON_\",LEFT(AQ2314,1),\"-FCON_\",LEFT(AR2314,1)),AS2314+AT2314+AU2314+AV2314<1,_xlfn.CONCAT(\"-\"))","v":"-"}]
[null,null,null,null,null,null,null,null,null,null,null,null,null,null,null,null,null,null,null,null,null,0,null,null,null,null,null,null,null,null,null,0,0,0,0,"Unknown",{"$f":"_xlfn.IFS(G2326=\"Natural\",0,H2326=\"\",0,H2326=\"COASTAL-CONSTRUCTED\",0,G2326=\"Constructed\",_xlfn.XLOOKUP($H2326,'Data Categories'!$U$4:$U$25,'Data Categories'!$V$4:V$25))","v":0},{"$f":"_xlfn.IFS(AK2326=\"\",0,AJ2326=\"Unknown\",0,AK2326>1,AK2326-AJ2326,AK2326=0,0)","v":0},{"$f":"_xlfn.IFS(Y2326=\"\",0,Y2326>1920,_xlfn.XLOOKUP($H2326,'Data Categories'!$AE$20:$AE$42,'Data Categories'!$AG$20:$AG$42,0))","v":0},{"$f":"_xlfn.IFS(Y2326=\"\",0,Y2326>0,(2025-Y2326))","v":0},{"$f":"_xlfn.IFS(Z2326=\"Non-Deficient\",\"Non-Deficient\",Z2326=\"Deficient\",\"Deficient\",AB2326=\"Deficient\",\"Deficient\",Z2326=\"Non-Deficient\",\"Non-Deficient\",AB2326=\"Non-Deficient\",\"Non-Deficient\",P2326=\"\",\"None\",AL2326<0,\"Deficient\",AL2326>10,\"Non-Deficient\")","v":"None"},{"$f":"_xlfn.IFS(H2326=\"LOW WATER CROSSING\",\"Non-Functional\",G2326=\"Natural\",\"Functional\",AA2326=\"Functional\",\"Functional\",AC2326=\"Functional\",\"Functional\",AA2326=\"Non-Functional\",\"Non-Functional\",AC2326=\"Non-Functional\",\"Non-Functional\",AA2326=\"Unknown\",\"Unknown\",AC2326=\"Unknown\",\"Unknown\",AA2326=\"\",\"None\")","v":"None"},{"$f":"_xlfn.IFS(X2326=\"Functionality\",\"Low\",W2326=\"No\",\"Low\",Y2326>=2015,\"High\",Y2326>=1920,\"Low\",W2326=\"\",\"None\",W2326=\"Unknown\",\"None\")","v":"None"},{"$f":"_xlfn.IFS(H2326=\"LOW WATER CROSSING\",\"Unknown\",G2326=\"Natural\",\"None\",AM2326<AN2326,\"High\",AC2326=\"Functional\",\"Low\",AC2326=\"Non-Functional\",\"Low\",W2326=\"No\",\"Low\",W2326=\"Unknown\",\"None\",X2326=\"Deficiency\",\"None\",W2326=\"Yes\",\"High\",W2326=\"\",\"None\")","v":"None"},0,0,0,0,{"$f":"_xlfn.CONCAT(LEFT(H2326,3),\"-\")&IF(H2326=\"-\",0,COUNTIF($H$4:H2326,H2326))","v":"-0"},{"$f":"_xlfn.IFS($H2326<=0,\"-\",AS2326=1,_xlfn.CONCAT(\"FUN_NONDEF\",\"-DCON_\",LEFT(AQ2326,1),\"-FCON_\",LEFT(AR2326,1)),AT2326=1,_xlfn.CONCAT(\"FUN_DEF\",\"-DCON_\",LEFT(AQ2326,1),\"-FCON_\",LEFT(AR2326,1)),AU2326=1,_xlfn.CONCAT(\"NONFUN_NONDEF\",\"-DCON_\",LEFT(AQ2326,1),\"-FCON_\",LEFT(AR2326,1)),AV2326=1,_xlfn.CONCAT(\"NONFUN_DEF\",\"-DCON_\",LEFT(AQ2326,1),\"-FCON_\",LEFT(AR2326,1)),AS2326+AT2326+AU2326+AV2326<1,_xlfn.CONCAT(\"-\"))","v":"-"}]
[null,null,null,null,null,null,null,null,null,null,null,null,null,null,null,null,null,null,null,null,null,0,null,null,null,null,null,null,null,null,null,0,0,0,0,"Unknown",{"$f":"_xlfn.IFS(G2332=\"Natural\",0,H2332=\"\",0,H2332=\"COASTAL-CONSTRUCTED\",0,G2332=\"Constructed\",_xlfn.XLOOKUP($H2332,'Data Categories'!$U$4:$U$25,'Data Categories'!$V$4:V$25))","v":0},{"$f":"_xlfn.IFS(AK2332=\"\",0,AJ2332=\"Unknown\",0,AK2332>1,AK2332-AJ2332,AK2332=0,0)","v":0},{"$f":"_xlfn.IFS(Y2332=\"\",0,Y2332>1920,_xlfn.XLOOKUP($H2332,'Data Categories'!$AE$20:$AE$42,'Data Categories'!$AG$20:$AG$42,0))","v":0},{"$f":"_xlfn.IFS(Y2332=\"\",0,Y2332>0,(2025-Y2332))","v":0},{"$f":"_xlfn.IFS(Z2332=\"Non-Deficient\",\"Non-Deficient\",Z2332=\"Deficient\",\"Deficient\",AB2332=\"Deficient\",\"Deficient\",Z2332=\"Non-Deficient\",\"Non-Deficient\",AB2332=\"Non-Deficient\",\"Non-Deficient\",P2332=\"\",\"None\",AL2332<0,\"Deficient\",AL2332>10,\"Non-Deficient\")","v":"None"},{"$f":"_xlfn.IFS(H2332=\"LOW WATER CROSSING\",\"Non-Functional\",G2332=\"Natural\",\"Functional\",AA2332=\"Functional\",\"Functional\",AC2332=\"Functional\",\"Functional\",AA2332=\"Non-Functional\",\"Non-Functional\",AC2332=\"Non-Functional\",\"Non-Functional\",AA2332=\"Unknown\",\"Unknown\",AC2332=\"Unknown\",\"Unknown\",AA2332=\"\",\"None\")","v":"None"},{"$f":"_xlfn.IFS(X2332=\"Functionality\",\"Low\",W2332=\"No\",\"Low\",Y2332>=2015,\"High\",Y2332>=1920,\"Low\",W2332=\"\",\"None\",W2332=\"Unknown\",\"None\")","v":"None"},{"$f":"_xlfn.IFS(H2332=\"LOW WATER CROSSING\",\"Unknown\",G2332=\"Natural\",\"None\",AM2332<AN2332,\"High\",AC2332=\"Functional\",\"Low\",AC2332=\"Non-Functional\",\"Low\",W2332=\"No\",\"Low\",W2332=\"Unknown\",\"None\",X2332=\"Deficiency\",\"None\",W2332=\"Yes\",\"High\",W2332=\"\",\"None\")","v":"None"},0,0,0,0,{"$f":"_xlfn.CONCAT(LEFT(H2332,3),\"-\")&IF(H2332=\"-\",0,COUNTIF($H$4:H2332,H2332))","v":"-0"},{"$f":"_xlfn.IFS($H2332<=0,\"-\",AS2332=1,_xlfn.CONCAT(\"FUN_NONDEF\",\"-DCON_\",LEFT(AQ2332,1),\"-FCON_\",LEFT(AR2332,1)),AT2332=1,_xlfn.CONCAT(\"FUN_DEF\",\"-DCON_\",LEFT(AQ2332,1),\"-FCON_\",LEFT(AR2332,1)),AU2332=1,_xlfn.CONCAT(\"NONFUN_NONDEF\",\"-DCON_\",LEFT(AQ2332,1),\"-FCON_\",LEFT(AR2332,1)),AV2332=1,_xlfn.CONCAT(\"NONFUN_DEF\",\"-DCON_\",LEFT(AQ2332,1),\"-FCON_\",LEFT(AR2332,1)),AS2332+AT2332+AU2332+AV2332<1,_xlfn.CONCAT(\"-\"))","v":"-"}]
[null,null,null,null,null,null,null,null,null,null,null,null,null,null,null,null,null,null,null,null,null,0,null,null,null,null,null,null,null,null,null,0,0,0,0,"Unknown",{"$f":"_xlfn.IFS(G2344=\"Natural\",0,H2344=\"\",0,H2344=\"COASTAL-CONSTRUCTED\",0,G2344=\"Constructed\",_xlfn.XLOOKUP($H2344,'Data Categories'!$U$4:$U$25,'Data Categories'!$V$4:V$25))","v":0},{"$f":"_xlfn.IFS(AK2344=\"\",0,AJ2344=\"Unknown\",0,AK2344>1,AK2344-AJ2344,AK2344=0,0)","v":0},{"$f":"_xlfn.IFS(Y2344=\"\",0,Y2344>1920,_xlfn.XLOOKUP($H2344,'Data Categories'!$AE$20:$AE$42,'Data Categories'!$AG$20:$AG$42,0))","v":0},{"$f":"_xlfn.IFS(Y2344=\"\",0,Y2344>0,(2025-Y2344))","v":0},{"$f":"_xlfn.IFS(Z2344=\"Non-Deficient\",\"Non-Deficient\",Z2344=\"Deficient\",\"Deficient\",AB2344=\"Deficient\",\"Deficient\",Z2344=\"Non-Deficient\",\"Non-Deficient\",AB2344=\"Non-Deficient\",\"Non-Deficient\",P2344=\"\",\"None\",AL2344<0,\"Deficient\",AL2344>10,\"Non-Deficient\")","v":"None"},{"$f":"_xlfn.IFS(H2344=\"LOW WATER CROSSING\",\"Non-Functional\",G2344=\"Natural\",\"Functional\",AA2344=\"Functional\",\"Functional\",AC2344=\"Functional\",\"Functional\",AA2344=\"Non-Functional\",\"Non-Functional\",AC2344=\"Non-Functional\",\"Non-Functional\",AA2344=\"Unknown\",\"Unknown\",AC2344=\"Unknown\",\"Unknown\",AA2344=\"\",\"None\")","v":"None"},{"$f":"_xlfn.IFS(X2344=\"Functionality\",\"Low\",W2344=\"No\",\"Low\",Y2344>=2015,\"High\",Y2344>=1920,\"Low\",W2344=\"\",\"None\",W2344=\"Unknown\",\"None\")","v":"None"},{"$f":"_xlfn.IFS(H2344=\"LOW WATER CROSSING\",\"Unknown\",G2344=\"Natural\",\"None\",AM2344<AN2344,\"High\",AC2344=\"Functional\",\"Low\",AC2344=\"Non-Functional\",\"Low\",W2344=\"No\",\"Low\",W2344=\"Unknown\",\"None\",X2344=\"Deficiency\",\"None\",W2344=\"Yes\",\"High\",W2344=\"\",\"None\")","v":"None"},0,0,0,0,{"$f":"_xlfn.CONCAT(LEFT(H2344,3),\"-\")&IF(H2344=\"-\",0,COUNTIF($H$4:H2344,H2344))","v":"-0"},{"$f":"_xlfn.IFS($H2344<=0,\"-\",AS2344=1,_xlfn.CONCAT(\"FUN_NONDEF\",\"-DCON_\",LEFT(AQ2344,1),\"-FCON_\",LEFT(AR2344,1)),AT2344=1,_xlfn.CONCAT(\"FUN_DEF\",\"-DCON_\",LEFT(AQ2344,1),\"-FCON_\",LEFT(AR2344,1)),AU2344=1,_xlfn.CONCAT(\"NONFUN_NONDEF\",\"-DCON_\",LEFT(AQ2344,1),\"-FCON_\",LEFT(AR2344,1)),AV2344=1,_xlfn.CONCAT(\"NONFUN_DEF\",\"-DCON_\",LEFT(AQ2344,1),\"-FCON_\",LEFT(AR2344,1)),AS2344+AT2344+AU2344+AV2344<1,_xlfn.CONCAT(\"-\"))","v":"-"}]
[null,null,null,null,null,null,null,null,null,null,null,null,null,null,null,null,null,null,null,null,null,0,null,null,null,null,null,null,null,null,null,0,0,0,0,"Unknown",{"$f":"_xlfn.IFS(G2347=\"Natural\",0,H2347=\"\",0,H2347=\"COASTAL-CONSTRUCTED\",0,G2347=\"Constructed\",_xlfn.XLOOKUP($H2347,'Data Categories'!$U$4:$U$25,'Data Categories'!$V$4:V$25))","v":0},{"$f":"_xlfn.IFS(AK2347=\"\",0,AJ2347=\"Unknown\",0,AK2347>1,AK2347-AJ2347,AK2347=0,0)","v":0},{"$f":"_xlfn.IFS(Y2347=\"\",0,Y2347>1920,_xlfn.XLOOKUP($H2347,'Data Categories'!$AE$20:$AE$42,'Data Categories'!$AG$20:$AG$42,0))","v":0},{"$f":"_xlfn.IFS(Y2347=\"\",0,Y2347>0,(2025-Y2347))","v":0},{"$f":"_xlfn.IFS(Z2347=\"Non-Deficient\",\"Non-Deficient\",Z2347=\"Deficient\",\"Deficient\",AB2347=\"Deficient\",\"Deficient\",Z2347=\"Non-Deficient\",\"Non-Deficient\",AB2347=\"Non-Deficient\",\"Non-Deficient\",P2347=\"\",\"None\",AL2347<0,\"Deficient\",AL2347>10,\"Non-Deficient\")","v":"None"},{"$f":"_xlfn.IFS(H2347=\"LOW WATER CROSSING\",\"Non-Functional\",G2347=\"Natural\",\"Functional\",AA2347=\"Functional\",\"Functional\",AC2347=\"Functional\",\"Functional\",AA2347=\"Non-Functional\",\"Non-Functional\",AC2347=\"Non-Functional\",\"Non-Functional\",AA2347=\"Unknown\",\"Unknown\",AC2347=\"Unknown\",\"Unknown\",AA2347=\"\",\"None\")","v":"None"},{"$f":"_xlfn.IFS(X2347=\"Functionality\",\"Low\",W2347=\"No\",\"Low\",Y2347>=2015,\"High\",Y2347>=1920,\"Low\",W2347=\"\",\"None\",W2347=\"Unknown\",\"None\")","v":"None"},{"$f":"_xlfn.IFS(H2347=\"LOW WATER CROSSING\",\"Unknown\",G2347=\"Natural\",\"None\",AM2347<AN2347,\"High\",AC2347=\"Functional\",\"Low\",AC2347=\"Non-Functional\",\"Low\",W2347=\"No\",\"Low\",W2347=\"Unknown\",\"None\",X2347=\"Deficiency\",\"None\",W2347=\"Yes\",\"High\",W2347=\"\",\"None\")","v":"None"},0,0,0,0,{"$f":"_xlfn.CONCAT(LEFT(H2347,3),\"-\")&IF(H2347=\"-\",0,COUNTIF($H$4:H2347,H2347))","v":"-0"},{"$f":"_xlfn.IFS($H2347<=0,\"-\",AS2347=1,_xlfn.CONCAT(\"FUN_NONDEF\",\"-DCON_\",LEFT(AQ2347,1),\"-FCON_\",LEFT(AR2347,1)),AT2347=1,_xlfn.CONCAT(\"FUN_DEF\",\"-DCON_\",LEFT(AQ2347,1),\"-FCON_\",LEFT(AR2347,1)),AU2347=1,_xlfn.CONCAT(\"NONFUN_NONDEF\",\"-DCON_\",LEFT(AQ2347,1),\"-FCON_\",LEFT(AR2347,1)),AV2347=1,_xlfn.CONCAT(\"NONFUN_DEF\",\"-DCON_\",LEFT(AQ2347,1),\"-FCON_\",LEFT(AR2347,1)),AS2347+AT2347+AU2347+AV2347<1,_xlfn.CONCAT(\"-\"))","v":"-"}]
[null,null,null,null,null,null,null,null,null,null,null,null,null,null,null,null,null,null,null,null,null,0,null,null,null,null,null,null,null,null,null,0,0,0,0,"Unknown",{"$f":"_xlfn.IFS(G2359=\"Natural\",0,H2359=\"\",0,H2359=\"COASTAL-CONSTRUCTED\",0,G2359=\"Constructed\",_xlfn.XLOOKUP($H2359,'Data Categories'!$U$4:$U$25,'Data Categories'!$V$4:V$25))","v":0},{"$f":"_xlfn.IFS(AK2359=\"\",0,AJ2359=\"Unknown\",0,AK2359>1,AK2359-AJ2359,AK2359=0,0)","v":0},{"$f":"_xlfn.IFS(Y2359=\"\",0,Y2359>1920,_xlfn.XLOOKUP($H2359,'Data Categories'!$AE$20:$AE$42,'Data Categories'!$AG$20:$AG$42,0))","v":0},{"$f":"_xlfn.IFS(Y2359=\"\",0,Y2359>0,(2025-Y2359))","v":0},{"$f":"_xlfn.IFS(Z2359=\"Non-Deficient\",\"Non-Deficient\",Z2359=\"Deficient\",\"Deficient\",AB2359=\"Deficient\",\"Deficient\",Z2359=\"Non-Deficient\",\"Non-Deficient\",AB2359=\"Non-Deficient\",\"Non-Deficient\",P2359=\"\",\"None\",AL2359<0,\"Deficient\",AL2359>10,\"Non-Deficient\")","v":"None"},{"$f":"_xlfn.IFS(H2359=\"LOW WATER CROSSING\",\"Non-Functional\",G2359=\"Natural\",\"Functional\",AA2359=\"Functional\",\"Functional\",AC2359=\"Functional\",\"Functional\",AA2359=\"Non-Functional\",\"Non-Functional\",AC2359=\"Non-Functional\",\"Non-Functional\",AA2359=\"Unknown\",\"Unknown\",AC2359=\"Unknown\",\"Unknown\",AA2359=\"\",\"None\")","v":"None"},{"$f":"_xlfn.IFS(X2359=\"Functionality\",\"Low\",W2359=\"No\",\"Low\",Y2359>=2015,\"High\",Y2359>=1920,\"Low\",W2359=\"\",\"None\",W2359=\"Unknown\",\"None\")","v":"None"},{"$f":"_xlfn.IFS(H2359=\"LOW WATER CROSSING\",\"Unknown\",G2359=\"Natural\",\"None\",AM2359<AN2359,\"High\",AC2359=\"Functional\",\"Low\",AC2359=\"Non-Functional\",\"Low\",W2359=\"No\",\"Low\",W2359=\"Unknown\",\"None\",X2359=\"Deficiency\",\"None\",W2359=\"Yes\",\"High\",W2359=\"\",\"None\")","v":"None"},0,0,0,0,{"$f":"_xlfn.CONCAT(LEFT(H2359,3),\"-\")&IF(H2359=\"-\",0,COUNTIF($H$4:H2359,H2359))","v":"-0"},{"$f":"_xlfn.IFS($H2359<=0,\"-\",AS2359=1,_xlfn.CONCAT(\"FUN_NONDEF\",\"-DCON_\",LEFT(AQ2359,1),\"-FCON_\",LEFT(AR2359,1)),AT2359=1,_xlfn.CONCAT(\"FUN_DEF\",\"-DCON_\",LEFT(AQ2359,1),\"-FCON_\",LEFT(AR2359,1)),AU2359=1,_xlfn.CONCAT(\"NONFUN_NONDEF\",\"-DCON_\",LEFT(AQ2359,1),\"-FCON_\",LEFT(AR2359,1)),AV2359=1,_xlfn.CONCAT(\"NONFUN_DEF\",\"-DCON_\",LEFT(AQ2359,1),\"-FCON_\",LEFT(AR2359,1)),AS2359+AT2359+AU2359+AV2359<1,_xlfn.CONCAT(\"-\"))","v":"-"}]
[null,null,null,null,null,null,null,null,null,null,null,null,null,null,null,null,null,null,null,null,null,0,null,null,null,null,null,null,null,null,null,0,0,0,0,"Unknown",{"$f":"_xlfn.IFS(G2371=\"Natural\",0,H2371=\"\",0,H2371=\"COASTAL-CONSTRUCTED\",0,G2371=\"Constructed\",_xlfn.XLOOKUP($H2371,'Data Categories'!$U$4:$U$25,'Data Categories'!$V$4:V$25))","v":0},{"$f":"_xlfn.IFS(AK2371=\"\",0,AJ2371=\"Unknown\",0,AK2371>1,AK2371-AJ2371,AK2371=0,0)","v":0},{"$f":"_xlfn.IFS(Y2371=\"\",0,Y2371>1920,_xlfn.XLOOKUP($H2371,'Data Categories'!$AE$20:$AE$42,'Data Categories'!$AG$20:$AG$42,0))","v":0},{"$f":"_xlfn.IFS(Y2371=\"\",0,Y2371>0,(2025-Y2371))","v":0},{"$f":"_xlfn.IFS(Z2371=\"Non-Deficient\",\"Non-Deficient\",Z2371=\"Deficient\",\"Deficient\",AB2371=\"Deficient\",\"Deficient\",Z2371=\"Non-Deficient\",\"Non-Deficient\",AB2371=\"Non-Deficient\",\"Non-Deficient\",P2371=\"\",\"None\",AL2371<0,\"Deficient\",AL2371>10,\"Non-Deficient\")","v":"None"},{"$f":"_xlfn.IFS(H2371=\"LOW WATER CROSSING\",\"Non-Functional\",G2371=\"Natural\",\"Functional\",AA2371=\"Functional\",\"Functional\",AC2371=\"Functional\",\"Functional\",AA2371=\"Non-Functional\",\"Non-Functional\",AC2371=\"Non-Functional\",\"Non-Functional\",AA2371=\"Unknown\",\"Unknown\",AC2371=\"Unknown\",\"Unknown\",AA2371=\"\",\"None\")","v":"None"},{"$f":"_xlfn.IFS(X2371=\"Functionality\",\"Low\",W2371=\"No\",\"Low\",Y2371>=2015,\"High\",Y2371>=1920,\"Low\",W2371=\"\",\"None\",W2371=\"Unknown\",\"None\")","v":"None"},{"$f":"_xlfn.IFS(H2371=\"LOW WATER CROSSING\",\"Unknown\",G2371=\"Natural\",\"None\",AM2371<AN2371,\"High\",AC2371=\"Functional\",\"Low\",AC2371=\"Non-Functional\",\"Low\",W2371=\"No\",\"Low\",W2371=\"Unknown\",\"None\",X2371=\"Deficiency\",\"None\",W2371=\"Yes\",\"High\",W2371=\"\",\"None\")","v":"None"},0,0,0,0,{"$f":"_xlfn.CONCAT(LEFT(H2371,3),\"-\")&IF(H2371=\"-\",0,COUNTIF($H$4:H2371,H2371))","v":"-0"},{"$f":"_xlfn.IFS($H2371<=0,\"-\",AS2371=1,_xlfn.CONCAT(\"FUN_NONDEF\",\"-DCON_\",LEFT(AQ2371,1),\"-FCON_\",LEFT(AR2371,1)),AT2371=1,_xlfn.CONCAT(\"FUN_DEF\",\"-DCON_\",LEFT(AQ2371,1),\"-FCON_\",LEFT(AR2371,1)),AU2371=1,_xlfn.CONCAT(\"NONFUN_NONDEF\",\"-DCON_\",LEFT(AQ2371,1),\"-FCON_\",LEFT(AR2371,1)),AV2371=1,_xlfn.CONCAT(\"NONFUN_DEF\",\"-DCON_\",LEFT(AQ2371,1),\"-FCON_\",LEFT(AR2371,1)),AS2371+AT2371+AU2371+AV2371<1,_xlfn.CONCAT(\"-\"))","v":"-"}]
[null,null,null,null,null,null,null,null,null,null,null,null,null,null,null,null,null,null,null,null,null,0,null,null,null,null,null,null,null,null,null,0,0,0,0,"Unknown",{"$f":"_xlfn.IFS(G2377=\"Natural\",0,H2377=\"\",0,H2377=\"COASTAL-CONSTRUCTED\",0,G2377=\"Constructed\",_xlfn.XLOOKUP($H2377,'Data Categories'!$U$4:$U$25,'Data Categories'!$V$4:V$25))","v":0},{"$f":"_xlfn.IFS(AK2377=\"\",0,AJ2377=\"Unknown\",0,AK2377>1,AK2377-AJ2377,AK2377=0,0)","v":0},{"$f":"_xlfn.IFS(Y2377=\"\",0,Y2377>1920,_xlfn.XLOOKUP($H2377,'Data Categories'!$AE$20:$AE$42,'Data Categories'!$AG$20:$AG$42,0))","v":0},{"$f":"_xlfn.IFS(Y2377=\"\",0,Y2377>0,(2025-Y2377))","v":0},{"$f":"_xlfn.IFS(Z2377=\"Non-Deficient\",\"Non-Deficient\",Z2377=\"Deficient\",\"Deficient\",AB2377=\"Deficient\",\"Deficient\",Z2377=\"Non-Deficient\",\"Non-Deficient\",AB2377=\"Non-Deficient\",\"Non-Deficient\",P2377=\"\",\"None\",AL2377<0,\"Deficient\",AL2377>10,\"Non-Deficient\")","v":"None"},{"$f":"_xlfn.IFS(H2377=\"LOW WATER CROSSING\",\"Non-Functional\",G2377=\"Natural\",\"Functional\",AA2377=\"Functional\",\"Functional\",AC2377=\"Functional\",\"Functional\",AA2377=\"Non-Functional\",\"Non-Functional\",AC2377=\"Non-Functional\",\"Non-Functional\",AA2377=\"Unknown\",\"Unknown\",AC2377=\"Unknown\",\"Unknown\",AA2377=\"\",\"None\")","v":"None"},{"$f":"_xlfn.IFS(X2377=\"Functionality\",\"Low\",W2377=\"No\",\"Low\",Y2377>=2015,\"High\",Y2377>=1920,\"Low\",W2377=\"\",\"None\",W2377=\"Unknown\",\"None\")","v":"None"},{"$f":"_xlfn.IFS(H2377=\"LOW WATER CROSSING\",\"Unknown\",G2377=\"Natural\",\"None\",AM2377<AN2377,\"High\",AC2377=\"Functional\",\"Low\",AC2377=\"Non-Functional\",\"Low\",W2377=\"No\",\"Low\",W2377=\"Unknown\",\"None\",X2377=\"Deficiency\",\"None\",W2377=\"Yes\",\"High\",W2377=\"\",\"None\")","v":"None"},0,0,0,0,{"$f":"_xlfn.CONCAT(LEFT(H2377,3),\"-\")&IF(H2377=\"-\",0,COUNTIF($H$4:H2377,H2377))","v":"-0"},{"$f":"_xlfn.IFS($H2377<=0,\"-\",AS2377=1,_xlfn.CONCAT(\"FUN_NONDEF\",\"-DCON_\",LEFT(AQ2377,1),\"-FCON_\",LEFT(AR2377,1)),AT2377=1,_xlfn.CONCAT(\"FUN_DEF\",\"-DCON_\",LEFT(AQ2377,1),\"-FCON_\",LEFT(AR2377,1)),AU2377=1,_xlfn.CONCAT(\"NONFUN_NONDEF\",\"-DCON_\",LEFT(AQ2377,1),\"-FCON_\",LEFT(AR2377,1)),AV2377=1,_xlfn.CONCAT(\"NONFUN_DEF\",\"-DCON_\",LEFT(AQ2377,1),\"-FCON_\",LEFT(AR2377,1)),AS2377+AT2377+AU2377+AV2377<1,_xlfn.CONCAT(\"-\"))","v":"-"}]
[null,null,null,null,null,null,null,null,null,null,null,null,null,null,null,null,null,null,null,null,null,0,null,null,null,null,null,null,null,null,null,0,0,0,0,"Unknown",{"$f":"_xlfn.IFS(G2384=\"Natural\",0,H2384=\"\",0,H2384=\"COASTAL-CONSTRUCTED\",0,G2384=\"Constructed\",_xlfn.XLOOKUP($H2384,'Data Categories'!$U$4:$U$25,'Data Categories'!$V$4:V$25))","v":0},{"$f":"_xlfn.IFS(AK2384=\"\",0,AJ2384=\"Unknown\",0,AK2384>1,AK2384-AJ2384,AK2384=0,0)","v":0},{"$f":"_xlfn.IFS(Y2384=\"\",0,Y2384>1920,_xlfn.XLOOKUP($H2384,'Data Categories'!$AE$20:$AE$42,'Data Categories'!$AG$20:$AG$42,0))","v":0},{"$f":"_xlfn.IFS(Y2384=\"\",0,Y2384>0,(2025-Y2384))","v":0},{"$f":"_xlfn.IFS(Z2384=\"Non-Deficient\",\"Non-Deficient\",Z2384=\"Deficient\",\"Deficient\",AB2384=\"Deficient\",\"Deficient\",Z2384=\"Non-Deficient\",\"Non-Deficient\",AB2384=\"Non-Deficient\",\"Non-Deficient\",P2384=\"\",\"None\",AL2384<0,\"Deficient\",AL2384>10,\"Non-Deficient\")","v":"None"},{"$f":"_xlfn.IFS(H2384=\"LOW WATER CROSSING\",\"Non-Functional\",G2384=\"Natural\",\"Functional\",AA2384=\"Functional\",\"Functional\",AC2384=\"Functional\",\"Functional\",AA2384=\"Non-Functional\",\"Non-Functional\",AC2384=\"Non-Functional\",\"Non-Functional\",AA2384=\"Unknown\",\"Unknown\",AC2384=\"Unknown\",\"Unknown\",AA2384=\"\",\"None\")","v":"None"},{"$f":"_xlfn.IFS(X2384=\"Functionality\",\"Low\",W2384=\"No\",\"Low\",Y2384>=2015,\"High\",Y2384>=1920,\"Low\",W2384=\"\",\"None\",W2384=\"Unknown\",\"None\")","v":"None"},{"$f":"_xlfn.IFS(H2384=\"LOW WATER CROSSING\",\"Unknown\",G2384=\"Natural\",\"None\",AM2384<AN2384,\"High\",AC2384=\"Functional\",\"Low\",AC2384=\"Non-Functional\",\"Low\",W2384=\"No\",\"Low\",W2384=\"Unknown\",\"None\",X2384=\"Deficiency\",\"None\",W2384=\"Yes\",\"High\",W2384=\"\",\"None\")","v":"None"},0,0,0,0,{"$f":"_xlfn.CONCAT(LEFT(H2384,3),\"-\")&IF(H2384=\"-\",0,COUNTIF($H$4:H2384,H2384))","v":"-0"},{"$f":"_xlfn.IFS($H2384<=0,\"-\",AS2384=1,_xlfn.CONCAT(\"FUN_NONDEF\",\"-DCON_\",LEFT(AQ2384,1),\"-FCON_\",LEFT(AR2384,1)),AT2384=1,_xlfn.CONCAT(\"FUN_DEF\",\"-DCON_\",LEFT(AQ2384,1),\"-FCON_\",LEFT(AR2384,1)),AU2384=1,_xlfn.CONCAT(\"NONFUN_NONDEF\",\"-DCON_\",LEFT(AQ2384,1),\"-FCON_\",LEFT(AR2384,1)),AV2384=1,_xlfn.CONCAT(\"NONFUN_DEF\",\"-DCON_\",LEFT(AQ2384,1),\"-FCON_\",LEFT(AR2384,1)),AS2384+AT2384+AU2384+AV2384<1,_xlfn.CONCAT(\"-\"))","v":"-"}]
[null,null,null,null,null,null,null,null,null,null,null,null,null,null,null,null,null,null,null,null,null,0,null,null,null,null,null,null,null,null,null,0,0,0,0,"Unknown",{"$f":"_xlfn.IFS(G2396=\"Natural\",0,H2396=\"\",0,H2396=\"COASTAL-CONSTRUCTED\",0,G2396=\"Constructed\",_xlfn.XLOOKUP($H2396,'Data Categories'!$U$4:$U$25,'Data Categories'!$V$4:V$25))","v":0},{"$f":"_xlfn.IFS(AK2396=\"\",0,AJ2396=\"Unknown\",0,AK2396>1,AK2396-AJ2396,AK2396=0,0)","v":0},{"$f":"_xlfn.IFS(Y2396=\"\",0,Y2396>1920,_xlfn.XLOOKUP($H2396,'Data Categories'!$AE$20:$AE$42,'Data Categories'!$AG$20:$AG$42,0))","v":0},{"$f":"_xlfn.IFS(Y2396=\"\",0,Y2396>0,(2025-Y2396))","v":0},{"$f":"_xlfn.IFS(Z2396=\"Non-Deficient\",\"Non-Deficient\",Z2396=\"Deficient\",\"Deficient\",AB2396=\"Deficient\",\"Deficient\",Z2396=\"Non-Deficient\",\"Non-Deficient\",AB2396=\"Non-Deficient\",\"Non-Deficient\",P2396=\"\",\"None\",AL2396<0,\"Deficient\",AL2396>10,\"Non-Deficient\")","v":"None"},{"$f":"_xlfn.IFS(H2396=\"LOW WATER CROSSING\",\"Non-Functional\",G2396=\"Natural\",\"Functional\",AA2396=\"Functional\",\"Functional\",AC2396=\"Functional\",\"Functional\",AA2396=\"Non-Functional\",\"Non-Functional\",AC2396=\"Non-Functional\",\"Non-Functional\",AA2396=\"Unknown\",\"Unknown\",AC2396=\"Unknown\",\"Unknown\",AA2396=\"\",\"None\")","v":"None"},{"$f":"_xlfn.IFS(X2396=\"Functionality\",\"Low\",W2396=\"No\",\"Low\",Y2396>=2015,\"High\",Y2396>=1920,\"Low\",W2396=\"\",\"None\",W2396=\"Unknown\",\"None\")","v":"None"},{"$f":"_xlfn.IFS(H2396=\"LOW WATER CROSSING\",\"Unknown\",G2396=\"Natural\",\"None\",AM2396<AN2396,\"High\",AC2396=\"Functional\",\"Low\",AC2396=\"Non-Functional\",\"Low\",W2396=\"No\",\"Low\",W2396=\"Unknown\",\"None\",X2396=\"Deficiency\",\"None\",W2396=\"Yes\",\"High\",W2396=\"\",\"None\")","v":"None"},0,0,0,0,{"$f":"_xlfn.CONCAT(LEFT(H2396,3),\"-\")&IF(H2396=\"-\",0,COUNTIF($H$4:H2396,H2396))","v":"-0"},{"$f":"_xlfn.IFS($H2396<=0,\"-\",AS2396=1,_xlfn.CONCAT(\"FUN_NONDEF\",\"-DCON_\",LEFT(AQ2396,1),\"-FCON_\",LEFT(AR2396,1)),AT2396=1,_xlfn.CONCAT(\"FUN_DEF\",\"-DCON_\",LEFT(AQ2396,1),\"-FCON_\",LEFT(AR2396,1)),AU2396=1,_xlfn.CONCAT(\"NONFUN_NONDEF\",\"-DCON_\",LEFT(AQ2396,1),\"-FCON_\",LEFT(AR2396,1)),AV2396=1,_xlfn.CONCAT(\"NONFUN_DEF\",\"-DCON_\",LEFT(AQ2396,1),\"-FCON_\",LEFT(AR2396,1)),AS2396+AT2396+AU2396+AV2396<1,_xlfn.CONCAT(\"-\"))","v":"-"}]
[null,null,null,null,null,null,null,null,null,null,null,null,null,null,null,null,null,null,null,null,null,0,null,null,null,null,null,null,null,null,null,0,0,0,0,"Unknown",{"$f":"_xlfn.IFS(G2402=\"Natural\",0,H2402=\"\",0,H2402=\"COASTAL-CONSTRUCTED\",0,G2402=\"Constructed\",_xlfn.XLOOKUP($H2402,'Data Categories'!$U$4:$U$25,'Data Categories'!$V$4:V$25))","v":0},{"$f":"_xlfn.IFS(AK2402=\"\",0,AJ2402=\"Unknown\",0,AK2402>1,AK2402-AJ2402,AK2402=0,0)","v":0},{"$f":"_xlfn.IFS(Y2402=\"\",0,Y2402>1920,_xlfn.XLOOKUP($H2402,'Data Categories'!$AE$20:$AE$42,'Data Categories'!$AG$20:$AG$42,0))","v":0},{"$f":"_xlfn.IFS(Y2402=\"\",0,Y2402>0,(2025-Y2402))","v":0},{"$f":"_xlfn.IFS(Z2402=\"Non-Deficient\",\"Non-Deficient\",Z2402=\"Deficient\",\"Deficient\",AB2402=\"Deficient\",\"Deficient\",Z2402=\"Non-Deficient\",\"Non-Deficient\",AB2402=\"Non-Deficient\",\"Non-Deficient\",P2402=\"\",\"None\",AL2402<0,\"Deficient\",AL2402>10,\"Non-Deficient\")","v":"None"},{"$f":"_xlfn.IFS(H2402=\"LOW WATER CROSSING\",\"Non-Functional\",G2402=\"Natural\",\"Functional\",AA2402=\"Functional\",\"Functional\",AC2402=\"Functional\",\"Functional\",AA2402=\"Non-Functional\",\"Non-Functional\",AC2402=\"Non-Functional\",\"Non-Functional\",AA2402=\"Unknown\",\"Unknown\",AC2402=\"Unknown\",\"Unknown\",AA2402=\"\",\"None\")","v":"None"},{"$f":"_xlfn.IFS(X2402=\"Functionality\",\"Low\",W2402=\"No\",\"Low\",Y2402>=2015,\"High\",Y2402>=1920,\"Low\",W2402=\"\",\"None\",W2402=\"Unknown\",\"None\")","v":"None"},{"$f":"_xlfn.IFS(H2402=\"LOW WATER CROSSING\",\"Unknown\",G2402=\"Natural\",\"None\",AM2402<AN2402,\"High\",AC2402=\"Functional\",\"Low\",AC2402=\"Non-Functional\",\"Low\",W2402=\"No\",\"Low\",W2402=\"Unknown\",\"None\",X2402=\"Deficiency\",\"None\",W2402=\"Yes\",\"High\",W2402=\"\",\"None\")","v":"None"},0,0,0,0,{"$f":"_xlfn.CONCAT(LEFT(H2402,3),\"-\")&IF(H2402=\"-\",0,COUNTIF($H$4:H2402,H2402))","v":"-0"},{"$f":"_xlfn.IFS($H2402<=0,\"-\",AS2402=1,_xlfn.CONCAT(\"FUN_NONDEF\",\"-DCON_\",LEFT(AQ2402,1),\"-FCON_\",LEFT(AR2402,1)),AT2402=1,_xlfn.CONCAT(\"FUN_DEF\",\"-DCON_\",LEFT(AQ2402,1),\"-FCON_\",LEFT(AR2402,1)),AU2402=1,_xlfn.CONCAT(\"NONFUN_NONDEF\",\"-DCON_\",LEFT(AQ2402,1),\"-FCON_\",LEFT(AR2402,1)),AV2402=1,_xlfn.CONCAT(\"NONFUN_DEF\",\"-DCON_\",LEFT(AQ2402,1),\"-FCON_\",LEFT(AR2402,1)),AS2402+AT2402+AU2402+AV2402<1,_xlfn.CONCAT(\"-\"))","v":"-"}]
[null,null,null,null,null,null,null,null,null,null,null,null,null,null,null,null,null,null,null,null,null,0,null,null,null,null,null,null,null,null,null,0,0,0,0,"Unknown",{"$f":"_xlfn.IFS(G2414=\"Natural\",0,H2414=\"\",0,H2414=\"COASTAL-CONSTRUCTED\",0,G2414=\"Constructed\",_xlfn.XLOOKUP($H2414,'Data Categories'!$U$4:$U$25,'Data Categories'!$V$4:V$25))","v":0},{"$f":"_xlfn.IFS(AK2414=\"\",0,AJ2414=\"Unknown\",0,AK2414>1,AK2414-AJ2414,AK2414=0,0)","v":0},{"$f":"_xlfn.IFS(Y2414=\"\",0,Y2414>1920,_xlfn.XLOOKUP($H2414,'Data Categories'!$AE$20:$AE$42,'Data Categories'!$AG$20:$AG$42,0))","v":0},{"$f":"_xlfn.IFS(Y2414=\"\",0,Y2414>0,(2025-Y2414))","v":0},{"$f":"_xlfn.IFS(Z2414=\"Non-Deficient\",\"Non-Deficient\",Z2414=\"Deficient\",\"Deficient\",AB2414=\"Deficient\",\"Deficient\",Z2414=\"Non-Deficient\",\"Non-Deficient\",AB2414=\"Non-Deficient\",\"Non-Deficient\",P2414=\"\",\"None\",AL2414<0,\"Deficient\",AL2414>10,\"Non-Deficient\")","v":"None"},{"$f":"_xlfn.IFS(H2414=\"LOW WATER CROSSING\",\"Non-Functional\",G2414=\"Natural\",\"Functional\",AA2414=\"Functional\",\"Functional\",AC2414=\"Functional\",\"Functional\",AA2414=\"Non-Functional\",\"Non-Functional\",AC2414=\"Non-Functional\",\"Non-Functional\",AA2414=\"Unknown\",\"Unknown\",AC2414=\"Unknown\",\"Unknown\",AA2414=\"\",\"None\")","v":"None"},{"$f":"_xlfn.IFS(X2414=\"Functionality\",\"Low\",W2414=\"No\",\"Low\",Y2414>=2015,\"High\",Y2414>=1920,\"Low\",W2414=\"\",\"None\",W2414=\"Unknown\",\"None\")","v":"None"},{"$f":"_xlfn.IFS(H2414=\"LOW WATER CROSSING\",\"Unknown\",G2414=\"Natural\",\"None\",AM2414<AN2414,\"High\",AC2414=\"Functional\",\"Low\",AC2414=\"Non-Functional\",\"Low\",W2414=\"No\",\"Low\",W2414=\"Unknown\",\"None\",X2414=\"Deficiency\",\"None\",W2414=\"Yes\",\"High\",W2414=\"\",\"None\")","v":"None"},0,0,0,0,{"$f":"_xlfn.CONCAT(LEFT(H2414,3),\"-\")&IF(H2414=\"-\",0,COUNTIF($H$4:H2414,H2414))","v":"-0"},{"$f":"_xlfn.IFS($H2414<=0,\"-\",AS2414=1,_xlfn.CONCAT(\"FUN_NONDEF\",\"-DCON_\",LEFT(AQ2414,1),\"-FCON_\",LEFT(AR2414,1)),AT2414=1,_xlfn.CONCAT(\"FUN_DEF\",\"-DCON_\",LEFT(AQ2414,1),\"-FCON_\",LEFT(AR2414,1)),AU2414=1,_xlfn.CONCAT(\"NONFUN_NONDEF\",\"-DCON_\",LEFT(AQ2414,1),\"-FCON_\",LEFT(AR2414,1)),AV2414=1,_xlfn.CONCAT(\"NONFUN_DEF\",\"-DCON_\",LEFT(AQ2414,1),\"-FCON_\",LEFT(AR2414,1)),AS2414+AT2414+AU2414+AV2414<1,_xlfn.CONCAT(\"-\"))","v":"-"}]
[null,null,null,null,null,null,null,null,null,null,null,null,null,null,null,null,null,null,null,null,null,0,null,null,null,null,null,null,null,null,null,0,0,0,0,"Unknown",{"$f":"_xlfn.IFS(G2417=\"Natural\",0,H2417=\"\",0,H2417=\"COASTAL-CONSTRUCTED\",0,G2417=\"Constructed\",_xlfn.XLOOKUP($H2417,'Data Categories'!$U$4:$U$25,'Data Categories'!$V$4:V$25))","v":0},{"$f":"_xlfn.IFS(AK2417=\"\",0,AJ2417=\"Unknown\",0,AK2417>1,AK2417-AJ2417,AK2417=0,0)","v":0},{"$f":"_xlfn.IFS(Y2417=\"\",0,Y2417>1920,_xlfn.XLOOKUP($H2417,'Data Categories'!$AE$20:$AE$42,'Data Categories'!$AG$20:$AG$42,0))","v":0},{"$f":"_xlfn.IFS(Y2417=\"\",0,Y2417>0,(2025-Y2417))","v":0},{"$f":"_xlfn.IFS(Z2417=\"Non-Deficient\",\"Non-Deficient\",Z2417=\"Deficient\",\"Deficient\",AB2417=\"Deficient\",\"Deficient\",Z2417=\"Non-Deficient\",\"Non-Deficient\",AB2417=\"Non-Deficient\",\"Non-Deficient\",P2417=\"\",\"None\",AL2417<0,\"Deficient\",AL2417>10,\"Non-Deficient\")","v":"None"},{"$f":"_xlfn.IFS(H2417=\"LOW WATER CROSSING\",\"Non-Functional\",G2417=\"Natural\",\"Functional\",AA2417=\"Functional\",\"Functional\",AC2417=\"Functional\",\"Functional\",AA2417=\"Non-Functional\",\"Non-Functional\",AC2417=\"Non-Functional\",\"Non-Functional\",AA2417=\"Unknown\",\"Unknown\",AC2417=\"Unknown\",\"Unknown\",AA2417=\"\",\"None\")","v":"None"},{"$f":"_xlfn.IFS(X2417=\"Functionality\",\"Low\",W2417=\"No\",\"Low\",Y2417>=2015,\"High\",Y2417>=1920,\"Low\",W2417=\"\",\"None\",W2417=\"Unknown\",\"None\")","v":"None"},{"$f":"_xlfn.IFS(H2417=\"LOW WATER CROSSING\",\"Unknown\",G2417=\"Natural\",\"None\",AM2417<AN2417,\"High\",AC2417=\"Functional\",\"Low\",AC2417=\"Non-Functional\",\"Low\",W2417=\"No\",\"Low\",W2417=\"Unknown\",\"None\",X2417=\"Deficiency\",\"None\",W2417=\"Yes\",\"High\",W2417=\"\",\"None\")","v":"None"},0,0,0,0,{"$f":"_xlfn.CONCAT(LEFT(H2417,3),\"-\")&IF(H2417=\"-\",0,COUNTIF($H$4:H2417,H2417))","v":"-0"},{"$f":"_xlfn.IFS($H2417<=0,\"-\",AS2417=1,_xlfn.CONCAT(\"FUN_NONDEF\",\"-DCON_\",LEFT(AQ2417,1),\"-FCON_\",LEFT(AR2417,1)),AT2417=1,_xlfn.CONCAT(\"FUN_DEF\",\"-DCON_\",LEFT(AQ2417,1),\"-FCON_\",LEFT(AR2417,1)),AU2417=1,_xlfn.CONCAT(\"NONFUN_NONDEF\",\"-DCON_\",LEFT(AQ2417,1),\"-FCON_\",LEFT(AR2417,1)),AV2417=1,_xlfn.CONCAT(\"NONFUN_DEF\",\"-DCON_\",LEFT(AQ2417,1),\"-FCON_\",LEFT(AR2417,1)),AS2417+AT2417+AU2417+AV2417<1,_xlfn.CONCAT(\"-\"))","v":"-"}]
[null,null,null,null,null,null,null,null,null,null,null,null,null,null,null,null,null,null,null,null,null,0,null,null,null,null,null,null,null,null,null,0,0,0,0,"Unknown",{"$f":"_xlfn.IFS(G2433=\"Natural\",0,H2433=\"\",0,H2433=\"COASTAL-CONSTRUCTED\",0,G2433=\"Constructed\",_xlfn.XLOOKUP($H2433,'Data Categories'!$U$4:$U$25,'Data Categories'!$V$4:V$25))","v":0},{"$f":"_xlfn.IFS(AK2433=\"\",0,AJ2433=\"Unknown\",0,AK2433>1,AK2433-AJ2433,AK2433=0,0)","v":0},{"$f":"_xlfn.IFS(Y2433=\"\",0,Y2433>1920,_xlfn.XLOOKUP($H2433,'Data Categories'!$AE$20:$AE$42,'Data Categories'!$AG$20:$AG$42,0))","v":0},{"$f":"_xlfn.IFS(Y2433=\"\",0,Y2433>0,(2025-Y2433))","v":0},{"$f":"_xlfn.IFS(Z2433=\"Non-Deficient\",\"Non-Deficient\",Z2433=\"Deficient\",\"Deficient\",AB2433=\"Deficient\",\"Deficient\",Z2433=\"Non-Deficient\",\"Non-Deficient\",AB2433=\"Non-Deficient\",\"Non-Deficient\",P2433=\"\",\"None\",AL2433<0,\"Deficient\",AL2433>10,\"Non-Deficient\")","v":"None"},{"$f":"_xlfn.IFS(H2433=\"LOW WATER CROSSING\",\"Non-Functional\",G2433=\"Natural\",\"Functional\",AA2433=\"Functional\",\"Functional\",AC2433=\"Functional\",\"Functional\",AA2433=\"Non-Functional\",\"Non-Functional\",AC2433=\"Non-Functional\",\"Non-Functional\",AA2433=\"Unknown\",\"Unknown\",AC2433=\"Unknown\",\"Unknown\",AA2433=\"\",\"None\")","v":"None"},{"$f":"_xlfn.IFS(X2433=\"Functionality\",\"Low\",W2433=\"No\",\"Low\",Y2433>=2015,\"High\",Y2433>=1920,\"Low\",W2433=\"\",\"None\",W2433=\"Unknown\",\"None\")","v":"None"},{"$f":"_xlfn.IFS(H2433=\"LOW WATER CROSSING\",\"Unknown\",G2433=\"Natural\",\"None\",AM2433<AN2433,\"High\",AC2433=\"Functional\",\"Low\",AC2433=\"Non-Functional\",\"Low\",W2433=\"No\",\"Low\",W2433=\"Unknown\",\"None\",X2433=\"Deficiency\",\"None\",W2433=\"Yes\",\"High\",W2433=\"\",\"None\")","v":"None"},0,0,0,0,{"$f":"_xlfn.CONCAT(LEFT(H2433,3),\"-\")&IF(H2433=\"-\",0,COUNTIF($H$4:H2433,H2433))","v":"-0"},{"$f":"_xlfn.IFS($H2433<=0,\"-\",AS2433=1,_xlfn.CONCAT(\"FUN_NONDEF\",\"-DCON_\",LEFT(AQ2433,1),\"-FCON_\",LEFT(AR2433,1)),AT2433=1,_xlfn.CONCAT(\"FUN_DEF\",\"-DCON_\",LEFT(AQ2433,1),\"-FCON_\",LEFT(AR2433,1)),AU2433=1,_xlfn.CONCAT(\"NONFUN_NONDEF\",\"-DCON_\",LEFT(AQ2433,1),\"-FCON_\",LEFT(AR2433,1)),AV2433=1,_xlfn.CONCAT(\"NONFUN_DEF\",\"-DCON_\",LEFT(AQ2433,1),\"-FCON_\",LEFT(AR2433,1)),AS2433+AT2433+AU2433+AV2433<1,_xlfn.CONCAT(\"-\"))","v":"-"}]
[null,null,null,null,null,null,null,null,null,null,null,null,null,null,null,null,null,null,null,null,null,0,null,null,null,null,null,null,null,null,null,0,0,0,0,"Unknown",{"$f":"_xlfn.IFS(G2441=\"Natural\",0,H2441=\"\",0,H2441=\"COASTAL-CONSTRUCTED\",0,G2441=\"Constructed\",_xlfn.XLOOKUP($H2441,'Data Categories'!$U$4:$U$25,'Data Categories'!$V$4:V$25))","v":0},{"$f":"_xlfn.IFS(AK2441=\"\",0,AJ2441=\"Unknown\",0,AK2441>1,AK2441-AJ2441,AK2441=0,0)","v":0},{"$f":"_xlfn.IFS(Y2441=\"\",0,Y2441>1920,_xlfn.XLOOKUP($H2441,'Data Categories'!$AE$20:$AE$42,'Data Categories'!$AG$20:$AG$42,0))","v":0},{"$f":"_xlfn.IFS(Y2441=\"\",0,Y2441>0,(2025-Y2441))","v":0},{"$f":"_xlfn.IFS(Z2441=\"Non-Deficient\",\"Non-Deficient\",Z2441=\"Deficient\",\"Deficient\",AB2441=\"Deficient\",\"Deficient\",Z2441=\"Non-Deficient\",\"Non-Deficient\",AB2441=\"Non-Deficient\",\"Non-Deficient\",P2441=\"\",\"None\",AL2441<0,\"Deficient\",AL2441>10,\"Non-Deficient\")","v":"None"},{"$f":"_xlfn.IFS(H2441=\"LOW WATER CROSSING\",\"Non-Functional\",G2441=\"Natural\",\"Functional\",AA2441=\"Functional\",\"Functional\",AC2441=\"Functional\",\"Functional\",AA2441=\"Non-Functional\",\"Non-Functional\",AC2441=\"Non-Functional\",\"Non-Functional\",AA2441=\"Unknown\",\"Unknown\",AC2441=\"Unknown\",\"Unknown\",AA2441=\"\",\"None\")","v":"None"},{"$f":"_xlfn.IFS(X2441=\"Functionality\",\"Low\",W2441=\"No\",\"Low\",Y2441>=2015,\"High\",Y2441>=1920,\"Low\",W2441=\"\",\"None\",W2441=\"Unknown\",\"None\")","v":"None"},{"$f":"_xlfn.IFS(H2441=\"LOW WATER CROSSING\",\"Unknown\",G2441=\"Natural\",\"None\",AM2441<AN2441,\"High\",AC2441=\"Functional\",\"Low\",AC2441=\"Non-Functional\",\"Low\",W2441=\"No\",\"Low\",W2441=\"Unknown\",\"None\",X2441=\"Deficiency\",\"None\",W2441=\"Yes\",\"High\",W2441=\"\",\"None\")","v":"None"},0,0,0,0,{"$f":"_xlfn.CONCAT(LEFT(H2441,3),\"-\")&IF(H2441=\"-\",0,COUNTIF($H$4:H2441,H2441))","v":"-0"},{"$f":"_xlfn.IFS($H2441<=0,\"-\",AS2441=1,_xlfn.CONCAT(\"FUN_NONDEF\",\"-DCON_\",LEFT(AQ2441,1),\"-FCON_\",LEFT(AR2441,1)),AT2441=1,_xlfn.CONCAT(\"FUN_DEF\",\"-DCON_\",LEFT(AQ2441,1),\"-FCON_\",LEFT(AR2441,1)),AU2441=1,_xlfn.CONCAT(\"NONFUN_NONDEF\",\"-DCON_\",LEFT(AQ2441,1),\"-FCON_\",LEFT(AR2441,1)),AV2441=1,_xlfn.CONCAT(\"NONFUN_DEF\",\"-DCON_\",LEFT(AQ2441,1),\"-FCON_\",LEFT(AR2441,1)),AS2441+AT2441+AU2441+AV2441<1,_xlfn.CONCAT(\"-\"))","v":"-"}]
[null,null,null,null,null,null,null,null,null,null,null,null,null,null,null,null,null,null,null,null,null,0,null,null,null,null,null,null,null,null,null,0,0,0,0,"Unknown",{"$f":"_xlfn.IFS(G2447=\"Natural\",0,H2447=\"\",0,H2447=\"COASTAL-CONSTRUCTED\",0,G2447=\"Constructed\",_xlfn.XLOOKUP($H2447,'Data Categories'!$U$4:$U$25,'Data Categories'!$V$4:V$25))","v":0},{"$f":"_xlfn.IFS(AK2447=\"\",0,AJ2447=\"Unknown\",0,AK2447>1,AK2447-AJ2447,AK2447=0,0)","v":0},{"$f":"_xlfn.IFS(Y2447=\"\",0,Y2447>1920,_xlfn.XLOOKUP($H2447,'Data Categories'!$AE$20:$AE$42,'Data Categories'!$AG$20:$AG$42,0))","v":0},{"$f":"_xlfn.IFS(Y2447=\"\",0,Y2447>0,(2025-Y2447))","v":0},{"$f":"_xlfn.IFS(Z2447=\"Non-Deficient\",\"Non-Deficient\",Z2447=\"Deficient\",\"Deficient\",AB2447=\"Deficient\",\"Deficient\",Z2447=\"Non-Deficient\",\"Non-Deficient\",AB2447=\"Non-Deficient\",\"Non-Deficient\",P2447=\"\",\"None\",AL2447<0,\"Deficient\",AL2447>10,\"Non-Deficient\")","v":"None"},{"$f":"_xlfn.IFS(H2447=\"LOW WATER CROSSING\",\"Non-Functional\",G2447=\"Natural\",\"Functional\",AA2447=\"Functional\",\"Functional\",AC2447=\"Functional\",\"Functional\",AA2447=\"Non-Functional\",\"Non-Functional\",AC2447=\"Non-Functional\",\"Non-Functional\",AA2447=\"Unknown\",\"Unknown\",AC2447=\"Unknown\",\"Unknown\",AA2447=\"\",\"None\")","v":"None"},{"$f":"_xlfn.IFS(X2447=\"Functionality\",\"Low\",W2447=\"No\",\"Low\",Y2447>=2015,\"High\",Y2447>=1920,\"Low\",W2447=\"\",\"None\",W2447=\"Unknown\",\"None\")","v":"None"},{"$f":"_xlfn.IFS(H2447=\"LOW WATER CROSSING\",\"Unknown\",G2447=\"Natural\",\"None\",AM2447<AN2447,\"High\",AC2447=\"Functional\",\"Low\",AC2447=\"Non-Functional\",\"Low\",W2447=\"No\",\"Low\",W2447=\"Unknown\",\"None\",X2447=\"Deficiency\",\"None\",W2447=\"Yes\",\"High\",W2447=\"\",\"None\")","v":"None"},0,0,0,0,{"$f":"_xlfn.CONCAT(LEFT(H2447,3),\"-\")&IF(H2447=\"-\",0,COUNTIF($H$4:H2447,H2447))","v":"-0"},{"$f":"_xlfn.IFS($H2447<=0,\"-\",AS2447=1,_xlfn.CONCAT(\"FUN_NONDEF\",\"-DCON_\",LEFT(AQ2447,1),\"-FCON_\",LEFT(AR2447,1)),AT2447=1,_xlfn.CONCAT(\"FUN_DEF\",\"-DCON_\",LEFT(AQ2447,1),\"-FCON_\",LEFT(AR2447,1)),AU2447=1,_xlfn.CONCAT(\"NONFUN_NONDEF\",\"-DCON_\",LEFT(AQ2447,1),\"-FCON_\",LEFT(AR2447,1)),AV2447=1,_xlfn.CONCAT(\"NONFUN_DEF\",\"-DCON_\",LEFT(AQ2447,1),\"-FCON_\",LEFT(AR2447,1)),AS2447+AT2447+AU2447+AV2447<1,_xlfn.CONCAT(\"-\"))","v":"-"}]
[null,null,null,null,null,null,null,null,null,null,null,null,null,null,null,null,null,null,null,null,null,0,null,null,null,null,null,null,null,null,null,0,0,0,0,"Unknown",{"$f":"_xlfn.IFS(G2454=\"Natural\",0,H2454=\"\",0,H2454=\"COASTAL-CONSTRUCTED\",0,G2454=\"Constructed\",_xlfn.XLOOKUP($H2454,'Data Categories'!$U$4:$U$25,'Data Categories'!$V$4:V$25))","v":0},{"$f":"_xlfn.IFS(AK2454=\"\",0,AJ2454=\"Unknown\",0,AK2454>1,AK2454-AJ2454,AK2454=0,0)","v":0},{"$f":"_xlfn.IFS(Y2454=\"\",0,Y2454>1920,_xlfn.XLOOKUP($H2454,'Data Categories'!$AE$20:$AE$42,'Data Categories'!$AG$20:$AG$42,0))","v":0},{"$f":"_xlfn.IFS(Y2454=\"\",0,Y2454>0,(2025-Y2454))","v":0},{"$f":"_xlfn.IFS(Z2454=\"Non-Deficient\",\"Non-Deficient\",Z2454=\"Deficient\",\"Deficient\",AB2454=\"Deficient\",\"Deficient\",Z2454=\"Non-Deficient\",\"Non-Deficient\",AB2454=\"Non-Deficient\",\"Non-Deficient\",P2454=\"\",\"None\",AL2454<0,\"Deficient\",AL2454>10,\"Non-Deficient\")","v":"None"},{"$f":"_xlfn.IFS(H2454=\"LOW WATER CROSSING\",\"Non-Functional\",G2454=\"Natural\",\"Functional\",AA2454=\"Functional\",\"Functional\",AC2454=\"Functional\",\"Functional\",AA2454=\"Non-Functional\",\"Non-Functional\",AC2454=\"Non-Functional\",\"Non-Functional\",AA2454=\"Unknown\",\"Unknown\",AC2454=\"Unknown\",\"Unknown\",AA2454=\"\",\"None\")","v":"None"},{"$f":"_xlfn.IFS(X2454=\"Functionality\",\"Low\",W2454=\"No\",\"Low\",Y2454>=2015,\"High\",Y2454>=1920,\"Low\",W2454=\"\",\"None\",W2454=\"Unknown\",\"None\")","v":"None"},{"$f":"_xlfn.IFS(H2454=\"LOW WATER CROSSING\",\"Unknown\",G2454=\"Natural\",\"None\",AM2454<AN2454,\"High\",AC2454=\"Functional\",\"Low\",AC2454=\"Non-Functional\",\"Low\",W2454=\"No\",\"Low\",W2454=\"Unknown\",\"None\",X2454=\"Deficiency\",\"None\",W2454=\"Yes\",\"High\",W2454=\"\",\"None\")","v":"None"},0,0,0,0,{"$f":"_xlfn.CONCAT(LEFT(H2454,3),\"-\")&IF(H2454=\"-\",0,COUNTIF($H$4:H2454,H2454))","v":"-0"},{"$f":"_xlfn.IFS($H2454<=0,\"-\",AS2454=1,_xlfn.CONCAT(\"FUN_NONDEF\",\"-DCON_\",LEFT(AQ2454,1),\"-FCON_\",LEFT(AR2454,1)),AT2454=1,_xlfn.CONCAT(\"FUN_DEF\",\"-DCON_\",LEFT(AQ2454,1),\"-FCON_\",LEFT(AR2454,1)),AU2454=1,_xlfn.CONCAT(\"NONFUN_NONDEF\",\"-DCON_\",LEFT(AQ2454,1),\"-FCON_\",LEFT(AR2454,1)),AV2454=1,_xlfn.CONCAT(\"NONFUN_DEF\",\"-DCON_\",LEFT(AQ2454,1),\"-FCON_\",LEFT(AR2454,1)),AS2454+AT2454+AU2454+AV2454<1,_xlfn.CONCAT(\"-\"))","v":"-"}]
[null,null,null,null,null,null,null,null,null,null,null,null,null,null,null,null,null,null,null,null,null,0,null,null,null,null,null,null,null,null,null,0,0,0,0,"Unknown",{"$f":"_xlfn.IFS(G2466=\"Natural\",0,H2466=\"\",0,H2466=\"COASTAL-CONSTRUCTED\",0,G2466=\"Constructed\",_xlfn.XLOOKUP($H2466,'Data Categories'!$U$4:$U$25,'Data Categories'!$V$4:V$25))","v":0},{"$f":"_xlfn.IFS(AK2466=\"\",0,AJ2466=\"Unknown\",0,AK2466>1,AK2466-AJ2466,AK2466=0,0)","v":0},{"$f":"_xlfn.IFS(Y2466=\"\",0,Y2466>1920,_xlfn.XLOOKUP($H2466,'Data Categories'!$AE$20:$AE$42,'Data Categories'!$AG$20:$AG$42,0))","v":0},{"$f":"_xlfn.IFS(Y2466=\"\",0,Y2466>0,(2025-Y2466))","v":0},{"$f":"_xlfn.IFS(Z2466=\"Non-Deficient\",\"Non-Deficient\",Z2466=\"Deficient\",\"Deficient\",AB2466=\"Deficient\",\"Deficient\",Z2466=\"Non-Deficient\",\"Non-Deficient\",AB2466=\"Non-Deficient\",\"Non-Deficient\",P2466=\"\",\"None\",AL2466<0,\"Deficient\",AL2466>10,\"Non-Deficient\")","v":"None"},{"$f":"_xlfn.IFS(H2466=\"LOW WATER CROSSING\",\"Non-Functional\",G2466=\"Natural\",\"Functional\",AA2466=\"Functional\",\"Functional\",AC2466=\"Functional\",\"Functional\",AA2466=\"Non-Functional\",\"Non-Functional\",AC2466=\"Non-Functional\",\"Non-Functional\",AA2466=\"Unknown\",\"Unknown\",AC2466=\"Unknown\",\"Unknown\",AA2466=\"\",\"None\")","v":"None"},{"$f":"_xlfn.IFS(X2466=\"Functionality\",\"Low\",W2466=\"No\",\"Low\",Y2466>=2015,\"High\",Y2466>=1920,\"Low\",W2466=\"\",\"None\",W2466=\"Unknown\",\"None\")","v":"None"},{"$f":"_xlfn.IFS(H2466=\"LOW WATER CROSSING\",\"Unknown\",G2466=\"Natural\",\"None\",AM2466<AN2466,\"High\",AC2466=\"Functional\",\"Low\",AC2466=\"Non-Functional\",\"Low\",W2466=\"No\",\"Low\",W2466=\"Unknown\",\"None\",X2466=\"Deficiency\",\"None\",W2466=\"Yes\",\"High\",W2466=\"\",\"None\")","v":"None"},0,0,0,0,{"$f":"_xlfn.CONCAT(LEFT(H2466,3),\"-\")&IF(H2466=\"-\",0,COUNTIF($H$4:H2466,H2466))","v":"-0"},{"$f":"_xlfn.IFS($H2466<=0,\"-\",AS2466=1,_xlfn.CONCAT(\"FUN_NONDEF\",\"-DCON_\",LEFT(AQ2466,1),\"-FCON_\",LEFT(AR2466,1)),AT2466=1,_xlfn.CONCAT(\"FUN_DEF\",\"-DCON_\",LEFT(AQ2466,1),\"-FCON_\",LEFT(AR2466,1)),AU2466=1,_xlfn.CONCAT(\"NONFUN_NONDEF\",\"-DCON_\",LEFT(AQ2466,1),\"-FCON_\",LEFT(AR2466,1)),AV2466=1,_xlfn.CONCAT(\"NONFUN_DEF\",\"-DCON_\",LEFT(AQ2466,1),\"-FCON_\",LEFT(AR2466,1)),AS2466+AT2466+AU2466+AV2466<1,_xlfn.CONCAT(\"-\"))","v":"-"}]
[null,null,null,null,null,null,null,null,null,null,null,null,null,null,null,null,null,null,null,null,null,0,null,null,null,null,null,null,null,null,null,0,0,0,0,"Unknown",{"$f":"_xlfn.IFS(G2472=\"Natural\",0,H2472=\"\",0,H2472=\"COASTAL-CONSTRUCTED\",0,G2472=\"Constructed\",_xlfn.XLOOKUP($H2472,'Data Categories'!$U$4:$U$25,'Data Categories'!$V$4:V$25))","v":0},{"$f":"_xlfn.IFS(AK2472=\"\",0,AJ2472=\"Unknown\",0,AK2472>1,AK2472-AJ2472,AK2472=0,0)","v":0},{"$f":"_xlfn.IFS(Y2472=\"\",0,Y2472>1920,_xlfn.XLOOKUP($H2472,'Data Categories'!$AE$20:$AE$42,'Data Categories'!$AG$20:$AG$42,0))","v":0},{"$f":"_xlfn.IFS(Y2472=\"\",0,Y2472>0,(2025-Y2472))","v":0},{"$f":"_xlfn.IFS(Z2472=\"Non-Deficient\",\"Non-Deficient\",Z2472=\"Deficient\",\"Deficient\",AB2472=\"Deficient\",\"Deficient\",Z2472=\"Non-Deficient\",\"Non-Deficient\",AB2472=\"Non-Deficient\",\"Non-Deficient\",P2472=\"\",\"None\",AL2472<0,\"Deficient\",AL2472>10,\"Non-Deficient\")","v":"None"},{"$f":"_xlfn.IFS(H2472=\"LOW WATER CROSSING\",\"Non-Functional\",G2472=\"Natural\",\"Functional\",AA2472=\"Functional\",\"Functional\",AC2472=\"Functional\",\"Functional\",AA2472=\"Non-Functional\",\"Non-Functional\",AC2472=\"Non-Functional\",\"Non-Functional\",AA2472=\"Unknown\",\"Unknown\",AC2472=\"Unknown\",\"Unknown\",AA2472=\"\",\"None\")","v":"None"},{"$f":"_xlfn.IFS(X2472=\"Functionality\",\"Low\",W2472=\"No\",\"Low\",Y2472>=2015,\"High\",Y2472>=1920,\"Low\",W2472=\"\",\"None\",W2472=\"Unknown\",\"None\")","v":"None"},{"$f":"_xlfn.IFS(H2472=\"LOW WATER CROSSING\",\"Unknown\",G2472=\"Natural\",\"None\",AM2472<AN2472,\"High\",AC2472=\"Functional\",\"Low\",AC2472=\"Non-Functional\",\"Low\",W2472=\"No\",\"Low\",W2472=\"Unknown\",\"None\",X2472=\"Deficiency\",\"None\",W2472=\"Yes\",\"High\",W2472=\"\",\"None\")","v":"None"},0,0,0,0,{"$f":"_xlfn.CONCAT(LEFT(H2472,3),\"-\")&IF(H2472=\"-\",0,COUNTIF($H$4:H2472,H2472))","v":"-0"},{"$f":"_xlfn.IFS($H2472<=0,\"-\",AS2472=1,_xlfn.CONCAT(\"FUN_NONDEF\",\"-DCON_\",LEFT(AQ2472,1),\"-FCON_\",LEFT(AR2472,1)),AT2472=1,_xlfn.CONCAT(\"FUN_DEF\",\"-DCON_\",LEFT(AQ2472,1),\"-FCON_\",LEFT(AR2472,1)),AU2472=1,_xlfn.CONCAT(\"NONFUN_NONDEF\",\"-DCON_\",LEFT(AQ2472,1),\"-FCON_\",LEFT(AR2472,1)),AV2472=1,_xlfn.CONCAT(\"NONFUN_DEF\",\"-DCON_\",LEFT(AQ2472,1),\"-FCON_\",LEFT(AR2472,1)),AS2472+AT2472+AU2472+AV2472<1,_xlfn.CONCAT(\"-\"))","v":"-"}]
[null,null,null,null,null,null,null,null,null,null,null,null,null,null,null,null,null,null,null,null,null,0,null,null,null,null,null,null,null,null,null,0,0,0,0,"Unknown",{"$f":"_xlfn.IFS(G2484=\"Natural\",0,H2484=\"\",0,H2484=\"COASTAL-CONSTRUCTED\",0,G2484=\"Constructed\",_xlfn.XLOOKUP($H2484,'Data Categories'!$U$4:$U$25,'Data Categories'!$V$4:V$25))","v":0},{"$f":"_xlfn.IFS(AK2484=\"\",0,AJ2484=\"Unknown\",0,AK2484>1,AK2484-AJ2484,AK2484=0,0)","v":0},{"$f":"_xlfn.IFS(Y2484=\"\",0,Y2484>1920,_xlfn.XLOOKUP($H2484,'Data Categories'!$AE$20:$AE$42,'Data Categories'!$AG$20:$AG$42,0))","v":0},{"$f":"_xlfn.IFS(Y2484=\"\",0,Y2484>0,(2025-Y2484))","v":0},{"$f":"_xlfn.IFS(Z2484=\"Non-Deficient\",\"Non-Deficient\",Z2484=\"Deficient\",\"Deficient\",AB2484=\"Deficient\",\"Deficient\",Z2484=\"Non-Deficient\",\"Non-Deficient\",AB2484=\"Non-Deficient\",\"Non-Deficient\",P2484=\"\",\"None\",AL2484<0,\"Deficient\",AL2484>10,\"Non-Deficient\")","v":"None"},{"$f":"_xlfn.IFS(H2484=\"LOW WATER CROSSING\",\"Non-Functional\",G2484=\"Natural\",\"Functional\",AA2484=\"Functional\",\"Functional\",AC2484=\"Functional\",\"Functional\",AA2484=\"Non-Functional\",\"Non-Functional\",AC2484=\"Non-Functional\",\"Non-Functional\",AA2484=\"Unknown\",\"Unknown\",AC2484=\"Unknown\",\"Unknown\",AA2484=\"\",\"None\")","v":"None"},{"$f":"_xlfn.IFS(X2484=\"Functionality\",\"Low\",W2484=\"No\",\"Low\",Y2484>=2015,\"High\",Y2484>=1920,\"Low\",W2484=\"\",\"None\",W2484=\"Unknown\",\"None\")","v":"None"},{"$f":"_xlfn.IFS(H2484=\"LOW WATER CROSSING\",\"Unknown\",G2484=\"Natural\",\"None\",AM2484<AN2484,\"High\",AC2484=\"Functional\",\"Low\",AC2484=\"Non-Functional\",\"Low\",W2484=\"No\",\"Low\",W2484=\"Unknown\",\"None\",X2484=\"Deficiency\",\"None\",W2484=\"Yes\",\"High\",W2484=\"\",\"None\")","v":"None"},0,0,0,0,{"$f":"_xlfn.CONCAT(LEFT(H2484,3),\"-\")&IF(H2484=\"-\",0,COUNTIF($H$4:H2484,H2484))","v":"-0"},{"$f":"_xlfn.IFS($H2484<=0,\"-\",AS2484=1,_xlfn.CONCAT(\"FUN_NONDEF\",\"-DCON_\",LEFT(AQ2484,1),\"-FCON_\",LEFT(AR2484,1)),AT2484=1,_xlfn.CONCAT(\"FUN_DEF\",\"-DCON_\",LEFT(AQ2484,1),\"-FCON_\",LEFT(AR2484,1)),AU2484=1,_xlfn.CONCAT(\"NONFUN_NONDEF\",\"-DCON_\",LEFT(AQ2484,1),\"-FCON_\",LEFT(AR2484,1)),AV2484=1,_xlfn.CONCAT(\"NONFUN_DEF\",\"-DCON_\",LEFT(AQ2484,1),\"-FCON_\",LEFT(AR2484,1)),AS2484+AT2484+AU2484+AV2484<1,_xlfn.CONCAT(\"-\"))","v":"-"}]
[null,null,null,null,null,null,null,null,null,null,null,null,null,null,null,null,null,null,null,null,null,0,null,null,null,null,null,null,null,null,null,0,0,0,0,"Unknown",{"$f":"_xlfn.IFS(G2487=\"Natural\",0,H2487=\"\",0,H2487=\"COASTAL-CONSTRUCTED\",0,G2487=\"Constructed\",_xlfn.XLOOKUP($H2487,'Data Categories'!$U$4:$U$25,'Data Categories'!$V$4:V$25))","v":0},{"$f":"_xlfn.IFS(AK2487=\"\",0,AJ2487=\"Unknown\",0,AK2487>1,AK2487-AJ2487,AK2487=0,0)","v":0},{"$f":"_xlfn.IFS(Y2487=\"\",0,Y2487>1920,_xlfn.XLOOKUP($H2487,'Data Categories'!$AE$20:$AE$42,'Data Categories'!$AG$20:$AG$42,0))","v":0},{"$f":"_xlfn.IFS(Y2487=\"\",0,Y2487>0,(2025-Y2487))","v":0},{"$f":"_xlfn.IFS(Z2487=\"Non-Deficient\",\"Non-Deficient\",Z2487=\"Deficient\",\"Deficient\",AB2487=\"Deficient\",\"Deficient\",Z2487=\"Non-Deficient\",\"Non-Deficient\",AB2487=\"Non-Deficient\",\"Non-Deficient\",P2487=\"\",\"None\",AL2487<0,\"Deficient\",AL2487>10,\"Non-Deficient\")","v":"None"},{"$f":"_xlfn.IFS(H2487=\"LOW WATER CROSSING\",\"Non-Functional\",G2487=\"Natural\",\"Functional\",AA2487=\"Functional\",\"Functional\",AC2487=\"Functional\",\"Functional\",AA2487=\"Non-Functional\",\"Non-Functional\",AC2487=\"Non-Functional\",\"Non-Functional\",AA2487=\"Unknown\",\"Unknown\",AC2487=\"Unknown\",\"Unknown\",AA2487=\"\",\"None\")","v":"None"},{"$f":"_xlfn.IFS(X2487=\"Functionality\",\"Low\",W2487=\"No\",\"Low\",Y2487>=2015,\"High\",Y2487>=1920,\"Low\",W2487=\"\",\"None\",W2487=\"Unknown\",\"None\")","v":"None"},{"$f":"_xlfn.IFS(H2487=\"LOW WATER CROSSING\",\"Unknown\",G2487=\"Natural\",\"None\",AM2487<AN2487,\"High\",AC2487=\"Functional\",\"Low\",AC2487=\"Non-Functional\",\"Low\",W2487=\"No\",\"Low\",W2487=\"Unknown\",\"None\",X2487=\"Deficiency\",\"None\",W2487=\"Yes\",\"High\",W2487=\"\",\"None\")","v":"None"},0,0,0,0,{"$f":"_xlfn.CONCAT(LEFT(H2487,3),\"-\")&IF(H2487=\"-\",0,COUNTIF($H$4:H2487,H2487))","v":"-0"},{"$f":"_xlfn.IFS($H2487<=0,\"-\",AS2487=1,_xlfn.CONCAT(\"FUN_NONDEF\",\"-DCON_\",LEFT(AQ2487,1),\"-FCON_\",LEFT(AR2487,1)),AT2487=1,_xlfn.CONCAT(\"FUN_DEF\",\"-DCON_\",LEFT(AQ2487,1),\"-FCON_\",LEFT(AR2487,1)),AU2487=1,_xlfn.CONCAT(\"NONFUN_NONDEF\",\"-DCON_\",LEFT(AQ2487,1),\"-FCON_\",LEFT(AR2487,1)),AV2487=1,_xlfn.CONCAT(\"NONFUN_DEF\",\"-DCON_\",LEFT(AQ2487,1),\"-FCON_\",LEFT(AR2487,1)),AS2487+AT2487+AU2487+AV2487<1,_xlfn.CONCAT(\"-\"))","v":"-"}]
[null,null,null,null,null,null,null,null,null,null,null,null,null,null,null,null,null,null,null,null,null,0,null,null,null,null,null,null,null,null,null,0,0,0,0,"Unknown",{"$f":"_xlfn.IFS(G2503=\"Natural\",0,H2503=\"\",0,H2503=\"COASTAL-CONSTRUCTED\",0,G2503=\"Constructed\",_xlfn.XLOOKUP($H2503,'Data Categories'!$U$4:$U$25,'Data Categories'!$V$4:V$25))","v":0},{"$f":"_xlfn.IFS(AK2503=\"\",0,AJ2503=\"Unknown\",0,AK2503>1,AK2503-AJ2503,AK2503=0,0)","v":0},{"$f":"_xlfn.IFS(Y2503=\"\",0,Y2503>1920,_xlfn.XLOOKUP($H2503,'Data Categories'!$AE$20:$AE$42,'Data Categories'!$AG$20:$AG$42,0))","v":0},{"$f":"_xlfn.IFS(Y2503=\"\",0,Y2503>0,(2025-Y2503))","v":0},{"$f":"_xlfn.IFS(Z2503=\"Non-Deficient\",\"Non-Deficient\",Z2503=\"Deficient\",\"Deficient\",AB2503=\"Deficient\",\"Deficient\",Z2503=\"Non-Deficient\",\"Non-Deficient\",AB2503=\"Non-Deficient\",\"Non-Deficient\",P2503=\"\",\"None\",AL2503<0,\"Deficient\",AL2503>10,\"Non-Deficient\")","v":"None"},{"$f":"_xlfn.IFS(H2503=\"LOW WATER CROSSING\",\"Non-Functional\",G2503=\"Natural\",\"Functional\",AA2503=\"Functional\",\"Functional\",AC2503=\"Functional\",\"Functional\",AA2503=\"Non-Functional\",\"Non-Functional\",AC2503=\"Non-Functional\",\"Non-Functional\",AA2503=\"Unknown\",\"Unknown\",AC2503=\"Unknown\",\"Unknown\",AA2503=\"\",\"None\")","v":"None"},{"$f":"_xlfn.IFS(X2503=\"Functionality\",\"Low\",W2503=\"No\",\"Low\",Y2503>=2015,\"High\",Y2503>=1920,\"Low\",W2503=\"\",\"None\",W2503=\"Unknown\",\"None\")","v":"None"},{"$f":"_xlfn.IFS(H2503=\"LOW WATER CROSSING\",\"Unknown\",G2503=\"Natural\",\"None\",AM2503<AN2503,\"High\",AC2503=\"Functional\",\"Low\",AC2503=\"Non-Functional\",\"Low\",W2503=\"No\",\"Low\",W2503=\"Unknown\",\"None\",X2503=\"Deficiency\",\"None\",W2503=\"Yes\",\"High\",W2503=\"\",\"None\")","v":"None"},0,0,0,0,{"$f":"_xlfn.CONCAT(LEFT(H2503,3),\"-\")&IF(H2503=\"-\",0,COUNTIF($H$4:H2503,H2503))","v":"-0"},{"$f":"_xlfn.IFS($H2503<=0,\"-\",AS2503=1,_xlfn.CONCAT(\"FUN_NONDEF\",\"-DCON_\",LEFT(AQ2503,1),\"-FCON_\",LEFT(AR2503,1)),AT2503=1,_xlfn.CONCAT(\"FUN_DEF\",\"-DCON_\",LEFT(AQ2503,1),\"-FCON_\",LEFT(AR2503,1)),AU2503=1,_xlfn.CONCAT(\"NONFUN_NONDEF\",\"-DCON_\",LEFT(AQ2503,1),\"-FCON_\",LEFT(AR2503,1)),AV2503=1,_xlfn.CONCAT(\"NONFUN_DEF\",\"-DCON_\",LEFT(AQ2503,1),\"-FCON_\",LEFT(AR2503,1)),AS2503+AT2503+AU2503+AV2503<1,_xlfn.CONCAT(\"-\"))","v":"-"}]
[null,null,null,null,null,null,null,null,null,null,null,null,null,null,null,null,null,null,null,null,null,0,null,null,null,null,null,null,null,null,null,0,0,0,0,"Unknown",{"$f":"_xlfn.IFS(G2511=\"Natural\",0,H2511=\"\",0,H2511=\"COASTAL-CONSTRUCTED\",0,G2511=\"Constructed\",_xlfn.XLOOKUP($H2511,'Data Categories'!$U$4:$U$25,'Data Categories'!$V$4:V$25))","v":0},{"$f":"_xlfn.IFS(AK2511=\"\",0,AJ2511=\"Unknown\",0,AK2511>1,AK2511-AJ2511,AK2511=0,0)","v":0},{"$f":"_xlfn.IFS(Y2511=\"\",0,Y2511>1920,_xlfn.XLOOKUP($H2511,'Data Categories'!$AE$20:$AE$42,'Data Categories'!$AG$20:$AG$42,0))","v":0},{"$f":"_xlfn.IFS(Y2511=\"\",0,Y2511>0,(2025-Y2511))","v":0},{"$f":"_xlfn.IFS(Z2511=\"Non-Deficient\",\"Non-Deficient\",Z2511=\"Deficient\",\"Deficient\",AB2511=\"Deficient\",\"Deficient\",Z2511=\"Non-Deficient\",\"Non-Deficient\",AB2511=\"Non-Deficient\",\"Non-Deficient\",P2511=\"\",\"None\",AL2511<0,\"Deficient\",AL2511>10,\"Non-Deficient\")","v":"None"},{"$f":"_xlfn.IFS(H2511=\"LOW WATER CROSSING\",\"Non-Functional\",G2511=\"Natural\",\"Functional\",AA2511=\"Functional\",\"Functional\",AC2511=\"Functional\",\"Functional\",AA2511=\"Non-Functional\",\"Non-Functional\",AC2511=\"Non-Functional\",\"Non-Functional\",AA2511=\"Unknown\",\"Unknown\",AC2511=\"Unknown\",\"Unknown\",AA2511=\"\",\"None\")","v":"None"},{"$f":"_xlfn.IFS(X2511=\"Functionality\",\"Low\",W2511=\"No\",\"Low\",Y2511>=2015,\"High\",Y2511>=1920,\"Low\",W2511=\"\",\"None\",W2511=\"Unknown\",\"None\")","v":"None"},{"$f":"_xlfn.IFS(H2511=\"LOW WATER CROSSING\",\"Unknown\",G2511=\"Natural\",\"None\",AM2511<AN2511,\"High\",AC2511=\"Functional\",\"Low\",AC2511=\"Non-Functional\",\"Low\",W2511=\"No\",\"Low\",W2511=\"Unknown\",\"None\",X2511=\"Deficiency\",\"None\",W2511=\"Yes\",\"High\",W2511=\"\",\"None\")","v":"None"},0,0,0,0,{"$f":"_xlfn.CONCAT(LEFT(H2511,3),\"-\")&IF(H2511=\"-\",0,COUNTIF($H$4:H2511,H2511))","v":"-0"},{"$f":"_xlfn.IFS($H2511<=0,\"-\",AS2511=1,_xlfn.CONCAT(\"FUN_NONDEF\",\"-DCON_\",LEFT(AQ2511,1),\"-FCON_\",LEFT(AR2511,1)),AT2511=1,_xlfn.CONCAT(\"FUN_DEF\",\"-DCON_\",LEFT(AQ2511,1),\"-FCON_\",LEFT(AR2511,1)),AU2511=1,_xlfn.CONCAT(\"NONFUN_NONDEF\",\"-DCON_\",LEFT(AQ2511,1),\"-FCON_\",LEFT(AR2511,1)),AV2511=1,_xlfn.CONCAT(\"NONFUN_DEF\",\"-DCON_\",LEFT(AQ2511,1),\"-FCON_\",LEFT(AR2511,1)),AS2511+AT2511+AU2511+AV2511<1,_xlfn.CONCAT(\"-\"))","v":"-"}]
[null,null,null,null,null,null,null,null,null,null,null,null,null,null,null,null,null,null,null,null,null,0,null,null,null,null,null,null,null,null,null,0,0,0,0,"Unknown",{"$f":"_xlfn.IFS(G2517=\"Natural\",0,H2517=\"\",0,H2517=\"COASTAL-CONSTRUCTED\",0,G2517=\"Constructed\",_xlfn.XLOOKUP($H2517,'Data Categories'!$U$4:$U$25,'Data Categories'!$V$4:V$25))","v":0},{"$f":"_xlfn.IFS(AK2517=\"\",0,AJ2517=\"Unknown\",0,AK2517>1,AK2517-AJ2517,AK2517=0,0)","v":0},{"$f":"_xlfn.IFS(Y2517=\"\",0,Y2517>1920,_xlfn.XLOOKUP($H2517,'Data Categories'!$AE$20:$AE$42,'Data Categories'!$AG$20:$AG$42,0))","v":0},{"$f":"_xlfn.IFS(Y2517=\"\",0,Y2517>0,(2025-Y2517))","v":0},{"$f":"_xlfn.IFS(Z2517=\"Non-Deficient\",\"Non-Deficient\",Z2517=\"Deficient\",\"Deficient\",AB2517=\"Deficient\",\"Deficient\",Z2517=\"Non-Deficient\",\"Non-Deficient\",AB2517=\"Non-Deficient\",\"Non-Deficient\",P2517=\"\",\"None\",AL2517<0,\"Deficient\",AL2517>10,\"Non-Deficient\")","v":"None"},{"$f":"_xlfn.IFS(H2517=\"LOW WATER CROSSING\",\"Non-Functional\",G2517=\"Natural\",\"Functional\",AA2517=\"Functional\",\"Functional\",AC2517=\"Functional\",\"Functional\",AA2517=\"Non-Functional\",\"Non-Functional\",AC2517=\"Non-Functional\",\"Non-Functional\",AA2517=\"Unknown\",\"Unknown\",AC2517=\"Unknown\",\"Unknown\",AA2517=\"\",\"None\")","v":"None"},{"$f":"_xlfn.IFS(X2517=\"Functionality\",\"Low\",W2517=\"No\",\"Low\",Y2517>=2015,\"High\",Y2517>=1920,\"Low\",W2517=\"\",\"None\",W2517=\"Unknown\",\"None\")","v":"None"},{"$f":"_xlfn.IFS(H2517=\"LOW WATER CROSSING\",\"Unknown\",G2517=\"Natural\",\"None\",AM2517<AN2517,\"High\",AC2517=\"Functional\",\"Low\",AC2517=\"Non-Functional\",\"Low\",W2517=\"No\",\"Low\",W2517=\"Unknown\",\"None\",X2517=\"Deficiency\",\"None\",W2517=\"Yes\",\"High\",W2517=\"\",\"None\")","v":"None"},0,0,0,0,{"$f":"_xlfn.CONCAT(LEFT(H2517,3),\"-\")&IF(H2517=\"-\",0,COUNTIF($H$4:H2517,H2517))","v":"-0"},{"$f":"_xlfn.IFS($H2517<=0,\"-\",AS2517=1,_xlfn.CONCAT(\"FUN_NONDEF\",\"-DCON_\",LEFT(AQ2517,1),\"-FCON_\",LEFT(AR2517,1)),AT2517=1,_xlfn.CONCAT(\"FUN_DEF\",\"-DCON_\",LEFT(AQ2517,1),\"-FCON_\",LEFT(AR2517,1)),AU2517=1,_xlfn.CONCAT(\"NONFUN_NONDEF\",\"-DCON_\",LEFT(AQ2517,1),\"-FCON_\",LEFT(AR2517,1)),AV2517=1,_xlfn.CONCAT(\"NONFUN_DEF\",\"-DCON_\",LEFT(AQ2517,1),\"-FCON_\",LEFT(AR2517,1)),AS2517+AT2517+AU2517+AV2517<1,_xlfn.CONCAT(\"-\"))","v":"-"}]
[null,null,null,null,null,null,null,null,null,null,null,null,null,null,null,null,null,null,null,null,null,0,null,null,null,null,null,null,null,null,null,0,0,0,0,"Unknown",{"$f":"_xlfn.IFS(G2524=\"Natural\",0,H2524=\"\",0,H2524=\"COASTAL-CONSTRUCTED\",0,G2524=\"Constructed\",_xlfn.XLOOKUP($H2524,'Data Categories'!$U$4:$U$25,'Data Categories'!$V$4:V$25))","v":0},{"$f":"_xlfn.IFS(AK2524=\"\",0,AJ2524=\"Unknown\",0,AK2524>1,AK2524-AJ2524,AK2524=0,0)","v":0},{"$f":"_xlfn.IFS(Y2524=\"\",0,Y2524>1920,_xlfn.XLOOKUP($H2524,'Data Categories'!$AE$20:$AE$42,'Data Categories'!$AG$20:$AG$42,0))","v":0},{"$f":"_xlfn.IFS(Y2524=\"\",0,Y2524>0,(2025-Y2524))","v":0},{"$f":"_xlfn.IFS(Z2524=\"Non-Deficient\",\"Non-Deficient\",Z2524=\"Deficient\",\"Deficient\",AB2524=\"Deficient\",\"Deficient\",Z2524=\"Non-Deficient\",\"Non-Deficient\",AB2524=\"Non-Deficient\",\"Non-Deficient\",P2524=\"\",\"None\",AL2524<0,\"Deficient\",AL2524>10,\"Non-Deficient\")","v":"None"},{"$f":"_xlfn.IFS(H2524=\"LOW WATER CROSSING\",\"Non-Functional\",G2524=\"Natural\",\"Functional\",AA2524=\"Functional\",\"Functional\",AC2524=\"Functional\",\"Functional\",AA2524=\"Non-Functional\",\"Non-Functional\",AC2524=\"Non-Functional\",\"Non-Functional\",AA2524=\"Unknown\",\"Unknown\",AC2524=\"Unknown\",\"Unknown\",AA2524=\"\",\"None\")","v":"None"},{"$f":"_xlfn.IFS(X2524=\"Functionality\",\"Low\",W2524=\"No\",\"Low\",Y2524>=2015,\"High\",Y2524>=1920,\"Low\",W2524=\"\",\"None\",W2524=\"Unknown\",\"None\")","v":"None"},{"$f":"_xlfn.IFS(H2524=\"LOW WATER CROSSING\",\"Unknown\",G2524=\"Natural\",\"None\",AM2524<AN2524,\"High\",AC2524=\"Functional\",\"Low\",AC2524=\"Non-Functional\",\"Low\",W2524=\"No\",\"Low\",W2524=\"Unknown\",\"None\",X2524=\"Deficiency\",\"None\",W2524=\"Yes\",\"High\",W2524=\"\",\"None\")","v":"None"},0,0,0,0,{"$f":"_xlfn.CONCAT(LEFT(H2524,3),\"-\")&IF(H2524=\"-\",0,COUNTIF($H$4:H2524,H2524))","v":"-0"},{"$f":"_xlfn.IFS($H2524<=0,\"-\",AS2524=1,_xlfn.CONCAT(\"FUN_NONDEF\",\"-DCON_\",LEFT(AQ2524,1),\"-FCON_\",LEFT(AR2524,1)),AT2524=1,_xlfn.CONCAT(\"FUN_DEF\",\"-DCON_\",LEFT(AQ2524,1),\"-FCON_\",LEFT(AR2524,1)),AU2524=1,_xlfn.CONCAT(\"NONFUN_NONDEF\",\"-DCON_\",LEFT(AQ2524,1),\"-FCON_\",LEFT(AR2524,1)),AV2524=1,_xlfn.CONCAT(\"NONFUN_DEF\",\"-DCON_\",LEFT(AQ2524,1),\"-FCON_\",LEFT(AR2524,1)),AS2524+AT2524+AU2524+AV2524<1,_xlfn.CONCAT(\"-\"))","v":"-"}]
[null,null,null,null,null,null,null,null,null,null,null,null,null,null,null,null,null,null,null,null,null,0,null,null,null,null,null,null,null,null,null,0,0,0,0,"Unknown",{"$f":"_xlfn.IFS(G2536=\"Natural\",0,H2536=\"\",0,H2536=\"COASTAL-CONSTRUCTED\",0,G2536=\"Constructed\",_xlfn.XLOOKUP($H2536,'Data Categories'!$U$4:$U$25,'Data Categories'!$V$4:V$25))","v":0},{"$f":"_xlfn.IFS(AK2536=\"\",0,AJ2536=\"Unknown\",0,AK2536>1,AK2536-AJ2536,AK2536=0,0)","v":0},{"$f":"_xlfn.IFS(Y2536=\"\",0,Y2536>1920,_xlfn.XLOOKUP($H2536,'Data Categories'!$AE$20:$AE$42,'Data Categories'!$AG$20:$AG$42,0))","v":0},{"$f":"_xlfn.IFS(Y2536=\"\",0,Y2536>0,(2025-Y2536))","v":0},{"$f":"_xlfn.IFS(Z2536=\"Non-Deficient\",\"Non-Deficient\",Z2536=\"Deficient\",\"Deficient\",AB2536=\"Deficient\",\"Deficient\",Z2536=\"Non-Deficient\",\"Non-Deficient\",AB2536=\"Non-Deficient\",\"Non-Deficient\",P2536=\"\",\"None\",AL2536<0,\"Deficient\",AL2536>10,\"Non-Deficient\")","v":"None"},{"$f":"_xlfn.IFS(H2536=\"LOW WATER CROSSING\",\"Non-Functional\",G2536=\"Natural\",\"Functional\",AA2536=\"Functional\",\"Functional\",AC2536=\"Functional\",\"Functional\",AA2536=\"Non-Functional\",\"Non-Functional\",AC2536=\"Non-Functional\",\"Non-Functional\",AA2536=\"Unknown\",\"Unknown\",AC2536=\"Unknown\",\"Unknown\",AA2536=\"\",\"None\")","v":"None"},{"$f":"_xlfn.IFS(X2536=\"Functionality\",\"Low\",W2536=\"No\",\"Low\",Y2536>=2015,\"High\",Y2536>=1920,\"Low\",W2536=\"\",\"None\",W2536=\"Unknown\",\"None\")","v":"None"},{"$f":"_xlfn.IFS(H2536=\"LOW WATER CROSSING\",\"Unknown\",G2536=\"Natural\",\"None\",AM2536<AN2536,\"High\",AC2536=\"Functional\",\"Low\",AC2536=\"Non-Functional\",\"Low\",W2536=\"No\",\"Low\",W2536=\"Unknown\",\"None\",X2536=\"Deficiency\",\"None\",W2536=\"Yes\",\"High\",W2536=\"\",\"None\")","v":"None"},0,0,0,0,{"$f":"_xlfn.CONCAT(LEFT(H2536,3),\"-\")&IF(H2536=\"-\",0,COUNTIF($H$4:H2536,H2536))","v":"-0"},{"$f":"_xlfn.IFS($H2536<=0,\"-\",AS2536=1,_xlfn.CONCAT(\"FUN_NONDEF\",\"-DCON_\",LEFT(AQ2536,1),\"-FCON_\",LEFT(AR2536,1)),AT2536=1,_xlfn.CONCAT(\"FUN_DEF\",\"-DCON_\",LEFT(AQ2536,1),\"-FCON_\",LEFT(AR2536,1)),AU2536=1,_xlfn.CONCAT(\"NONFUN_NONDEF\",\"-DCON_\",LEFT(AQ2536,1),\"-FCON_\",LEFT(AR2536,1)),AV2536=1,_xlfn.CONCAT(\"NONFUN_DEF\",\"-DCON_\",LEFT(AQ2536,1),\"-FCON_\",LEFT(AR2536,1)),AS2536+AT2536+AU2536+AV2536<1,_xlfn.CONCAT(\"-\"))","v":"-"}]
[null,null,null,null,null,null,null,null,null,null,null,null,null,null,null,null,null,null,null,null,null,0,null,null,null,null,null,null,null,null,null,0,0,0,0,"Unknown",{"$f":"_xlfn.IFS(G2542=\"Natural\",0,H2542=\"\",0,H2542=\"COASTAL-CONSTRUCTED\",0,G2542=\"Constructed\",_xlfn.XLOOKUP($H2542,'Data Categories'!$U$4:$U$25,'Data Categories'!$V$4:V$25))","v":0},{"$f":"_xlfn.IFS(AK2542=\"\",0,AJ2542=\"Unknown\",0,AK2542>1,AK2542-AJ2542,AK2542=0,0)","v":0},{"$f":"_xlfn.IFS(Y2542=\"\",0,Y2542>1920,_xlfn.XLOOKUP($H2542,'Data Categories'!$AE$20:$AE$42,'Data Categories'!$AG$20:$AG$42,0))","v":0},{"$f":"_xlfn.IFS(Y2542=\"\",0,Y2542>0,(2025-Y2542))","v":0},{"$f":"_xlfn.IFS(Z2542=\"Non-Deficient\",\"Non-Deficient\",Z2542=\"Deficient\",\"Deficient\",AB2542=\"Deficient\",\"Deficient\",Z2542=\"Non-Deficient\",\"Non-Deficient\",AB2542=\"Non-Deficient\",\"Non-Deficient\",P2542=\"\",\"None\",AL2542<0,\"Deficient\",AL2542>10,\"Non-Deficient\")","v":"None"},{"$f":"_xlfn.IFS(H2542=\"LOW WATER CROSSING\",\"Non-Functional\",G2542=\"Natural\",\"Functional\",AA2542=\"Functional\",\"Functional\",AC2542=\"Functional\",\"Functional\",AA2542=\"Non-Functional\",\"Non-Functional\",AC2542=\"Non-Functional\",\"Non-Functional\",AA2542=\"Unknown\",\"Unknown\",AC2542=\"Unknown\",\"Unknown\",AA2542=\"\",\"None\")","v":"None"},{"$f":"_xlfn.IFS(X2542=\"Functionality\",\"Low\",W2542=\"No\",\"Low\",Y2542>=2015,\"High\",Y2542>=1920,\"Low\",W2542=\"\",\"None\",W2542=\"Unknown\",\"None\")","v":"None"},{"$f":"_xlfn.IFS(H2542=\"LOW WATER CROSSING\",\"Unknown\",G2542=\"Natural\",\"None\",AM2542<AN2542,\"High\",AC2542=\"Functional\",\"Low\",AC2542=\"Non-Functional\",\"Low\",W2542=\"No\",\"Low\",W2542=\"Unknown\",\"None\",X2542=\"Deficiency\",\"None\",W2542=\"Yes\",\"High\",W2542=\"\",\"None\")","v":"None"},0,0,0,0,{"$f":"_xlfn.CONCAT(LEFT(H2542,3),\"-\")&IF(H2542=\"-\",0,COUNTIF($H$4:H2542,H2542))","v":"-0"},{"$f":"_xlfn.IFS($H2542<=0,\"-\",AS2542=1,_xlfn.CONCAT(\"FUN_NONDEF\",\"-DCON_\",LEFT(AQ2542,1),\"-FCON_\",LEFT(AR2542,1)),AT2542=1,_xlfn.CONCAT(\"FUN_DEF\",\"-DCON_\",LEFT(AQ2542,1),\"-FCON_\",LEFT(AR2542,1)),AU2542=1,_xlfn.CONCAT(\"NONFUN_NONDEF\",\"-DCON_\",LEFT(AQ2542,1),\"-FCON_\",LEFT(AR2542,1)),AV2542=1,_xlfn.CONCAT(\"NONFUN_DEF\",\"-DCON_\",LEFT(AQ2542,1),\"-FCON_\",LEFT(AR2542,1)),AS2542+AT2542+AU2542+AV2542<1,_xlfn.CONCAT(\"-\"))","v":"-"}]
[null,null,null,null,null,null,null,null,null,null,null,null,null,null,null,null,null,null,null,null,null,0,null,null,null,null,null,null,null,null,null,0,0,0,0,"Unknown",{"$f":"_xlfn.IFS(G2554=\"Natural\",0,H2554=\"\",0,H2554=\"COASTAL-CONSTRUCTED\",0,G2554=\"Constructed\",_xlfn.XLOOKUP($H2554,'Data Categories'!$U$4:$U$25,'Data Categories'!$V$4:V$25))","v":0},{"$f":"_xlfn.IFS(AK2554=\"\",0,AJ2554=\"Unknown\",0,AK2554>1,AK2554-AJ2554,AK2554=0,0)","v":0},{"$f":"_xlfn.IFS(Y2554=\"\",0,Y2554>1920,_xlfn.XLOOKUP($H2554,'Data Categories'!$AE$20:$AE$42,'Data Categories'!$AG$20:$AG$42,0))","v":0},{"$f":"_xlfn.IFS(Y2554=\"\",0,Y2554>0,(2025-Y2554))","v":0},{"$f":"_xlfn.IFS(Z2554=\"Non-Deficient\",\"Non-Deficient\",Z2554=\"Deficient\",\"Deficient\",AB2554=\"Deficient\",\"Deficient\",Z2554=\"Non-Deficient\",\"Non-Deficient\",AB2554=\"Non-Deficient\",\"Non-Deficient\",P2554=\"\",\"None\",AL2554<0,\"Deficient\",AL2554>10,\"Non-Deficient\")","v":"None"},{"$f":"_xlfn.IFS(H2554=\"LOW WATER CROSSING\",\"Non-Functional\",G2554=\"Natural\",\"Functional\",AA2554=\"Functional\",\"Functional\",AC2554=\"Functional\",\"Functional\",AA2554=\"Non-Functional\",\"Non-Functional\",AC2554=\"Non-Functional\",\"Non-Functional\",AA2554=\"Unknown\",\"Unknown\",AC2554=\"Unknown\",\"Unknown\",AA2554=\"\",\"None\")","v":"None"},{"$f":"_xlfn.IFS(X2554=\"Functionality\",\"Low\",W2554=\"No\",\"Low\",Y2554>=2015,\"High\",Y2554>=1920,\"Low\",W2554=\"\",\"None\",W2554=\"Unknown\",\"None\")","v":"None"},{"$f":"_xlfn.IFS(H2554=\"LOW WATER CROSSING\",\"Unknown\",G2554=\"Natural\",\"None\",AM2554<AN2554,\"High\",AC2554=\"Functional\",\"Low\",AC2554=\"Non-Functional\",\"Low\",W2554=\"No\",\"Low\",W2554=\"Unknown\",\"None\",X2554=\"Deficiency\",\"None\",W2554=\"Yes\",\"High\",W2554=\"\",\"None\")","v":"None"},0,0,0,0,{"$f":"_xlfn.CONCAT(LEFT(H2554,3),\"-\")&IF(H2554=\"-\",0,COUNTIF($H$4:H2554,H2554))","v":"-0"},{"$f":"_xlfn.IFS($H2554<=0,\"-\",AS2554=1,_xlfn.CONCAT(\"FUN_NONDEF\",\"-DCON_\",LEFT(AQ2554,1),\"-FCON_\",LEFT(AR2554,1)),AT2554=1,_xlfn.CONCAT(\"FUN_DEF\",\"-DCON_\",LEFT(AQ2554,1),\"-FCON_\",LEFT(AR2554,1)),AU2554=1,_xlfn.CONCAT(\"NONFUN_NONDEF\",\"-DCON_\",LEFT(AQ2554,1),\"-FCON_\",LEFT(AR2554,1)),AV2554=1,_xlfn.CONCAT(\"NONFUN_DEF\",\"-DCON_\",LEFT(AQ2554,1),\"-FCON_\",LEFT(AR2554,1)),AS2554+AT2554+AU2554+AV2554<1,_xlfn.CONCAT(\"-\"))","v":"-"}]
[null,null,null,null,null,null,null,null,null,null,null,null,null,null,null,null,null,null,null,null,null,0,null,null,null,null,null,null,null,null,null,0,0,0,0,"Unknown",{"$f":"_xlfn.IFS(G2557=\"Natural\",0,H2557=\"\",0,H2557=\"COASTAL-CONSTRUCTED\",0,G2557=\"Constructed\",_xlfn.XLOOKUP($H2557,'Data Categories'!$U$4:$U$25,'Data Categories'!$V$4:V$25))","v":0},{"$f":"_xlfn.IFS(AK2557=\"\",0,AJ2557=\"Unknown\",0,AK2557>1,AK2557-AJ2557,AK2557=0,0)","v":0},{"$f":"_xlfn.IFS(Y2557=\"\",0,Y2557>1920,_xlfn.XLOOKUP($H2557,'Data Categories'!$AE$20:$AE$42,'Data Categories'!$AG$20:$AG$42,0))","v":0},{"$f":"_xlfn.IFS(Y2557=\"\",0,Y2557>0,(2025-Y2557))","v":0},{"$f":"_xlfn.IFS(Z2557=\"Non-Deficient\",\"Non-Deficient\",Z2557=\"Deficient\",\"Deficient\",AB2557=\"Deficient\",\"Deficient\",Z2557=\"Non-Deficient\",\"Non-Deficient\",AB2557=\"Non-Deficient\",\"Non-Deficient\",P2557=\"\",\"None\",AL2557<0,\"Deficient\",AL2557>10,\"Non-Deficient\")","v":"None"},{"$f":"_xlfn.IFS(H2557=\"LOW WATER CROSSING\",\"Non-Functional\",G2557=\"Natural\",\"Functional\",AA2557=\"Functional\",\"Functional\",AC2557=\"Functional\",\"Functional\",AA2557=\"Non-Functional\",\"Non-Functional\",AC2557=\"Non-Functional\",\"Non-Functional\",AA2557=\"Unknown\",\"Unknown\",AC2557=\"Unknown\",\"Unknown\",AA2557=\"\",\"None\")","v":"None"},{"$f":"_xlfn.IFS(X2557=\"Functionality\",\"Low\",W2557=\"No\",\"Low\",Y2557>=2015,\"High\",Y2557>=1920,\"Low\",W2557=\"\",\"None\",W2557=\"Unknown\",\"None\")","v":"None"},{"$f":"_xlfn.IFS(H2557=\"LOW WATER CROSSING\",\"Unknown\",G2557=\"Natural\",\"None\",AM2557<AN2557,\"High\",AC2557=\"Functional\",\"Low\",AC2557=\"Non-Functional\",\"Low\",W2557=\"No\",\"Low\",W2557=\"Unknown\",\"None\",X2557=\"Deficiency\",\"None\",W2557=\"Yes\",\"High\",W2557=\"\",\"None\")","v":"None"},0,0,0,0,{"$f":"_xlfn.CONCAT(LEFT(H2557,3),\"-\")&IF(H2557=\"-\",0,COUNTIF($H$4:H2557,H2557))","v":"-0"},{"$f":"_xlfn.IFS($H2557<=0,\"-\",AS2557=1,_xlfn.CONCAT(\"FUN_NONDEF\",\"-DCON_\",LEFT(AQ2557,1),\"-FCON_\",LEFT(AR2557,1)),AT2557=1,_xlfn.CONCAT(\"FUN_DEF\",\"-DCON_\",LEFT(AQ2557,1),\"-FCON_\",LEFT(AR2557,1)),AU2557=1,_xlfn.CONCAT(\"NONFUN_NONDEF\",\"-DCON_\",LEFT(AQ2557,1),\"-FCON_\",LEFT(AR2557,1)),AV2557=1,_xlfn.CONCAT(\"NONFUN_DEF\",\"-DCON_\",LEFT(AQ2557,1),\"-FCON_\",LEFT(AR2557,1)),AS2557+AT2557+AU2557+AV2557<1,_xlfn.CONCAT(\"-\"))","v":"-"}]
[null,null,null,null,null,null,null,null,null,null,null,null,null,null,null,null,null,null,null,null,null,0,null,null,null,null,null,null,null,null,null,0,0,0,0,"Unknown",{"$f":"_xlfn.IFS(G2573=\"Natural\",0,H2573=\"\",0,H2573=\"COASTAL-CONSTRUCTED\",0,G2573=\"Constructed\",_xlfn.XLOOKUP($H2573,'Data Categories'!$U$4:$U$25,'Data Categories'!$V$4:V$25))","v":0},{"$f":"_xlfn.IFS(AK2573=\"\",0,AJ2573=\"Unknown\",0,AK2573>1,AK2573-AJ2573,AK2573=0,0)","v":0},{"$f":"_xlfn.IFS(Y2573=\"\",0,Y2573>1920,_xlfn.XLOOKUP($H2573,'Data Categories'!$AE$20:$AE$42,'Data Categories'!$AG$20:$AG$42,0))","v":0},{"$f":"_xlfn.IFS(Y2573=\"\",0,Y2573>0,(2025-Y2573))","v":0},{"$f":"_xlfn.IFS(Z2573=\"Non-Deficient\",\"Non-Deficient\",Z2573=\"Deficient\",\"Deficient\",AB2573=\"Deficient\",\"Deficient\",Z2573=\"Non-Deficient\",\"Non-Deficient\",AB2573=\"Non-Deficient\",\"Non-Deficient\",P2573=\"\",\"None\",AL2573<0,\"Deficient\",AL2573>10,\"Non-Deficient\")","v":"None"},{"$f":"_xlfn.IFS(H2573=\"LOW WATER CROSSING\",\"Non-Functional\",G2573=\"Natural\",\"Functional\",AA2573=\"Functional\",\"Functional\",AC2573=\"Functional\",\"Functional\",AA2573=\"Non-Functional\",\"Non-Functional\",AC2573=\"Non-Functional\",\"Non-Functional\",AA2573=\"Unknown\",\"Unknown\",AC2573=\"Unknown\",\"Unknown\",AA2573=\"\",\"None\")","v":"None"},{"$f":"_xlfn.IFS(X2573=\"Functionality\",\"Low\",W2573=\"No\",\"Low\",Y2573>=2015,\"High\",Y2573>=1920,\"Low\",W2573=\"\",\"None\",W2573=\"Unknown\",\"None\")","v":"None"},{"$f":"_xlfn.IFS(H2573=\"LOW WATER CROSSING\",\"Unknown\",G2573=\"Natural\",\"None\",AM2573<AN2573,\"High\",AC2573=\"Functional\",\"Low\",AC2573=\"Non-Functional\",\"Low\",W2573=\"No\",\"Low\",W2573=\"Unknown\",\"None\",X2573=\"Deficiency\",\"None\",W2573=\"Yes\",\"High\",W2573=\"\",\"None\")","v":"None"},0,0,0,0,{"$f":"_xlfn.CONCAT(LEFT(H2573,3),\"-\")&IF(H2573=\"-\",0,COUNTIF($H$4:H2573,H2573))","v":"-0"},{"$f":"_xlfn.IFS($H2573<=0,\"-\",AS2573=1,_xlfn.CONCAT(\"FUN_NONDEF\",\"-DCON_\",LEFT(AQ2573,1),\"-FCON_\",LEFT(AR2573,1)),AT2573=1,_xlfn.CONCAT(\"FUN_DEF\",\"-DCON_\",LEFT(AQ2573,1),\"-FCON_\",LEFT(AR2573,1)),AU2573=1,_xlfn.CONCAT(\"NONFUN_NONDEF\",\"-DCON_\",LEFT(AQ2573,1),\"-FCON_\",LEFT(AR2573,1)),AV2573=1,_xlfn.CONCAT(\"NONFUN_DEF\",\"-DCON_\",LEFT(AQ2573,1),\"-FCON_\",LEFT(AR2573,1)),AS2573+AT2573+AU2573+AV2573<1,_xlfn.CONCAT(\"-\"))","v":"-"}]
[null,null,null,null,null,null,null,null,null,null,null,null,null,null,null,null,null,null,null,null,null,0,null,null,null,null,null,null,null,null,null,0,0,0,0,"Unknown",{"$f":"_xlfn.IFS(G2581=\"Natural\",0,H2581=\"\",0,H2581=\"COASTAL-CONSTRUCTED\",0,G2581=\"Constructed\",_xlfn.XLOOKUP($H2581,'Data Categories'!$U$4:$U$25,'Data Categories'!$V$4:V$25))","v":0},{"$f":"_xlfn.IFS(AK2581=\"\",0,AJ2581=\"Unknown\",0,AK2581>1,AK2581-AJ2581,AK2581=0,0)","v":0},{"$f":"_xlfn.IFS(Y2581=\"\",0,Y2581>1920,_xlfn.XLOOKUP($H2581,'Data Categories'!$AE$20:$AE$42,'Data Categories'!$AG$20:$AG$42,0))","v":0},{"$f":"_xlfn.IFS(Y2581=\"\",0,Y2581>0,(2025-Y2581))","v":0},{"$f":"_xlfn.IFS(Z2581=\"Non-Deficient\",\"Non-Deficient\",Z2581=\"Deficient\",\"Deficient\",AB2581=\"Deficient\",\"Deficient\",Z2581=\"Non-Deficient\",\"Non-Deficient\",AB2581=\"Non-Deficient\",\"Non-Deficient\",P2581=\"\",\"None\",AL2581<0,\"Deficient\",AL2581>10,\"Non-Deficient\")","v":"None"},{"$f":"_xlfn.IFS(H2581=\"LOW WATER CROSSING\",\"Non-Functional\",G2581=\"Natural\",\"Functional\",AA2581=\"Functional\",\"Functional\",AC2581=\"Functional\",\"Functional\",AA2581=\"Non-Functional\",\"Non-Functional\",AC2581=\"Non-Functional\",\"Non-Functional\",AA2581=\"Unknown\",\"Unknown\",AC2581=\"Unknown\",\"Unknown\",AA2581=\"\",\"None\")","v":"None"},{"$f":"_xlfn.IFS(X2581=\"Functionality\",\"Low\",W2581=\"No\",\"Low\",Y2581>=2015,\"High\",Y2581>=1920,\"Low\",W2581=\"\",\"None\",W2581=\"Unknown\",\"None\")","v":"None"},{"$f":"_xlfn.IFS(H2581=\"LOW WATER CROSSING\",\"Unknown\",G2581=\"Natural\",\"None\",AM2581<AN2581,\"High\",AC2581=\"Functional\",\"Low\",AC2581=\"Non-Functional\",\"Low\",W2581=\"No\",\"Low\",W2581=\"Unknown\",\"None\",X2581=\"Deficiency\",\"None\",W2581=\"Yes\",\"High\",W2581=\"\",\"None\")","v":"None"},0,0,0,0,{"$f":"_xlfn.CONCAT(LEFT(H2581,3),\"-\")&IF(H2581=\"-\",0,COUNTIF($H$4:H2581,H2581))","v":"-0"},{"$f":"_xlfn.IFS($H2581<=0,\"-\",AS2581=1,_xlfn.CONCAT(\"FUN_NONDEF\",\"-DCON_\",LEFT(AQ2581,1),\"-FCON_\",LEFT(AR2581,1)),AT2581=1,_xlfn.CONCAT(\"FUN_DEF\",\"-DCON_\",LEFT(AQ2581,1),\"-FCON_\",LEFT(AR2581,1)),AU2581=1,_xlfn.CONCAT(\"NONFUN_NONDEF\",\"-DCON_\",LEFT(AQ2581,1),\"-FCON_\",LEFT(AR2581,1)),AV2581=1,_xlfn.CONCAT(\"NONFUN_DEF\",\"-DCON_\",LEFT(AQ2581,1),\"-FCON_\",LEFT(AR2581,1)),AS2581+AT2581+AU2581+AV2581<1,_xlfn.CONCAT(\"-\"))","v":"-"}]
[null,null,null,null,null,null,null,null,null,null,null,null,null,null,null,null,null,null,null,null,null,0,null,null,null,null,null,null,null,null,null,0,0,0,0,"Unknown",{"$f":"_xlfn.IFS(G2587=\"Natural\",0,H2587=\"\",0,H2587=\"COASTAL-CONSTRUCTED\",0,G2587=\"Constructed\",_xlfn.XLOOKUP($H2587,'Data Categories'!$U$4:$U$25,'Data Categories'!$V$4:V$25))","v":0},{"$f":"_xlfn.IFS(AK2587=\"\",0,AJ2587=\"Unknown\",0,AK2587>1,AK2587-AJ2587,AK2587=0,0)","v":0},{"$f":"_xlfn.IFS(Y2587=\"\",0,Y2587>1920,_xlfn.XLOOKUP($H2587,'Data Categories'!$AE$20:$AE$42,'Data Categories'!$AG$20:$AG$42,0))","v":0},{"$f":"_xlfn.IFS(Y2587=\"\",0,Y2587>0,(2025-Y2587))","v":0},{"$f":"_xlfn.IFS(Z2587=\"Non-Deficient\",\"Non-Deficient\",Z2587=\"Deficient\",\"Deficient\",AB2587=\"Deficient\",\"Deficient\",Z2587=\"Non-Deficient\",\"Non-Deficient\",AB2587=\"Non-Deficient\",\"Non-Deficient\",P2587=\"\",\"None\",AL2587<0,\"Deficient\",AL2587>10,\"Non-Deficient\")","v":"None"},{"$f":"_xlfn.IFS(H2587=\"LOW WATER CROSSING\",\"Non-Functional\",G2587=\"Natural\",\"Functional\",AA2587=\"Functional\",\"Functional\",AC2587=\"Functional\",\"Functional\",AA2587=\"Non-Functional\",\"Non-Functional\",AC2587=\"Non-Functional\",\"Non-Functional\",AA2587=\"Unknown\",\"Unknown\",AC2587=\"Unknown\",\"Unknown\",AA2587=\"\",\"None\")","v":"None"},{"$f":"_xlfn.IFS(X2587=\"Functionality\",\"Low\",W2587=\"No\",\"Low\",Y2587>=2015,\"High\",Y2587>=1920,\"Low\",W2587=\"\",\"None\",W2587=\"Unknown\",\"None\")","v":"None"},{"$f":"_xlfn.IFS(H2587=\"LOW WATER CROSSING\",\"Unknown\",G2587=\"Natural\",\"None\",AM2587<AN2587,\"High\",AC2587=\"Functional\",\"Low\",AC2587=\"Non-Functional\",\"Low\",W2587=\"No\",\"Low\",W2587=\"Unknown\",\"None\",X2587=\"Deficiency\",\"None\",W2587=\"Yes\",\"High\",W2587=\"\",\"None\")","v":"None"},0,0,0,0,{"$f":"_xlfn.CONCAT(LEFT(H2587,3),\"-\")&IF(H2587=\"-\",0,COUNTIF($H$4:H2587,H2587))","v":"-0"},{"$f":"_xlfn.IFS($H2587<=0,\"-\",AS2587=1,_xlfn.CONCAT(\"FUN_NONDEF\",\"-DCON_\",LEFT(AQ2587,1),\"-FCON_\",LEFT(AR2587,1)),AT2587=1,_xlfn.CONCAT(\"FUN_DEF\",\"-DCON_\",LEFT(AQ2587,1),\"-FCON_\",LEFT(AR2587,1)),AU2587=1,_xlfn.CONCAT(\"NONFUN_NONDEF\",\"-DCON_\",LEFT(AQ2587,1),\"-FCON_\",LEFT(AR2587,1)),AV2587=1,_xlfn.CONCAT(\"NONFUN_DEF\",\"-DCON_\",LEFT(AQ2587,1),\"-FCON_\",LEFT(AR2587,1)),AS2587+AT2587+AU2587+AV2587<1,_xlfn.CONCAT(\"-\"))","v":"-"}]
[null,null,null,null,null,null,null,null,null,null,null,null,null,null,null,null,null,null,null,null,null,0,null,null,null,null,null,null,null,null,null,0,0,0,0,"Unknown",{"$f":"_xlfn.IFS(G2594=\"Natural\",0,H2594=\"\",0,H2594=\"COASTAL-CONSTRUCTED\",0,G2594=\"Constructed\",_xlfn.XLOOKUP($H2594,'Data Categories'!$U$4:$U$25,'Data Categories'!$V$4:V$25))","v":0},{"$f":"_xlfn.IFS(AK2594=\"\",0,AJ2594=\"Unknown\",0,AK2594>1,AK2594-AJ2594,AK2594=0,0)","v":0},{"$f":"_xlfn.IFS(Y2594=\"\",0,Y2594>1920,_xlfn.XLOOKUP($H2594,'Data Categories'!$AE$20:$AE$42,'Data Categories'!$AG$20:$AG$42,0))","v":0},{"$f":"_xlfn.IFS(Y2594=\"\",0,Y2594>0,(2025-Y2594))","v":0},{"$f":"_xlfn.IFS(Z2594=\"Non-Deficient\",\"Non-Deficient\",Z2594=\"Deficient\",\"Deficient\",AB2594=\"Deficient\",\"Deficient\",Z2594=\"Non-Deficient\",\"Non-Deficient\",AB2594=\"Non-Deficient\",\"Non-Deficient\",P2594=\"\",\"None\",AL2594<0,\"Deficient\",AL2594>10,\"Non-Deficient\")","v":"None"},{"$f":"_xlfn.IFS(H2594=\"LOW WATER CROSSING\",\"Non-Functional\",G2594=\"Natural\",\"Functional\",AA2594=\"Functional\",\"Functional\",AC2594=\"Functional\",\"Functional\",AA2594=\"Non-Functional\",\"Non-Functional\",AC2594=\"Non-Functional\",\"Non-Functional\",AA2594=\"Unknown\",\"Unknown\",AC2594=\"Unknown\",\"Unknown\",AA2594=\"\",\"None\")","v":"None"},{"$f":"_xlfn.IFS(X2594=\"Functionality\",\"Low\",W2594=\"No\",\"Low\",Y2594>=2015,\"High\",Y2594>=1920,\"Low\",W2594=\"\",\"None\",W2594=\"Unknown\",\"None\")","v":"None"},{"$f":"_xlfn.IFS(H2594=\"LOW WATER CROSSING\",\"Unknown\",G2594=\"Natural\",\"None\",AM2594<AN2594,\"High\",AC2594=\"Functional\",\"Low\",AC2594=\"Non-Functional\",\"Low\",W2594=\"No\",\"Low\",W2594=\"Unknown\",\"None\",X2594=\"Deficiency\",\"None\",W2594=\"Yes\",\"High\",W2594=\"\",\"None\")","v":"None"},0,0,0,0,{"$f":"_xlfn.CONCAT(LEFT(H2594,3),\"-\")&IF(H2594=\"-\",0,COUNTIF($H$4:H2594,H2594))","v":"-0"},{"$f":"_xlfn.IFS($H2594<=0,\"-\",AS2594=1,_xlfn.CONCAT(\"FUN_NONDEF\",\"-DCON_\",LEFT(AQ2594,1),\"-FCON_\",LEFT(AR2594,1)),AT2594=1,_xlfn.CONCAT(\"FUN_DEF\",\"-DCON_\",LEFT(AQ2594,1),\"-FCON_\",LEFT(AR2594,1)),AU2594=1,_xlfn.CONCAT(\"NONFUN_NONDEF\",\"-DCON_\",LEFT(AQ2594,1),\"-FCON_\",LEFT(AR2594,1)),AV2594=1,_xlfn.CONCAT(\"NONFUN_DEF\",\"-DCON_\",LEFT(AQ2594,1),\"-FCON_\",LEFT(AR2594,1)),AS2594+AT2594+AU2594+AV2594<1,_xlfn.CONCAT(\"-\"))","v":"-"}]
[null,null,null,null,null,null,null,null,null,null,null,null,null,null,null,null,null,null,null,null,null,0,null,null,null,null,null,null,null,null,null,0,0,0,0,"Unknown",{"$f":"_xlfn.IFS(G2606=\"Natural\",0,H2606=\"\",0,H2606=\"COASTAL-CONSTRUCTED\",0,G2606=\"Constructed\",_xlfn.XLOOKUP($H2606,'Data Categories'!$U$4:$U$25,'Data Categories'!$V$4:V$25))","v":0},{"$f":"_xlfn.IFS(AK2606=\"\",0,AJ2606=\"Unknown\",0,AK2606>1,AK2606-AJ2606,AK2606=0,0)","v":0},{"$f":"_xlfn.IFS(Y2606=\"\",0,Y2606>1920,_xlfn.XLOOKUP($H2606,'Data Categories'!$AE$20:$AE$42,'Data Categories'!$AG$20:$AG$42,0))","v":0},{"$f":"_xlfn.IFS(Y2606=\"\",0,Y2606>0,(2025-Y2606))","v":0},{"$f":"_xlfn.IFS(Z2606=\"Non-Deficient\",\"Non-Deficient\",Z2606=\"Deficient\",\"Deficient\",AB2606=\"Deficient\",\"Deficient\",Z2606=\"Non-Deficient\",\"Non-Deficient\",AB2606=\"Non-Deficient\",\"Non-Deficient\",P2606=\"\",\"None\",AL2606<0,\"Deficient\",AL2606>10,\"Non-Deficient\")","v":"None"},{"$f":"_xlfn.IFS(H2606=\"LOW WATER CROSSING\",\"Non-Functional\",G2606=\"Natural\",\"Functional\",AA2606=\"Functional\",\"Functional\",AC2606=\"Functional\",\"Functional\",AA2606=\"Non-Functional\",\"Non-Functional\",AC2606=\"Non-Functional\",\"Non-Functional\",AA2606=\"Unknown\",\"Unknown\",AC2606=\"Unknown\",\"Unknown\",AA2606=\"\",\"None\")","v":"None"},{"$f":"_xlfn.IFS(X2606=\"Functionality\",\"Low\",W2606=\"No\",\"Low\",Y2606>=2015,\"High\",Y2606>=1920,\"Low\",W2606=\"\",\"None\",W2606=\"Unknown\",\"None\")","v":"None"},{"$f":"_xlfn.IFS(H2606=\"LOW WATER CROSSING\",\"Unknown\",G2606=\"Natural\",\"None\",AM2606<AN2606,\"High\",AC2606=\"Functional\",\"Low\",AC2606=\"Non-Functional\",\"Low\",W2606=\"No\",\"Low\",W2606=\"Unknown\",\"None\",X2606=\"Deficiency\",\"None\",W2606=\"Yes\",\"High\",W2606=\"\",\"None\")","v":"None"},0,0,0,0,{"$f":"_xlfn.CONCAT(LEFT(H2606,3),\"-\")&IF(H2606=\"-\",0,COUNTIF($H$4:H2606,H2606))","v":"-0"},{"$f":"_xlfn.IFS($H2606<=0,\"-\",AS2606=1,_xlfn.CONCAT(\"FUN_NONDEF\",\"-DCON_\",LEFT(AQ2606,1),\"-FCON_\",LEFT(AR2606,1)),AT2606=1,_xlfn.CONCAT(\"FUN_DEF\",\"-DCON_\",LEFT(AQ2606,1),\"-FCON_\",LEFT(AR2606,1)),AU2606=1,_xlfn.CONCAT(\"NONFUN_NONDEF\",\"-DCON_\",LEFT(AQ2606,1),\"-FCON_\",LEFT(AR2606,1)),AV2606=1,_xlfn.CONCAT(\"NONFUN_DEF\",\"-DCON_\",LEFT(AQ2606,1),\"-FCON_\",LEFT(AR2606,1)),AS2606+AT2606+AU2606+AV2606<1,_xlfn.CONCAT(\"-\"))","v":"-"}]
[null,null,null,null,null,null,null,null,null,null,null,null,null,null,null,null,null,null,null,null,null,0,null,null,null,null,null,null,null,null,null,0,0,0,0,"Unknown",{"$f":"_xlfn.IFS(G2612=\"Natural\",0,H2612=\"\",0,H2612=\"COASTAL-CONSTRUCTED\",0,G2612=\"Constructed\",_xlfn.XLOOKUP($H2612,'Data Categories'!$U$4:$U$25,'Data Categories'!$V$4:V$25))","v":0},{"$f":"_xlfn.IFS(AK2612=\"\",0,AJ2612=\"Unknown\",0,AK2612>1,AK2612-AJ2612,AK2612=0,0)","v":0},{"$f":"_xlfn.IFS(Y2612=\"\",0,Y2612>1920,_xlfn.XLOOKUP($H2612,'Data Categories'!$AE$20:$AE$42,'Data Categories'!$AG$20:$AG$42,0))","v":0},{"$f":"_xlfn.IFS(Y2612=\"\",0,Y2612>0,(2025-Y2612))","v":0},{"$f":"_xlfn.IFS(Z2612=\"Non-Deficient\",\"Non-Deficient\",Z2612=\"Deficient\",\"Deficient\",AB2612=\"Deficient\",\"Deficient\",Z2612=\"Non-Deficient\",\"Non-Deficient\",AB2612=\"Non-Deficient\",\"Non-Deficient\",P2612=\"\",\"None\",AL2612<0,\"Deficient\",AL2612>10,\"Non-Deficient\")","v":"None"},{"$f":"_xlfn.IFS(H2612=\"LOW WATER CROSSING\",\"Non-Functional\",G2612=\"Natural\",\"Functional\",AA2612=\"Functional\",\"Functional\",AC2612=\"Functional\",\"Functional\",AA2612=\"Non-Functional\",\"Non-Functional\",AC2612=\"Non-Functional\",\"Non-Functional\",AA2612=\"Unknown\",\"Unknown\",AC2612=\"Unknown\",\"Unknown\",AA2612=\"\",\"None\")","v":"None"},{"$f":"_xlfn.IFS(X2612=\"Functionality\",\"Low\",W2612=\"No\",\"Low\",Y2612>=2015,\"High\",Y2612>=1920,\"Low\",W2612=\"\",\"None\",W2612=\"Unknown\",\"None\")","v":"None"},{"$f":"_xlfn.IFS(H2612=\"LOW WATER CROSSING\",\"Unknown\",G2612=\"Natural\",\"None\",AM2612<AN2612,\"High\",AC2612=\"Functional\",\"Low\",AC2612=\"Non-Functional\",\"Low\",W2612=\"No\",\"Low\",W2612=\"Unknown\",\"None\",X2612=\"Deficiency\",\"None\",W2612=\"Yes\",\"High\",W2612=\"\",\"None\")","v":"None"},0,0,0,0,{"$f":"_xlfn.CONCAT(LEFT(H2612,3),\"-\")&IF(H2612=\"-\",0,COUNTIF($H$4:H2612,H2612))","v":"-0"},{"$f":"_xlfn.IFS($H2612<=0,\"-\",AS2612=1,_xlfn.CONCAT(\"FUN_NONDEF\",\"-DCON_\",LEFT(AQ2612,1),\"-FCON_\",LEFT(AR2612,1)),AT2612=1,_xlfn.CONCAT(\"FUN_DEF\",\"-DCON_\",LEFT(AQ2612,1),\"-FCON_\",LEFT(AR2612,1)),AU2612=1,_xlfn.CONCAT(\"NONFUN_NONDEF\",\"-DCON_\",LEFT(AQ2612,1),\"-FCON_\",LEFT(AR2612,1)),AV2612=1,_xlfn.CONCAT(\"NONFUN_DEF\",\"-DCON_\",LEFT(AQ2612,1),\"-FCON_\",LEFT(AR2612,1)),AS2612+AT2612+AU2612+AV2612<1,_xlfn.CONCAT(\"-\"))","v":"-"}]
[null,null,null,null,null,null,null,null,null,null,null,null,null,null,null,null,null,null,null,null,null,0,null,null,null,null,null,null,null,null,null,0,0,0,0,"Unknown",{"$f":"_xlfn.IFS(G2624=\"Natural\",0,H2624=\"\",0,H2624=\"COASTAL-CONSTRUCTED\",0,G2624=\"Constructed\",_xlfn.XLOOKUP($H2624,'Data Categories'!$U$4:$U$25,'Data Categories'!$V$4:V$25))","v":0},{"$f":"_xlfn.IFS(AK2624=\"\",0,AJ2624=\"Unknown\",0,AK2624>1,AK2624-AJ2624,AK2624=0,0)","v":0},{"$f":"_xlfn.IFS(Y2624=\"\",0,Y2624>1920,_xlfn.XLOOKUP($H2624,'Data Categories'!$AE$20:$AE$42,'Data Categories'!$AG$20:$AG$42,0))","v":0},{"$f":"_xlfn.IFS(Y2624=\"\",0,Y2624>0,(2025-Y2624))","v":0},{"$f":"_xlfn.IFS(Z2624=\"Non-Deficient\",\"Non-Deficient\",Z2624=\"Deficient\",\"Deficient\",AB2624=\"Deficient\",\"Deficient\",Z2624=\"Non-Deficient\",\"Non-Deficient\",AB2624=\"Non-Deficient\",\"Non-Deficient\",P2624=\"\",\"None\",AL2624<0,\"Deficient\",AL2624>10,\"Non-Deficient\")","v":"None"},{"$f":"_xlfn.IFS(H2624=\"LOW WATER CROSSING\",\"Non-Functional\",G2624=\"Natural\",\"Functional\",AA2624=\"Functional\",\"Functional\",AC2624=\"Functional\",\"Functional\",AA2624=\"Non-Functional\",\"Non-Functional\",AC2624=\"Non-Functional\",\"Non-Functional\",AA2624=\"Unknown\",\"Unknown\",AC2624=\"Unknown\",\"Unknown\",AA2624=\"\",\"None\")","v":"None"},{"$f":"_xlfn.IFS(X2624=\"Functionality\",\"Low\",W2624=\"No\",\"Low\",Y2624>=2015,\"High\",Y2624>=1920,\"Low\",W2624=\"\",\"None\",W2624=\"Unknown\",\"None\")","v":"None"},{"$f":"_xlfn.IFS(H2624=\"LOW WATER CROSSING\",\"Unknown\",G2624=\"Natural\",\"None\",AM2624<AN2624,\"High\",AC2624=\"Functional\",\"Low\",AC2624=\"Non-Functional\",\"Low\",W2624=\"No\",\"Low\",W2624=\"Unknown\",\"None\",X2624=\"Deficiency\",\"None\",W2624=\"Yes\",\"High\",W2624=\"\",\"None\")","v":"None"},0,0,0,0,{"$f":"_xlfn.CONCAT(LEFT(H2624,3),\"-\")&IF(H2624=\"-\",0,COUNTIF($H$4:H2624,H2624))","v":"-0"},{"$f":"_xlfn.IFS($H2624<=0,\"-\",AS2624=1,_xlfn.CONCAT(\"FUN_NONDEF\",\"-DCON_\",LEFT(AQ2624,1),\"-FCON_\",LEFT(AR2624,1)),AT2624=1,_xlfn.CONCAT(\"FUN_DEF\",\"-DCON_\",LEFT(AQ2624,1),\"-FCON_\",LEFT(AR2624,1)),AU2624=1,_xlfn.CONCAT(\"NONFUN_NONDEF\",\"-DCON_\",LEFT(AQ2624,1),\"-FCON_\",LEFT(AR2624,1)),AV2624=1,_xlfn.CONCAT(\"NONFUN_DEF\",\"-DCON_\",LEFT(AQ2624,1),\"-FCON_\",LEFT(AR2624,1)),AS2624+AT2624+AU2624+AV2624<1,_xlfn.CONCAT(\"-\"))","v":"-"}]
[null,null,null,null,null,null,null,null,null,null,null,null,null,null,null,null,null,null,null,null,null,0,null,null,null,null,null,null,null,null,null,0,0,0,0,"Unknown",{"$f":"_xlfn.IFS(G2627=\"Natural\",0,H2627=\"\",0,H2627=\"COASTAL-CONSTRUCTED\",0,G2627=\"Constructed\",_xlfn.XLOOKUP($H2627,'Data Categories'!$U$4:$U$25,'Data Categories'!$V$4:V$25))","v":0},{"$f":"_xlfn.IFS(AK2627=\"\",0,AJ2627=\"Unknown\",0,AK2627>1,AK2627-AJ2627,AK2627=0,0)","v":0},{"$f":"_xlfn.IFS(Y2627=\"\",0,Y2627>1920,_xlfn.XLOOKUP($H2627,'Data Categories'!$AE$20:$AE$42,'Data Categories'!$AG$20:$AG$42,0))","v":0},{"$f":"_xlfn.IFS(Y2627=\"\",0,Y2627>0,(2025-Y2627))","v":0},{"$f":"_xlfn.IFS(Z2627=\"Non-Deficient\",\"Non-Deficient\",Z2627=\"Deficient\",\"Deficient\",AB2627=\"Deficient\",\"Deficient\",Z2627=\"Non-Deficient\",\"Non-Deficient\",AB2627=\"Non-Deficient\",\"Non-Deficient\",P2627=\"\",\"None\",AL2627<0,\"Deficient\",AL2627>10,\"Non-Deficient\")","v":"None"},{"$f":"_xlfn.IFS(H2627=\"LOW WATER CROSSING\",\"Non-Functional\",G2627=\"Natural\",\"Functional\",AA2627=\"Functional\",\"Functional\",AC2627=\"Functional\",\"Functional\",AA2627=\"Non-Functional\",\"Non-Functional\",AC2627=\"Non-Functional\",\"Non-Functional\",AA2627=\"Unknown\",\"Unknown\",AC2627=\"Unknown\",\"Unknown\",AA2627=\"\",\"None\")","v":"None"},{"$f":"_xlfn.IFS(X2627=\"Functionality\",\"Low\",W2627=\"No\",\"Low\",Y2627>=2015,\"High\",Y2627>=1920,\"Low\",W2627=\"\",\"None\",W2627=\"Unknown\",\"None\")","v":"None"},{"$f":"_xlfn.IFS(H2627=\"LOW WATER CROSSING\",\"Unknown\",G2627=\"Natural\",\"None\",AM2627<AN2627,\"High\",AC2627=\"Functional\",\"Low\",AC2627=\"Non-Functional\",\"Low\",W2627=\"No\",\"Low\",W2627=\"Unknown\",\"None\",X2627=\"Deficiency\",\"None\",W2627=\"Yes\",\"High\",W2627=\"\",\"None\")","v":"None"},0,0,0,0,{"$f":"_xlfn.CONCAT(LEFT(H2627,3),\"-\")&IF(H2627=\"-\",0,COUNTIF($H$4:H2627,H2627))","v":"-0"},{"$f":"_xlfn.IFS($H2627<=0,\"-\",AS2627=1,_xlfn.CONCAT(\"FUN_NONDEF\",\"-DCON_\",LEFT(AQ2627,1),\"-FCON_\",LEFT(AR2627,1)),AT2627=1,_xlfn.CONCAT(\"FUN_DEF\",\"-DCON_\",LEFT(AQ2627,1),\"-FCON_\",LEFT(AR2627,1)),AU2627=1,_xlfn.CONCAT(\"NONFUN_NONDEF\",\"-DCON_\",LEFT(AQ2627,1),\"-FCON_\",LEFT(AR2627,1)),AV2627=1,_xlfn.CONCAT(\"NONFUN_DEF\",\"-DCON_\",LEFT(AQ2627,1),\"-FCON_\",LEFT(AR2627,1)),AS2627+AT2627+AU2627+AV2627<1,_xlfn.CONCAT(\"-\"))","v":"-"}]
[null,null,null,null,null,null,null,null,null,null,null,null,null,null,null,null,null,null,null,null,null,0,null,null,null,null,null,null,null,null,null,0,0,0,0,"Unknown",{"$f":"_xlfn.IFS(G2643=\"Natural\",0,H2643=\"\",0,H2643=\"COASTAL-CONSTRUCTED\",0,G2643=\"Constructed\",_xlfn.XLOOKUP($H2643,'Data Categories'!$U$4:$U$25,'Data Categories'!$V$4:V$25))","v":0},{"$f":"_xlfn.IFS(AK2643=\"\",0,AJ2643=\"Unknown\",0,AK2643>1,AK2643-AJ2643,AK2643=0,0)","v":0},{"$f":"_xlfn.IFS(Y2643=\"\",0,Y2643>1920,_xlfn.XLOOKUP($H2643,'Data Categories'!$AE$20:$AE$42,'Data Categories'!$AG$20:$AG$42,0))","v":0},{"$f":"_xlfn.IFS(Y2643=\"\",0,Y2643>0,(2025-Y2643))","v":0},{"$f":"_xlfn.IFS(Z2643=\"Non-Deficient\",\"Non-Deficient\",Z2643=\"Deficient\",\"Deficient\",AB2643=\"Deficient\",\"Deficient\",Z2643=\"Non-Deficient\",\"Non-Deficient\",AB2643=\"Non-Deficient\",\"Non-Deficient\",P2643=\"\",\"None\",AL2643<0,\"Deficient\",AL2643>10,\"Non-Deficient\")","v":"None"},{"$f":"_xlfn.IFS(H2643=\"LOW WATER CROSSING\",\"Non-Functional\",G2643=\"Natural\",\"Functional\",AA2643=\"Functional\",\"Functional\",AC2643=\"Functional\",\"Functional\",AA2643=\"Non-Functional\",\"Non-Functional\",AC2643=\"Non-Functional\",\"Non-Functional\",AA2643=\"Unknown\",\"Unknown\",AC2643=\"Unknown\",\"Unknown\",AA2643=\"\",\"None\")","v":"None"},{"$f":"_xlfn.IFS(X2643=\"Functionality\",\"Low\",W2643=\"No\",\"Low\",Y2643>=2015,\"High\",Y2643>=1920,\"Low\",W2643=\"\",\"None\",W2643=\"Unknown\",\"None\")","v":"None"},{"$f":"_xlfn.IFS(H2643=\"LOW WATER CROSSING\",\"Unknown\",G2643=\"Natural\",\"None\",AM2643<AN2643,\"High\",AC2643=\"Functional\",\"Low\",AC2643=\"Non-Functional\",\"Low\",W2643=\"No\",\"Low\",W2643=\"Unknown\",\"None\",X2643=\"Deficiency\",\"None\",W2643=\"Yes\",\"High\",W2643=\"\",\"None\")","v":"None"},0,0,0,0,{"$f":"_xlfn.CONCAT(LEFT(H2643,3),\"-\")&IF(H2643=\"-\",0,COUNTIF($H$4:H2643,H2643))","v":"-0"},{"$f":"_xlfn.IFS($H2643<=0,\"-\",AS2643=1,_xlfn.CONCAT(\"FUN_NONDEF\",\"-DCON_\",LEFT(AQ2643,1),\"-FCON_\",LEFT(AR2643,1)),AT2643=1,_xlfn.CONCAT(\"FUN_DEF\",\"-DCON_\",LEFT(AQ2643,1),\"-FCON_\",LEFT(AR2643,1)),AU2643=1,_xlfn.CONCAT(\"NONFUN_NONDEF\",\"-DCON_\",LEFT(AQ2643,1),\"-FCON_\",LEFT(AR2643,1)),AV2643=1,_xlfn.CONCAT(\"NONFUN_DEF\",\"-DCON_\",LEFT(AQ2643,1),\"-FCON_\",LEFT(AR2643,1)),AS2643+AT2643+AU2643+AV2643<1,_xlfn.CONCAT(\"-\"))","v":"-"}]
[null,null,null,null,null,null,null,null,null,null,null,null,null,null,null,null,null,null,null,null,null,0,null,null,null,null,null,null,null,null,null,0,0,0,0,"Unknown",{"$f":"_xlfn.IFS(G2651=\"Natural\",0,H2651=\"\",0,H2651=\"COASTAL-CONSTRUCTED\",0,G2651=\"Constructed\",_xlfn.XLOOKUP($H2651,'Data Categories'!$U$4:$U$25,'Data Categories'!$V$4:V$25))","v":0},{"$f":"_xlfn.IFS(AK2651=\"\",0,AJ2651=\"Unknown\",0,AK2651>1,AK2651-AJ2651,AK2651=0,0)","v":0},{"$f":"_xlfn.IFS(Y2651=\"\",0,Y2651>1920,_xlfn.XLOOKUP($H2651,'Data Categories'!$AE$20:$AE$42,'Data Categories'!$AG$20:$AG$42,0))","v":0},{"$f":"_xlfn.IFS(Y2651=\"\",0,Y2651>0,(2025-Y2651))","v":0},{"$f":"_xlfn.IFS(Z2651=\"Non-Deficient\",\"Non-Deficient\",Z2651=\"Deficient\",\"Deficient\",AB2651=\"Deficient\",\"Deficient\",Z2651=\"Non-Deficient\",\"Non-Deficient\",AB2651=\"Non-Deficient\",\"Non-Deficient\",P2651=\"\",\"None\",AL2651<0,\"Deficient\",AL2651>10,\"Non-Deficient\")","v":"None"},{"$f":"_xlfn.IFS(H2651=\"LOW WATER CROSSING\",\"Non-Functional\",G2651=\"Natural\",\"Functional\",AA2651=\"Functional\",\"Functional\",AC2651=\"Functional\",\"Functional\",AA2651=\"Non-Functional\",\"Non-Functional\",AC2651=\"Non-Functional\",\"Non-Functional\",AA2651=\"Unknown\",\"Unknown\",AC2651=\"Unknown\",\"Unknown\",AA2651=\"\",\"None\")","v":"None"},{"$f":"_xlfn.IFS(X2651=\"Functionality\",\"Low\",W2651=\"No\",\"Low\",Y2651>=2015,\"High\",Y2651>=1920,\"Low\",W2651=\"\",\"None\",W2651=\"Unknown\",\"None\")","v":"None"},{"$f":"_xlfn.IFS(H2651=\"LOW WATER CROSSING\",\"Unknown\",G2651=\"Natural\",\"None\",AM2651<AN2651,\"High\",AC2651=\"Functional\",\"Low\",AC2651=\"Non-Functional\",\"Low\",W2651=\"No\",\"Low\",W2651=\"Unknown\",\"None\",X2651=\"Deficiency\",\"None\",W2651=\"Yes\",\"High\",W2651=\"\",\"None\")","v":"None"},0,0,0,0,{"$f":"_xlfn.CONCAT(LEFT(H2651,3),\"-\")&IF(H2651=\"-\",0,COUNTIF($H$4:H2651,H2651))","v":"-0"},{"$f":"_xlfn.IFS($H2651<=0,\"-\",AS2651=1,_xlfn.CONCAT(\"FUN_NONDEF\",\"-DCON_\",LEFT(AQ2651,1),\"-FCON_\",LEFT(AR2651,1)),AT2651=1,_xlfn.CONCAT(\"FUN_DEF\",\"-DCON_\",LEFT(AQ2651,1),\"-FCON_\",LEFT(AR2651,1)),AU2651=1,_xlfn.CONCAT(\"NONFUN_NONDEF\",\"-DCON_\",LEFT(AQ2651,1),\"-FCON_\",LEFT(AR2651,1)),AV2651=1,_xlfn.CONCAT(\"NONFUN_DEF\",\"-DCON_\",LEFT(AQ2651,1),\"-FCON_\",LEFT(AR2651,1)),AS2651+AT2651+AU2651+AV2651<1,_xlfn.CONCAT(\"-\"))","v":"-"}]
[null,null,null,null,null,null,null,null,null,null,null,null,null,null,null,null,null,null,null,null,null,0,null,null,null,null,null,null,null,null,null,0,0,0,0,"Unknown",{"$f":"_xlfn.IFS(G2657=\"Natural\",0,H2657=\"\",0,H2657=\"COASTAL-CONSTRUCTED\",0,G2657=\"Constructed\",_xlfn.XLOOKUP($H2657,'Data Categories'!$U$4:$U$25,'Data Categories'!$V$4:V$25))","v":0},{"$f":"_xlfn.IFS(AK2657=\"\",0,AJ2657=\"Unknown\",0,AK2657>1,AK2657-AJ2657,AK2657=0,0)","v":0},{"$f":"_xlfn.IFS(Y2657=\"\",0,Y2657>1920,_xlfn.XLOOKUP($H2657,'Data Categories'!$AE$20:$AE$42,'Data Categories'!$AG$20:$AG$42,0))","v":0},{"$f":"_xlfn.IFS(Y2657=\"\",0,Y2657>0,(2025-Y2657))","v":0},{"$f":"_xlfn.IFS(Z2657=\"Non-Deficient\",\"Non-Deficient\",Z2657=\"Deficient\",\"Deficient\",AB2657=\"Deficient\",\"Deficient\",Z2657=\"Non-Deficient\",\"Non-Deficient\",AB2657=\"Non-Deficient\",\"Non-Deficient\",P2657=\"\",\"None\",AL2657<0,\"Deficient\",AL2657>10,\"Non-Deficient\")","v":"None"},{"$f":"_xlfn.IFS(H2657=\"LOW WATER CROSSING\",\"Non-Functional\",G2657=\"Natural\",\"Functional\",AA2657=\"Functional\",\"Functional\",AC2657=\"Functional\",\"Functional\",AA2657=\"Non-Functional\",\"Non-Functional\",AC2657=\"Non-Functional\",\"Non-Functional\",AA2657=\"Unknown\",\"Unknown\",AC2657=\"Unknown\",\"Unknown\",AA2657=\"\",\"None\")","v":"None"},{"$f":"_xlfn.IFS(X2657=\"Functionality\",\"Low\",W2657=\"No\",\"Low\",Y2657>=2015,\"High\",Y2657>=1920,\"Low\",W2657=\"\",\"None\",W2657=\"Unknown\",\"None\")","v":"None"},{"$f":"_xlfn.IFS(H2657=\"LOW WATER CROSSING\",\"Unknown\",G2657=\"Natural\",\"None\",AM2657<AN2657,\"High\",AC2657=\"Functional\",\"Low\",AC2657=\"Non-Functional\",\"Low\",W2657=\"No\",\"Low\",W2657=\"Unknown\",\"None\",X2657=\"Deficiency\",\"None\",W2657=\"Yes\",\"High\",W2657=\"\",\"None\")","v":"None"},0,0,0,0,{"$f":"_xlfn.CONCAT(LEFT(H2657,3),\"-\")&IF(H2657=\"-\",0,COUNTIF($H$4:H2657,H2657))","v":"-0"},{"$f":"_xlfn.IFS($H2657<=0,\"-\",AS2657=1,_xlfn.CONCAT(\"FUN_NONDEF\",\"-DCON_\",LEFT(AQ2657,1),\"-FCON_\",LEFT(AR2657,1)),AT2657=1,_xlfn.CONCAT(\"FUN_DEF\",\"-DCON_\",LEFT(AQ2657,1),\"-FCON_\",LEFT(AR2657,1)),AU2657=1,_xlfn.CONCAT(\"NONFUN_NONDEF\",\"-DCON_\",LEFT(AQ2657,1),\"-FCON_\",LEFT(AR2657,1)),AV2657=1,_xlfn.CONCAT(\"NONFUN_DEF\",\"-DCON_\",LEFT(AQ2657,1),\"-FCON_\",LEFT(AR2657,1)),AS2657+AT2657+AU2657+AV2657<1,_xlfn.CONCAT(\"-\"))","v":"-"}]
[null,null,null,null,null,null,null,null,null,null,null,null,null,null,null,null,null,null,null,null,null,0,null,null,null,null,null,null,null,null,null,0,0,0,0,"Unknown",{"$f":"_xlfn.IFS(G2664=\"Natural\",0,H2664=\"\",0,H2664=\"COASTAL-CONSTRUCTED\",0,G2664=\"Constructed\",_xlfn.XLOOKUP($H2664,'Data Categories'!$U$4:$U$25,'Data Categories'!$V$4:V$25))","v":0},{"$f":"_xlfn.IFS(AK2664=\"\",0,AJ2664=\"Unknown\",0,AK2664>1,AK2664-AJ2664,AK2664=0,0)","v":0},{"$f":"_xlfn.IFS(Y2664=\"\",0,Y2664>1920,_xlfn.XLOOKUP($H2664,'Data Categories'!$AE$20:$AE$42,'Data Categories'!$AG$20:$AG$42,0))","v":0},{"$f":"_xlfn.IFS(Y2664=\"\",0,Y2664>0,(2025-Y2664))","v":0},{"$f":"_xlfn.IFS(Z2664=\"Non-Deficient\",\"Non-Deficient\",Z2664=\"Deficient\",\"Deficient\",AB2664=\"Deficient\",\"Deficient\",Z2664=\"Non-Deficient\",\"Non-Deficient\",AB2664=\"Non-Deficient\",\"Non-Deficient\",P2664=\"\",\"None\",AL2664<0,\"Deficient\",AL2664>10,\"Non-Deficient\")","v":"None"},{"$f":"_xlfn.IFS(H2664=\"LOW WATER CROSSING\",\"Non-Functional\",G2664=\"Natural\",\"Functional\",AA2664=\"Functional\",\"Functional\",AC2664=\"Functional\",\"Functional\",AA2664=\"Non-Functional\",\"Non-Functional\",AC2664=\"Non-Functional\",\"Non-Functional\",AA2664=\"Unknown\",\"Unknown\",AC2664=\"Unknown\",\"Unknown\",AA2664=\"\",\"None\")","v":"None"},{"$f":"_xlfn.IFS(X2664=\"Functionality\",\"Low\",W2664=\"No\",\"Low\",Y2664>=2015,\"High\",Y2664>=1920,\"Low\",W2664=\"\",\"None\",W2664=\"Unknown\",\"None\")","v":"None"},{"$f":"_xlfn.IFS(H2664=\"LOW WATER CROSSING\",\"Unknown\",G2664=\"Natural\",\"None\",AM2664<AN2664,\"High\",AC2664=\"Functional\",\"Low\",AC2664=\"Non-Functional\",\"Low\",W2664=\"No\",\"Low\",W2664=\"Unknown\",\"None\",X2664=\"Deficiency\",\"None\",W2664=\"Yes\",\"High\",W2664=\"\",\"None\")","v":"None"},0,0,0,0,{"$f":"_xlfn.CONCAT(LEFT(H2664,3),\"-\")&IF(H2664=\"-\",0,COUNTIF($H$4:H2664,H2664))","v":"-0"},{"$f":"_xlfn.IFS($H2664<=0,\"-\",AS2664=1,_xlfn.CONCAT(\"FUN_NONDEF\",\"-DCON_\",LEFT(AQ2664,1),\"-FCON_\",LEFT(AR2664,1)),AT2664=1,_xlfn.CONCAT(\"FUN_DEF\",\"-DCON_\",LEFT(AQ2664,1),\"-FCON_\",LEFT(AR2664,1)),AU2664=1,_xlfn.CONCAT(\"NONFUN_NONDEF\",\"-DCON_\",LEFT(AQ2664,1),\"-FCON_\",LEFT(AR2664,1)),AV2664=1,_xlfn.CONCAT(\"NONFUN_DEF\",\"-DCON_\",LEFT(AQ2664,1),\"-FCON_\",LEFT(AR2664,1)),AS2664+AT2664+AU2664+AV2664<1,_xlfn.CONCAT(\"-\"))","v":"-"}]
[null,null,null,null,null,null,null,null,null,null,null,null,null,null,null,null,null,null,null,null,null,0,null,null,null,null,null,null,null,null,null,0,0,0,0,"Unknown",{"$f":"_xlfn.IFS(G2676=\"Natural\",0,H2676=\"\",0,H2676=\"COASTAL-CONSTRUCTED\",0,G2676=\"Constructed\",_xlfn.XLOOKUP($H2676,'Data Categories'!$U$4:$U$25,'Data Categories'!$V$4:V$25))","v":0},{"$f":"_xlfn.IFS(AK2676=\"\",0,AJ2676=\"Unknown\",0,AK2676>1,AK2676-AJ2676,AK2676=0,0)","v":0},{"$f":"_xlfn.IFS(Y2676=\"\",0,Y2676>1920,_xlfn.XLOOKUP($H2676,'Data Categories'!$AE$20:$AE$42,'Data Categories'!$AG$20:$AG$42,0))","v":0},{"$f":"_xlfn.IFS(Y2676=\"\",0,Y2676>0,(2025-Y2676))","v":0},{"$f":"_xlfn.IFS(Z2676=\"Non-Deficient\",\"Non-Deficient\",Z2676=\"Deficient\",\"Deficient\",AB2676=\"Deficient\",\"Deficient\",Z2676=\"Non-Deficient\",\"Non-Deficient\",AB2676=\"Non-Deficient\",\"Non-Deficient\",P2676=\"\",\"None\",AL2676<0,\"Deficient\",AL2676>10,\"Non-Deficient\")","v":"None"},{"$f":"_xlfn.IFS(H2676=\"LOW WATER CROSSING\",\"Non-Functional\",G2676=\"Natural\",\"Functional\",AA2676=\"Functional\",\"Functional\",AC2676=\"Functional\",\"Functional\",AA2676=\"Non-Functional\",\"Non-Functional\",AC2676=\"Non-Functional\",\"Non-Functional\",AA2676=\"Unknown\",\"Unknown\",AC2676=\"Unknown\",\"Unknown\",AA2676=\"\",\"None\")","v":"None"},{"$f":"_xlfn.IFS(X2676=\"Functionality\",\"Low\",W2676=\"No\",\"Low\",Y2676>=2015,\"High\",Y2676>=1920,\"Low\",W2676=\"\",\"None\",W2676=\"Unknown\",\"None\")","v":"None"},{"$f":"_xlfn.IFS(H2676=\"LOW WATER CROSSING\",\"Unknown\",G2676=\"Natural\",\"None\",AM2676<AN2676,\"High\",AC2676=\"Functional\",\"Low\",AC2676=\"Non-Functional\",\"Low\",W2676=\"No\",\"Low\",W2676=\"Unknown\",\"None\",X2676=\"Deficiency\",\"None\",W2676=\"Yes\",\"High\",W2676=\"\",\"None\")","v":"None"},0,0,0,0,{"$f":"_xlfn.CONCAT(LEFT(H2676,3),\"-\")&IF(H2676=\"-\",0,COUNTIF($H$4:H2676,H2676))","v":"-0"},{"$f":"_xlfn.IFS($H2676<=0,\"-\",AS2676=1,_xlfn.CONCAT(\"FUN_NONDEF\",\"-DCON_\",LEFT(AQ2676,1),\"-FCON_\",LEFT(AR2676,1)),AT2676=1,_xlfn.CONCAT(\"FUN_DEF\",\"-DCON_\",LEFT(AQ2676,1),\"-FCON_\",LEFT(AR2676,1)),AU2676=1,_xlfn.CONCAT(\"NONFUN_NONDEF\",\"-DCON_\",LEFT(AQ2676,1),\"-FCON_\",LEFT(AR2676,1)),AV2676=1,_xlfn.CONCAT(\"NONFUN_DEF\",\"-DCON_\",LEFT(AQ2676,1),\"-FCON_\",LEFT(AR2676,1)),AS2676+AT2676+AU2676+AV2676<1,_xlfn.CONCAT(\"-\"))","v":"-"}]
[null,null,null,null,null,null,null,null,null,null,null,null,null,null,null,null,null,null,null,null,null,0,null,null,null,null,null,null,null,null,null,0,0,0,0,"Unknown",{"$f":"_xlfn.IFS(G2683=\"Natural\",0,H2683=\"\",0,H2683=\"COASTAL-CONSTRUCTED\",0,G2683=\"Constructed\",_xlfn.XLOOKUP($H2683,'Data Categories'!$U$4:$U$25,'Data Categories'!$V$4:V$25))","v":0},{"$f":"_xlfn.IFS(AK2683=\"\",0,AJ2683=\"Unknown\",0,AK2683>1,AK2683-AJ2683,AK2683=0,0)","v":0},{"$f":"_xlfn.IFS(Y2683=\"\",0,Y2683>1920,_xlfn.XLOOKUP($H2683,'Data Categories'!$AE$20:$AE$42,'Data Categories'!$AG$20:$AG$42,0))","v":0},{"$f":"_xlfn.IFS(Y2683=\"\",0,Y2683>0,(2025-Y2683))","v":0},{"$f":"_xlfn.IFS(Z2683=\"Non-Deficient\",\"Non-Deficient\",Z2683=\"Deficient\",\"Deficient\",AB2683=\"Deficient\",\"Deficient\",Z2683=\"Non-Deficient\",\"Non-Deficient\",AB2683=\"Non-Deficient\",\"Non-Deficient\",P2683=\"\",\"None\",AL2683<0,\"Deficient\",AL2683>10,\"Non-Deficient\")","v":"None"},{"$f":"_xlfn.IFS(H2683=\"LOW WATER CROSSING\",\"Non-Functional\",G2683=\"Natural\",\"Functional\",AA2683=\"Functional\",\"Functional\",AC2683=\"Functional\",\"Functional\",AA2683=\"Non-Functional\",\"Non-Functional\",AC2683=\"Non-Functional\",\"Non-Functional\",AA2683=\"Unknown\",\"Unknown\",AC2683=\"Unknown\",\"Unknown\",AA2683=\"\",\"None\")","v":"None"},{"$f":"_xlfn.IFS(X2683=\"Functionality\",\"Low\",W2683=\"No\",\"Low\",Y2683>=2015,\"High\",Y2683>=1920,\"Low\",W2683=\"\",\"None\",W2683=\"Unknown\",\"None\")","v":"None"},{"$f":"_xlfn.IFS(H2683=\"LOW WATER CROSSING\",\"Unknown\",G2683=\"Natural\",\"None\",AM2683<AN2683,\"High\",AC2683=\"Functional\",\"Low\",AC2683=\"Non-Functional\",\"Low\",W2683=\"No\",\"Low\",W2683=\"Unknown\",\"None\",X2683=\"Deficiency\",\"None\",W2683=\"Yes\",\"High\",W2683=\"\",\"None\")","v":"None"},0,0,0,0,{"$f":"_xlfn.CONCAT(LEFT(H2683,3),\"-\")&IF(H2683=\"-\",0,COUNTIF($H$4:H2683,H2683))","v":"-0"},{"$f":"_xlfn.IFS($H2683<=0,\"-\",AS2683=1,_xlfn.CONCAT(\"FUN_NONDEF\",\"-DCON_\",LEFT(AQ2683,1),\"-FCON_\",LEFT(AR2683,1)),AT2683=1,_xlfn.CONCAT(\"FUN_DEF\",\"-DCON_\",LEFT(AQ2683,1),\"-FCON_\",LEFT(AR2683,1)),AU2683=1,_xlfn.CONCAT(\"NONFUN_NONDEF\",\"-DCON_\",LEFT(AQ2683,1),\"-FCON_\",LEFT(AR2683,1)),AV2683=1,_xlfn.CONCAT(\"NONFUN_DEF\",\"-DCON_\",LEFT(AQ2683,1),\"-FCON_\",LEFT(AR2683,1)),AS2683+AT2683+AU2683+AV2683<1,_xlfn.CONCAT(\"-\"))","v":"-"}]
[null,null,null,null,null,null,null,null,null,null,null,null,null,null,null,null,null,null,null,null,null,0,null,null,null,null,null,null,null,null,null,0,{"$f":"IF(S2692+T2692+U2692>0,(S2692*T2692*U2692/43560),0)","v":0},0,0,"Unknown",{"$f":"_xlfn.IFS(G2692=\"Natural\",0,H2692=\"\",0,H2692=\"COASTAL-CONSTRUCTED\",0,G2692=\"Constructed\",_xlfn.XLOOKUP($H2692,'Data Categories'!$U$4:$U$25,'Data Categories'!$V$4:V$25))","v":0},{"$f":"_xlfn.IFS(AK2692=\"\",0,AJ2692=\"Unknown\",0,AK2692>1,AK2692-AJ2692,AK2692=0,0)","v":0},{"$f":"_xlfn.IFS(Y2692=\"\",0,Y2692>1920,_xlfn.XLOOKUP($H2692,'Data Categories'!$AE$20:$AE$42,'Data Categories'!$AG$20:$AG$42,0))","v":0},{"$f":"_xlfn.IFS(Y2692=\"\",0,Y2692>0,(2025-Y2692))","v":0},{"$f":"_xlfn.IFS(Z2692=\"Non-Deficient\",\"Non-Deficient\",Z2692=\"Deficient\",\"Deficient\",AB2692=\"Deficient\",\"Deficient\",Z2692=\"Non-Deficient\",\"Non-Deficient\",AB2692=\"Non-Deficient\",\"Non-Deficient\",P2692=\"\",\"None\",AL2692<0,\"Deficient\",AL2692>10,\"Non-Deficient\")","v":"None"},{"$f":"_xlfn.IFS(H2692=\"LOW WATER CROSSING\",\"Non-Functional\",G2692=\"Natural\",\"Functional\",AA2692=\"Functional\",\"Functional\",AC2692=\"Functional\",\"Functional\",AA2692=\"Non-Functional\",\"Non-Functional\",AC2692=\"Non-Functional\",\"Non-Functional\",AA2692=\"Unknown\",\"Unknown\",AC2692=\"Unknown\",\"Unknown\",AA2692=\"\",\"None\")","v":"None"},{"$f":"_xlfn.IFS(X2692=\"Functionality\",\"Low\",W2692=\"No\",\"Low\",Y2692>=2015,\"High\",Y2692>=1920,\"Low\",W2692=\"\",\"None\",W2692=\"Unknown\",\"None\")","v":"None"},{"$f":"_xlfn.IFS(H2692=\"LOW WATER CROSSING\",\"Unknown\",G2692=\"Natural\",\"None\",AM2692<AN2692,\"High\",AC2692=\"Functional\",\"Low\",AC2692=\"Non-Functional\",\"Low\",W2692=\"No\",\"Low\",W2692=\"Unknown\",\"None\",X2692=\"Deficiency\",\"None\",W2692=\"Yes\",\"High\",W2692=\"\",\"None\")","v":"None"},{"$f":"IF(AND(AO2692=\"Non-Deficient\",AP2692=\"Functional\"),1,0)","v":0},{"$f":"IF(AND(AO2692=\"Deficient\",AP2692=\"Functional\"),1,0)","v":0},{"$f":"IF(AND(AO2692=\"Non-Deficient\",AP2692=\"Non-Functional\"),1,0)","v":0},{"$f":"IF(AND(AO2692=\"Deficient\",AP2692=\"Non-Functional\"),1,0)","v":0},{"$f":"_xlfn.CONCAT(LEFT(H2692,3),\"-\")&IF(H2692=\"-\",0,COUNTIF($H$4:H2692,H2692))","v":"-0"},{"$f":"_xlfn.IFS($H2692<=0,\"-\",AS2692=1,_xlfn.CONCAT(\"FUN_NONDEF\",\"-DCON_\",LEFT(AQ2692,1),\"-FCON_\",LEFT(AR2692,1)),AT2692=1,_xlfn.CONCAT(\"FUN_DEF\",\"-DCON_\",LEFT(AQ2692,1),\"-FCON_\",LEFT(AR2692,1)),AU2692=1,_xlfn.CONCAT(\"NONFUN_NONDEF\",\"-DCON_\",LEFT(AQ2692,1),\"-FCON_\",LEFT(AR2692,1)),AV2692=1,_xlfn.CONCAT(\"NONFUN_DEF\",\"-DCON_\",LEFT(AQ2692,1),\"-FCON_\",LEFT(AR2692,1)),AS2692+AT2692+AU2692+AV2692<1,_xlfn.CONCAT(\"-\"))","v":"-"}]
[null,null,null,null,null,null,null,null,null,null,null,null,null,null,null,null,null,null,null,null,null,0,null,null,null,null,null,null,null,null,null,0,0,0,0,"Unknown",{"$f":"_xlfn.IFS(G2697=\"Natural\",0,H2697=\"\",0,H2697=\"COASTAL-CONSTRUCTED\",0,G2697=\"Constructed\",_xlfn.XLOOKUP($H2697,'Data Categories'!$U$4:$U$25,'Data Categories'!$V$4:V$25))","v":0},{"$f":"_xlfn.IFS(AK2697=\"\",0,AJ2697=\"Unknown\",0,AK2697>1,AK2697-AJ2697,AK2697=0,0)","v":0},{"$f":"_xlfn.IFS(Y2697=\"\",0,Y2697>1920,_xlfn.XLOOKUP($H2697,'Data Categories'!$AE$20:$AE$42,'Data Categories'!$AG$20:$AG$42,0))","v":0},{"$f":"_xlfn.IFS(Y2697=\"\",0,Y2697>0,(2025-Y2697))","v":0},{"$f":"_xlfn.IFS(Z2697=\"Non-Deficient\",\"Non-Deficient\",Z2697=\"Deficient\",\"Deficient\",AB2697=\"Deficient\",\"Deficient\",Z2697=\"Non-Deficient\",\"Non-Deficient\",AB2697=\"Non-Deficient\",\"Non-Deficient\",P2697=\"\",\"None\",AL2697<0,\"Deficient\",AL2697>10,\"Non-Deficient\")","v":"None"},{"$f":"_xlfn.IFS(H2697=\"LOW WATER CROSSING\",\"Non-Functional\",G2697=\"Natural\",\"Functional\",AA2697=\"Functional\",\"Functional\",AC2697=\"Functional\",\"Functional\",AA2697=\"Non-Functional\",\"Non-Functional\",AC2697=\"Non-Functional\",\"Non-Functional\",AA2697=\"Unknown\",\"Unknown\",AC2697=\"Unknown\",\"Unknown\",AA2697=\"\",\"None\")","v":"None"},{"$f":"_xlfn.IFS(X2697=\"Functionality\",\"Low\",W2697=\"No\",\"Low\",Y2697>=2015,\"High\",Y2697>=1920,\"Low\",W2697=\"\",\"None\",W2697=\"Unknown\",\"None\")","v":"None"},{"$f":"_xlfn.IFS(H2697=\"LOW WATER CROSSING\",\"Unknown\",G2697=\"Natural\",\"None\",AM2697<AN2697,\"High\",AC2697=\"Functional\",\"Low\",AC2697=\"Non-Functional\",\"Low\",W2697=\"No\",\"Low\",W2697=\"Unknown\",\"None\",X2697=\"Deficiency\",\"None\",W2697=\"Yes\",\"High\",W2697=\"\",\"None\")","v":"None"},0,0,0,0,{"$f":"_xlfn.CONCAT(LEFT(H2697,3),\"-\")&IF(H2697=\"-\",0,COUNTIF($H$4:H2697,H2697))","v":"-0"},{"$f":"_xlfn.IFS($H2697<=0,\"-\",AS2697=1,_xlfn.CONCAT(\"FUN_NONDEF\",\"-DCON_\",LEFT(AQ2697,1),\"-FCON_\",LEFT(AR2697,1)),AT2697=1,_xlfn.CONCAT(\"FUN_DEF\",\"-DCON_\",LEFT(AQ2697,1),\"-FCON_\",LEFT(AR2697,1)),AU2697=1,_xlfn.CONCAT(\"NONFUN_NONDEF\",\"-DCON_\",LEFT(AQ2697,1),\"-FCON_\",LEFT(AR2697,1)),AV2697=1,_xlfn.CONCAT(\"NONFUN_DEF\",\"-DCON_\",LEFT(AQ2697,1),\"-FCON_\",LEFT(AR2697,1)),AS2697+AT2697+AU2697+AV2697<1,_xlfn.CONCAT(\"-\"))","v":"-"}]
[null,null,null,null,null,null,null,null,null,null,null,null,null,null,null,null,null,null,null,null,null,0,null,null,null,null,null,null,null,null,null,0,0,0,0,"Unknown",{"$f":"_xlfn.IFS(G2713=\"Natural\",0,H2713=\"\",0,H2713=\"COASTAL-CONSTRUCTED\",0,G2713=\"Constructed\",_xlfn.XLOOKUP($H2713,'Data Categories'!$U$4:$U$25,'Data Categories'!$V$4:V$25))","v":0},{"$f":"_xlfn.IFS(AK2713=\"\",0,AJ2713=\"Unknown\",0,AK2713>1,AK2713-AJ2713,AK2713=0,0)","v":0},{"$f":"_xlfn.IFS(Y2713=\"\",0,Y2713>1920,_xlfn.XLOOKUP($H2713,'Data Categories'!$AE$20:$AE$42,'Data Categories'!$AG$20:$AG$42,0))","v":0},{"$f":"_xlfn.IFS(Y2713=\"\",0,Y2713>0,(2025-Y2713))","v":0},{"$f":"_xlfn.IFS(Z2713=\"Non-Deficient\",\"Non-Deficient\",Z2713=\"Deficient\",\"Deficient\",AB2713=\"Deficient\",\"Deficient\",Z2713=\"Non-Deficient\",\"Non-Deficient\",AB2713=\"Non-Deficient\",\"Non-Deficient\",P2713=\"\",\"None\",AL2713<0,\"Deficient\",AL2713>10,\"Non-Deficient\")","v":"None"},{"$f":"_xlfn.IFS(H2713=\"LOW WATER CROSSING\",\"Non-Functional\",G2713=\"Natural\",\"Functional\",AA2713=\"Functional\",\"Functional\",AC2713=\"Functional\",\"Functional\",AA2713=\"Non-Functional\",\"Non-Functional\",AC2713=\"Non-Functional\",\"Non-Functional\",AA2713=\"Unknown\",\"Unknown\",AC2713=\"Unknown\",\"Unknown\",AA2713=\"\",\"None\")","v":"None"},{"$f":"_xlfn.IFS(X2713=\"Functionality\",\"Low\",W2713=\"No\",\"Low\",Y2713>=2015,\"High\",Y2713>=1920,\"Low\",W2713=\"\",\"None\",W2713=\"Unknown\",\"None\")","v":"None"},{"$f":"_xlfn.IFS(H2713=\"LOW WATER CROSSING\",\"Unknown\",G2713=\"Natural\",\"None\",AM2713<AN2713,\"High\",AC2713=\"Functional\",\"Low\",AC2713=\"Non-Functional\",\"Low\",W2713=\"No\",\"Low\",W2713=\"Unknown\",\"None\",X2713=\"Deficiency\",\"None\",W2713=\"Yes\",\"High\",W2713=\"\",\"None\")","v":"None"},0,0,0,0,{"$f":"_xlfn.CONCAT(LEFT(H2713,3),\"-\")&IF(H2713=\"-\",0,COUNTIF($H$4:H2713,H2713))","v":"-0"},{"$f":"_xlfn.IFS($H2713<=0,\"-\",AS2713=1,_xlfn.CONCAT(\"FUN_NONDEF\",\"-DCON_\",LEFT(AQ2713,1),\"-FCON_\",LEFT(AR2713,1)),AT2713=1,_xlfn.CONCAT(\"FUN_DEF\",\"-DCON_\",LEFT(AQ2713,1),\"-FCON_\",LEFT(AR2713,1)),AU2713=1,_xlfn.CONCAT(\"NONFUN_NONDEF\",\"-DCON_\",LEFT(AQ2713,1),\"-FCON_\",LEFT(AR2713,1)),AV2713=1,_xlfn.CONCAT(\"NONFUN_DEF\",\"-DCON_\",LEFT(AQ2713,1),\"-FCON_\",LEFT(AR2713,1)),AS2713+AT2713+AU2713+AV2713<1,_xlfn.CONCAT(\"-\"))","v":"-"}]
[null,null,null,null,null,null,null,null,null,null,null,null,null,null,null,null,null,null,null,null,null,0,null,null,null,null,null,null,null,null,null,0,0,0,0,"Unknown",{"$f":"_xlfn.IFS(G2716=\"Natural\",0,H2716=\"\",0,H2716=\"COASTAL-CONSTRUCTED\",0,G2716=\"Constructed\",_xlfn.XLOOKUP($H2716,'Data Categories'!$U$4:$U$25,'Data Categories'!$V$4:V$25))","v":0},{"$f":"_xlfn.IFS(AK2716=\"\",0,AJ2716=\"Unknown\",0,AK2716>1,AK2716-AJ2716,AK2716=0,0)","v":0},{"$f":"_xlfn.IFS(Y2716=\"\",0,Y2716>1920,_xlfn.XLOOKUP($H2716,'Data Categories'!$AE$20:$AE$42,'Data Categories'!$AG$20:$AG$42,0))","v":0},{"$f":"_xlfn.IFS(Y2716=\"\",0,Y2716>0,(2025-Y2716))","v":0},{"$f":"_xlfn.IFS(Z2716=\"Non-Deficient\",\"Non-Deficient\",Z2716=\"Deficient\",\"Deficient\",AB2716=\"Deficient\",\"Deficient\",Z2716=\"Non-Deficient\",\"Non-Deficient\",AB2716=\"Non-Deficient\",\"Non-Deficient\",P2716=\"\",\"None\",AL2716<0,\"Deficient\",AL2716>10,\"Non-Deficient\")","v":"None"},{"$f":"_xlfn.IFS(H2716=\"LOW WATER CROSSING\",\"Non-Functional\",G2716=\"Natural\",\"Functional\",AA2716=\"Functional\",\"Functional\",AC2716=\"Functional\",\"Functional\",AA2716=\"Non-Functional\",\"Non-Functional\",AC2716=\"Non-Functional\",\"Non-Functional\",AA2716=\"Unknown\",\"Unknown\",AC2716=\"Unknown\",\"Unknown\",AA2716=\"\",\"None\")","v":"None"},{"$f":"_xlfn.IFS(X2716=\"Functionality\",\"Low\",W2716=\"No\",\"Low\",Y2716>=2015,\"High\",Y2716>=1920,\"Low\",W2716=\"\",\"None\",W2716=\"Unknown\",\"None\")","v":"None"},{"$f":"_xlfn.IFS(H2716=\"LOW WATER CROSSING\",\"Unknown\",G2716=\"Natural\",\"None\",AM2716<AN2716,\"High\",AC2716=\"Functional\",\"Low\",AC2716=\"Non-Functional\",\"Low\",W2716=\"No\",\"Low\",W2716=\"Unknown\",\"None\",X2716=\"Deficiency\",\"None\",W2716=\"Yes\",\"High\",W2716=\"\",\"None\")","v":"None"},0,0,0,0,{"$f":"_xlfn.CONCAT(LEFT(H2716,3),\"-\")&IF(H2716=\"-\",0,COUNTIF($H$4:H2716,H2716))","v":"-0"},{"$f":"_xlfn.IFS($H2716<=0,\"-\",AS2716=1,_xlfn.CONCAT(\"FUN_NONDEF\",\"-DCON_\",LEFT(AQ2716,1),\"-FCON_\",LEFT(AR2716,1)),AT2716=1,_xlfn.CONCAT(\"FUN_DEF\",\"-DCON_\",LEFT(AQ2716,1),\"-FCON_\",LEFT(AR2716,1)),AU2716=1,_xlfn.CONCAT(\"NONFUN_NONDEF\",\"-DCON_\",LEFT(AQ2716,1),\"-FCON_\",LEFT(AR2716,1)),AV2716=1,_xlfn.CONCAT(\"NONFUN_DEF\",\"-DCON_\",LEFT(AQ2716,1),\"-FCON_\",LEFT(AR2716,1)),AS2716+AT2716+AU2716+AV2716<1,_xlfn.CONCAT(\"-\"))","v":"-"}]
[null,null,null,null,null,null,null,null,null,null,null,null,null,null,null,null,null,null,null,null,null,0,null,null,null,null,null,null,null,null,null,0,0,0,0,"Unknown",{"$f":"_xlfn.IFS(G2731=\"Natural\",0,H2731=\"\",0,H2731=\"COASTAL-CONSTRUCTED\",0,G2731=\"Constructed\",_xlfn.XLOOKUP($H2731,'Data Categories'!$U$4:$U$25,'Data Categories'!$V$4:V$25))","v":0},{"$f":"_xlfn.IFS(AK2731=\"\",0,AJ2731=\"Unknown\",0,AK2731>1,AK2731-AJ2731,AK2731=0,0)","v":0},{"$f":"_xlfn.IFS(Y2731=\"\",0,Y2731>1920,_xlfn.XLOOKUP($H2731,'Data Categories'!$AE$20:$AE$42,'Data Categories'!$AG$20:$AG$42,0))","v":0},{"$f":"_xlfn.IFS(Y2731=\"\",0,Y2731>0,(2025-Y2731))","v":0},{"$f":"_xlfn.IFS(Z2731=\"Non-Deficient\",\"Non-Deficient\",Z2731=\"Deficient\",\"Deficient\",AB2731=\"Deficient\",\"Deficient\",Z2731=\"Non-Deficient\",\"Non-Deficient\",AB2731=\"Non-Deficient\",\"Non-Deficient\",P2731=\"\",\"None\",AL2731<0,\"Deficient\",AL2731>10,\"Non-Deficient\")","v":"None"},{"$f":"_xlfn.IFS(H2731=\"LOW WATER CROSSING\",\"Non-Functional\",G2731=\"Natural\",\"Functional\",AA2731=\"Functional\",\"Functional\",AC2731=\"Functional\",\"Functional\",AA2731=\"Non-Functional\",\"Non-Functional\",AC2731=\"Non-Functional\",\"Non-Functional\",AA2731=\"Unknown\",\"Unknown\",AC2731=\"Unknown\",\"Unknown\",AA2731=\"\",\"None\")","v":"None"},{"$f":"_xlfn.IFS(X2731=\"Functionality\",\"Low\",W2731=\"No\",\"Low\",Y2731>=2015,\"High\",Y2731>=1920,\"Low\",W2731=\"\",\"None\",W2731=\"Unknown\",\"None\")","v":"None"},{"$f":"_xlfn.IFS(H2731=\"LOW WATER CROSSING\",\"Unknown\",G2731=\"Natural\",\"None\",AM2731<AN2731,\"High\",AC2731=\"Functional\",\"Low\",AC2731=\"Non-Functional\",\"Low\",W2731=\"No\",\"Low\",W2731=\"Unknown\",\"None\",X2731=\"Deficiency\",\"None\",W2731=\"Yes\",\"High\",W2731=\"\",\"None\")","v":"None"},0,0,0,0,{"$f":"_xlfn.CONCAT(LEFT(H2731,3),\"-\")&IF(H2731=\"-\",0,COUNTIF($H$4:H2731,H2731))","v":"-0"},{"$f":"_xlfn.IFS($H2731<=0,\"-\",AS2731=1,_xlfn.CONCAT(\"FUN_NONDEF\",\"-DCON_\",LEFT(AQ2731,1),\"-FCON_\",LEFT(AR2731,1)),AT2731=1,_xlfn.CONCAT(\"FUN_DEF\",\"-DCON_\",LEFT(AQ2731,1),\"-FCON_\",LEFT(AR2731,1)),AU2731=1,_xlfn.CONCAT(\"NONFUN_NONDEF\",\"-DCON_\",LEFT(AQ2731,1),\"-FCON_\",LEFT(AR2731,1)),AV2731=1,_xlfn.CONCAT(\"NONFUN_DEF\",\"-DCON_\",LEFT(AQ2731,1),\"-FCON_\",LEFT(AR2731,1)),AS2731+AT2731+AU2731+AV2731<1,_xlfn.CONCAT(\"-\"))","v":"-"}]
[null,null,null,null,null,null,null,null,null,null,null,null,null,null,null,null,null,null,null,null,null,0,null,null,null,null,null,null,null,null,null,0,0,0,0,"Unknown",{"$f":"_xlfn.IFS(G2734=\"Natural\",0,H2734=\"\",0,H2734=\"COASTAL-CONSTRUCTED\",0,G2734=\"Constructed\",_xlfn.XLOOKUP($H2734,'Data Categories'!$U$4:$U$25,'Data Categories'!$V$4:V$25))","v":0},{"$f":"_xlfn.IFS(AK2734=\"\",0,AJ2734=\"Unknown\",0,AK2734>1,AK2734-AJ2734,AK2734=0,0)","v":0},{"$f":"_xlfn.IFS(Y2734=\"\",0,Y2734>1920,_xlfn.XLOOKUP($H2734,'Data Categories'!$AE$20:$AE$42,'Data Categories'!$AG$20:$AG$42,0))","v":0},{"$f":"_xlfn.IFS(Y2734=\"\",0,Y2734>0,(2025-Y2734))","v":0},{"$f":"_xlfn.IFS(Z2734=\"Non-Deficient\",\"Non-Deficient\",Z2734=\"Deficient\",\"Deficient\",AB2734=\"Deficient\",\"Deficient\",Z2734=\"Non-Deficient\",\"Non-Deficient\",AB2734=\"Non-Deficient\",\"Non-Deficient\",P2734=\"\",\"None\",AL2734<0,\"Deficient\",AL2734>10,\"Non-Deficient\")","v":"None"},{"$f":"_xlfn.IFS(H2734=\"LOW WATER CROSSING\",\"Non-Functional\",G2734=\"Natural\",\"Functional\",AA2734=\"Functional\",\"Functional\",AC2734=\"Functional\",\"Functional\",AA2734=\"Non-Functional\",\"Non-Functional\",AC2734=\"Non-Functional\",\"Non-Functional\",AA2734=\"Unknown\",\"Unknown\",AC2734=\"Unknown\",\"Unknown\",AA2734=\"\",\"None\")","v":"None"},{"$f":"_xlfn.IFS(X2734=\"Functionality\",\"Low\",W2734=\"No\",\"Low\",Y2734>=2015,\"High\",Y2734>=1920,\"Low\",W2734=\"\",\"None\",W2734=\"Unknown\",\"None\")","v":"None"},{"$f":"_xlfn.IFS(H2734=\"LOW WATER CROSSING\",\"Unknown\",G2734=\"Natural\",\"None\",AM2734<AN2734,\"High\",AC2734=\"Functional\",\"Low\",AC2734=\"Non-Functional\",\"Low\",W2734=\"No\",\"Low\",W2734=\"Unknown\",\"None\",X2734=\"Deficiency\",\"None\",W2734=\"Yes\",\"High\",W2734=\"\",\"None\")","v":"None"},0,0,0,0,{"$f":"_xlfn.CONCAT(LEFT(H2734,3),\"-\")&IF(H2734=\"-\",0,COUNTIF($H$4:H2734,H2734))","v":"-0"},{"$f":"_xlfn.IFS($H2734<=0,\"-\",AS2734=1,_xlfn.CONCAT(\"FUN_NONDEF\",\"-DCON_\",LEFT(AQ2734,1),\"-FCON_\",LEFT(AR2734,1)),AT2734=1,_xlfn.CONCAT(\"FUN_DEF\",\"-DCON_\",LEFT(AQ2734,1),\"-FCON_\",LEFT(AR2734,1)),AU2734=1,_xlfn.CONCAT(\"NONFUN_NONDEF\",\"-DCON_\",LEFT(AQ2734,1),\"-FCON_\",LEFT(AR2734,1)),AV2734=1,_xlfn.CONCAT(\"NONFUN_DEF\",\"-DCON_\",LEFT(AQ2734,1),\"-FCON_\",LEFT(AR2734,1)),AS2734+AT2734+AU2734+AV2734<1,_xlfn.CONCAT(\"-\"))","v":"-"}]
[null,null,null,null,null,null,null,null,null,null,null,null,null,null,null,null,null,null,null,null,null,0,null,null,null,null,null,null,null,null,null,0,0,0,0,"Unknown",{"$f":"_xlfn.IFS(G2746=\"Natural\",0,H2746=\"\",0,H2746=\"COASTAL-CONSTRUCTED\",0,G2746=\"Constructed\",_xlfn.XLOOKUP($H2746,'Data Categories'!$U$4:$U$25,'Data Categories'!$V$4:V$25))","v":0},{"$f":"_xlfn.IFS(AK2746=\"\",0,AJ2746=\"Unknown\",0,AK2746>1,AK2746-AJ2746,AK2746=0,0)","v":0},{"$f":"_xlfn.IFS(Y2746=\"\",0,Y2746>1920,_xlfn.XLOOKUP($H2746,'Data Categories'!$AE$20:$AE$42,'Data Categories'!$AG$20:$AG$42,0))","v":0},{"$f":"_xlfn.IFS(Y2746=\"\",0,Y2746>0,(2025-Y2746))","v":0},{"$f":"_xlfn.IFS(Z2746=\"Non-Deficient\",\"Non-Deficient\",Z2746=\"Deficient\",\"Deficient\",AB2746=\"Deficient\",\"Deficient\",Z2746=\"Non-Deficient\",\"Non-Deficient\",AB2746=\"Non-Deficient\",\"Non-Deficient\",P2746=\"\",\"None\",AL2746<0,\"Deficient\",AL2746>10,\"Non-Deficient\")","v":"None"},{"$f":"_xlfn.IFS(H2746=\"LOW WATER CROSSING\",\"Non-Functional\",G2746=\"Natural\",\"Functional\",AA2746=\"Functional\",\"Functional\",AC2746=\"Functional\",\"Functional\",AA2746=\"Non-Functional\",\"Non-Functional\",AC2746=\"Non-Functional\",\"Non-Functional\",AA2746=\"Unknown\",\"Unknown\",AC2746=\"Unknown\",\"Unknown\",AA2746=\"\",\"None\")","v":"None"},{"$f":"_xlfn.IFS(X2746=\"Functionality\",\"Low\",W2746=\"No\",\"Low\",Y2746>=2015,\"High\",Y2746>=1920,\"Low\",W2746=\"\",\"None\",W2746=\"Unknown\",\"None\")","v":"None"},{"$f":"_xlfn.IFS(H2746=\"LOW WATER CROSSING\",\"Unknown\",G2746=\"Natural\",\"None\",AM2746<AN2746,\"High\",AC2746=\"Functional\",\"Low\",AC2746=\"Non-Functional\",\"Low\",W2746=\"No\",\"Low\",W2746=\"Unknown\",\"None\",X2746=\"Deficiency\",\"None\",W2746=\"Yes\",\"High\",W2746=\"\",\"None\")","v":"None"},0,0,0,0,{"$f":"_xlfn.CONCAT(LEFT(H2746,3),\"-\")&IF(H2746=\"-\",0,COUNTIF($H$4:H2746,H2746))","v":"-0"},{"$f":"_xlfn.IFS($H2746<=0,\"-\",AS2746=1,_xlfn.CONCAT(\"FUN_NONDEF\",\"-DCON_\",LEFT(AQ2746,1),\"-FCON_\",LEFT(AR2746,1)),AT2746=1,_xlfn.CONCAT(\"FUN_DEF\",\"-DCON_\",LEFT(AQ2746,1),\"-FCON_\",LEFT(AR2746,1)),AU2746=1,_xlfn.CONCAT(\"NONFUN_NONDEF\",\"-DCON_\",LEFT(AQ2746,1),\"-FCON_\",LEFT(AR2746,1)),AV2746=1,_xlfn.CONCAT(\"NONFUN_DEF\",\"-DCON_\",LEFT(AQ2746,1),\"-FCON_\",LEFT(AR2746,1)),AS2746+AT2746+AU2746+AV2746<1,_xlfn.CONCAT(\"-\"))","v":"-"}]
[null,null,null,null,null,null,null,null,null,null,null,null,null,null,null,null,null,null,null,null,null,0,null,null,null,null,null,null,null,null,null,0,0,0,0,"Unknown",{"$f":"_xlfn.IFS(G2753=\"Natural\",0,H2753=\"\",0,H2753=\"COASTAL-CONSTRUCTED\",0,G2753=\"Constructed\",_xlfn.XLOOKUP($H2753,'Data Categories'!$U$4:$U$25,'Data Categories'!$V$4:V$25))","v":0},{"$f":"_xlfn.IFS(AK2753=\"\",0,AJ2753=\"Unknown\",0,AK2753>1,AK2753-AJ2753,AK2753=0,0)","v":0},{"$f":"_xlfn.IFS(Y2753=\"\",0,Y2753>1920,_xlfn.XLOOKUP($H2753,'Data Categories'!$AE$20:$AE$42,'Data Categories'!$AG$20:$AG$42,0))","v":0},{"$f":"_xlfn.IFS(Y2753=\"\",0,Y2753>0,(2025-Y2753))","v":0},{"$f":"_xlfn.IFS(Z2753=\"Non-Deficient\",\"Non-Deficient\",Z2753=\"Deficient\",\"Deficient\",AB2753=\"Deficient\",\"Deficient\",Z2753=\"Non-Deficient\",\"Non-Deficient\",AB2753=\"Non-Deficient\",\"Non-Deficient\",P2753=\"\",\"None\",AL2753<0,\"Deficient\",AL2753>10,\"Non-Deficient\")","v":"None"},{"$f":"_xlfn.IFS(H2753=\"LOW WATER CROSSING\",\"Non-Functional\",G2753=\"Natural\",\"Functional\",AA2753=\"Functional\",\"Functional\",AC2753=\"Functional\",\"Functional\",AA2753=\"Non-Functional\",\"Non-Functional\",AC2753=\"Non-Functional\",\"Non-Functional\",AA2753=\"Unknown\",\"Unknown\",AC2753=\"Unknown\",\"Unknown\",AA2753=\"\",\"None\")","v":"None"},{"$f":"_xlfn.IFS(X2753=\"Functionality\",\"Low\",W2753=\"No\",\"Low\",Y2753>=2015,\"High\",Y2753>=1920,\"Low\",W2753=\"\",\"None\",W2753=\"Unknown\",\"None\")","v":"None"},{"$f":"_xlfn.IFS(H2753=\"LOW WATER CROSSING\",\"Unknown\",G2753=\"Natural\",\"None\",AM2753<AN2753,\"High\",AC2753=\"Functional\",\"Low\",AC2753=\"Non-Functional\",\"Low\",W2753=\"No\",\"Low\",W2753=\"Unknown\",\"None\",X2753=\"Deficiency\",\"None\",W2753=\"Yes\",\"High\",W2753=\"\",\"None\")","v":"None"},0,0,0,0,{"$f":"_xlfn.CONCAT(LEFT(H2753,3),\"-\")&IF(H2753=\"-\",0,COUNTIF($H$4:H2753,H2753))","v":"-0"},{"$f":"_xlfn.IFS($H2753<=0,\"-\",AS2753=1,_xlfn.CONCAT(\"FUN_NONDEF\",\"-DCON_\",LEFT(AQ2753,1),\"-FCON_\",LEFT(AR2753,1)),AT2753=1,_xlfn.CONCAT(\"FUN_DEF\",\"-DCON_\",LEFT(AQ2753,1),\"-FCON_\",LEFT(AR2753,1)),AU2753=1,_xlfn.CONCAT(\"NONFUN_NONDEF\",\"-DCON_\",LEFT(AQ2753,1),\"-FCON_\",LEFT(AR2753,1)),AV2753=1,_xlfn.CONCAT(\"NONFUN_DEF\",\"-DCON_\",LEFT(AQ2753,1),\"-FCON_\",LEFT(AR2753,1)),AS2753+AT2753+AU2753+AV2753<1,_xlfn.CONCAT(\"-\"))","v":"-"}]
[null,null,null,null,null,null,null,null,null,null,null,null,null,null,null,null,null,null,null,null,null,0,null,null,null,null,null,null,null,null,null,0,0,0,0,"Unknown",{"$f":"_xlfn.IFS(G2762=\"Natural\",0,H2762=\"\",0,H2762=\"COASTAL-CONSTRUCTED\",0,G2762=\"Constructed\",_xlfn.XLOOKUP($H2762,'Data Categories'!$U$4:$U$25,'Data Categories'!$V$4:V$25))","v":0},{"$f":"_xlfn.IFS(AK2762=\"\",0,AJ2762=\"Unknown\",0,AK2762>1,AK2762-AJ2762,AK2762=0,0)","v":0},{"$f":"_xlfn.IFS(Y2762=\"\",0,Y2762>1920,_xlfn.XLOOKUP($H2762,'Data Categories'!$AE$20:$AE$42,'Data Categories'!$AG$20:$AG$42,0))","v":0},{"$f":"_xlfn.IFS(Y2762=\"\",0,Y2762>0,(2025-Y2762))","v":0},{"$f":"_xlfn.IFS(Z2762=\"Non-Deficient\",\"Non-Deficient\",Z2762=\"Deficient\",\"Deficient\",AB2762=\"Deficient\",\"Deficient\",Z2762=\"Non-Deficient\",\"Non-Deficient\",AB2762=\"Non-Deficient\",\"Non-Deficient\",P2762=\"\",\"None\",AL2762<0,\"Deficient\",AL2762>10,\"Non-Deficient\")","v":"None"},{"$f":"_xlfn.IFS(H2762=\"LOW WATER CROSSING\",\"Non-Functional\",G2762=\"Natural\",\"Functional\",AA2762=\"Functional\",\"Functional\",AC2762=\"Functional\",\"Functional\",AA2762=\"Non-Functional\",\"Non-Functional\",AC2762=\"Non-Functional\",\"Non-Functional\",AA2762=\"Unknown\",\"Unknown\",AC2762=\"Unknown\",\"Unknown\",AA2762=\"\",\"None\")","v":"None"},{"$f":"_xlfn.IFS(X2762=\"Functionality\",\"Low\",W2762=\"No\",\"Low\",Y2762>=2015,\"High\",Y2762>=1920,\"Low\",W2762=\"\",\"None\",W2762=\"Unknown\",\"None\")","v":"None"},{"$f":"_xlfn.IFS(H2762=\"LOW WATER CROSSING\",\"Unknown\",G2762=\"Natural\",\"None\",AM2762<AN2762,\"High\",AC2762=\"Functional\",\"Low\",AC2762=\"Non-Functional\",\"Low\",W2762=\"No\",\"Low\",W2762=\"Unknown\",\"None\",X2762=\"Deficiency\",\"None\",W2762=\"Yes\",\"High\",W2762=\"\",\"None\")","v":"None"},0,0,0,0,{"$f":"_xlfn.CONCAT(LEFT(H2762,3),\"-\")&IF(H2762=\"-\",0,COUNTIF($H$4:H2762,H2762))","v":"-0"},{"$f":"_xlfn.IFS($H2762<=0,\"-\",AS2762=1,_xlfn.CONCAT(\"FUN_NONDEF\",\"-DCON_\",LEFT(AQ2762,1),\"-FCON_\",LEFT(AR2762,1)),AT2762=1,_xlfn.CONCAT(\"FUN_DEF\",\"-DCON_\",LEFT(AQ2762,1),\"-FCON_\",LEFT(AR2762,1)),AU2762=1,_xlfn.CONCAT(\"NONFUN_NONDEF\",\"-DCON_\",LEFT(AQ2762,1),\"-FCON_\",LEFT(AR2762,1)),AV2762=1,_xlfn.CONCAT(\"NONFUN_DEF\",\"-DCON_\",LEFT(AQ2762,1),\"-FCON_\",LEFT(AR2762,1)),AS2762+AT2762+AU2762+AV2762<1,_xlfn.CONCAT(\"-\"))","v":"-"}]
[null,null,null,null,null,null,null,null,null,null,null,null,null,null,null,null,null,null,null,null,null,0,null,null,null,null,null,null,null,null,null,0,0,0,0,"Unknown",{"$f":"_xlfn.IFS(G2767=\"Natural\",0,H2767=\"\",0,H2767=\"COASTAL-CONSTRUCTED\",0,G2767=\"Constructed\",_xlfn.XLOOKUP($H2767,'Data Categories'!$U$4:$U$25,'Data Categories'!$V$4:V$25))","v":0},{"$f":"_xlfn.IFS(AK2767=\"\",0,AJ2767=\"Unknown\",0,AK2767>1,AK2767-AJ2767,AK2767=0,0)","v":0},{"$f":"_xlfn.IFS(Y2767=\"\",0,Y2767>1920,_xlfn.XLOOKUP($H2767,'Data Categories'!$AE$20:$AE$42,'Data Categories'!$AG$20:$AG$42,0))","v":0},{"$f":"_xlfn.IFS(Y2767=\"\",0,Y2767>0,(2025-Y2767))","v":0},{"$f":"_xlfn.IFS(Z2767=\"Non-Deficient\",\"Non-Deficient\",Z2767=\"Deficient\",\"Deficient\",AB2767=\"Deficient\",\"Deficient\",Z2767=\"Non-Deficient\",\"Non-Deficient\",AB2767=\"Non-Deficient\",\"Non-Deficient\",P2767=\"\",\"None\",AL2767<0,\"Deficient\",AL2767>10,\"Non-Deficient\")","v":"None"},{"$f":"_xlfn.IFS(H2767=\"LOW WATER CROSSING\",\"Non-Functional\",G2767=\"Natural\",\"Functional\",AA2767=\"Functional\",\"Functional\",AC2767=\"Functional\",\"Functional\",AA2767=\"Non-Functional\",\"Non-Functional\",AC2767=\"Non-Functional\",\"Non-Functional\",AA2767=\"Unknown\",\"Unknown\",AC2767=\"Unknown\",\"Unknown\",AA2767=\"\",\"None\")","v":"None"},{"$f":"_xlfn.IFS(X2767=\"Functionality\",\"Low\",W2767=\"No\",\"Low\",Y2767>=2015,\"High\",Y2767>=1920,\"Low\",W2767=\"\",\"None\",W2767=\"Unknown\",\"None\")","v":"None"},{"$f":"_xlfn.IFS(H2767=\"LOW WATER CROSSING\",\"Unknown\",G2767=\"Natural\",\"None\",AM2767<AN2767,\"High\",AC2767=\"Functional\",\"Low\",AC2767=\"Non-Functional\",\"Low\",W2767=\"No\",\"Low\",W2767=\"Unknown\",\"None\",X2767=\"Deficiency\",\"None\",W2767=\"Yes\",\"High\",W2767=\"\",\"None\")","v":"None"},0,0,0,0,{"$f":"_xlfn.CONCAT(LEFT(H2767,3),\"-\")&IF(H2767=\"-\",0,COUNTIF($H$4:H2767,H2767))","v":"-0"},{"$f":"_xlfn.IFS($H2767<=0,\"-\",AS2767=1,_xlfn.CONCAT(\"FUN_NONDEF\",\"-DCON_\",LEFT(AQ2767,1),\"-FCON_\",LEFT(AR2767,1)),AT2767=1,_xlfn.CONCAT(\"FUN_DEF\",\"-DCON_\",LEFT(AQ2767,1),\"-FCON_\",LEFT(AR2767,1)),AU2767=1,_xlfn.CONCAT(\"NONFUN_NONDEF\",\"-DCON_\",LEFT(AQ2767,1),\"-FCON_\",LEFT(AR2767,1)),AV2767=1,_xlfn.CONCAT(\"NONFUN_DEF\",\"-DCON_\",LEFT(AQ2767,1),\"-FCON_\",LEFT(AR2767,1)),AS2767+AT2767+AU2767+AV2767<1,_xlfn.CONCAT(\"-\"))","v":"-"}]
[null,null,null,null,null,null,null,null,null,null,null,null,null,null,null,null,null,null,null,null,null,0,null,null,null,null,null,null,null,null,null,0,0,0,0,"Unknown",{"$f":"_xlfn.IFS(G2783=\"Natural\",0,H2783=\"\",0,H2783=\"COASTAL-CONSTRUCTED\",0,G2783=\"Constructed\",_xlfn.XLOOKUP($H2783,'Data Categories'!$U$4:$U$25,'Data Categories'!$V$4:V$25))","v":0},{"$f":"_xlfn.IFS(AK2783=\"\",0,AJ2783=\"Unknown\",0,AK2783>1,AK2783-AJ2783,AK2783=0,0)","v":0},{"$f":"_xlfn.IFS(Y2783=\"\",0,Y2783>1920,_xlfn.XLOOKUP($H2783,'Data Categories'!$AE$20:$AE$42,'Data Categories'!$AG$20:$AG$42,0))","v":0},{"$f":"_xlfn.IFS(Y2783=\"\",0,Y2783>0,(2025-Y2783))","v":0},{"$f":"_xlfn.IFS(Z2783=\"Non-Deficient\",\"Non-Deficient\",Z2783=\"Deficient\",\"Deficient\",AB2783=\"Deficient\",\"Deficient\",Z2783=\"Non-Deficient\",\"Non-Deficient\",AB2783=\"Non-Deficient\",\"Non-Deficient\",P2783=\"\",\"None\",AL2783<0,\"Deficient\",AL2783>10,\"Non-Deficient\")","v":"None"},{"$f":"_xlfn.IFS(H2783=\"LOW WATER CROSSING\",\"Non-Functional\",G2783=\"Natural\",\"Functional\",AA2783=\"Functional\",\"Functional\",AC2783=\"Functional\",\"Functional\",AA2783=\"Non-Functional\",\"Non-Functional\",AC2783=\"Non-Functional\",\"Non-Functional\",AA2783=\"Unknown\",\"Unknown\",AC2783=\"Unknown\",\"Unknown\",AA2783=\"\",\"None\")","v":"None"},{"$f":"_xlfn.IFS(X2783=\"Functionality\",\"Low\",W2783=\"No\",\"Low\",Y2783>=2015,\"High\",Y2783>=1920,\"Low\",W2783=\"\",\"None\",W2783=\"Unknown\",\"None\")","v":"None"},{"$f":"_xlfn.IFS(H2783=\"LOW WATER CROSSING\",\"Unknown\",G2783=\"Natural\",\"None\",AM2783<AN2783,\"High\",AC2783=\"Functional\",\"Low\",AC2783=\"Non-Functional\",\"Low\",W2783=\"No\",\"Low\",W2783=\"Unknown\",\"None\",X2783=\"Deficiency\",\"None\",W2783=\"Yes\",\"High\",W2783=\"\",\"None\")","v":"None"},0,0,0,0,{"$f":"_xlfn.CONCAT(LEFT(H2783,3),\"-\")&IF(H2783=\"-\",0,COUNTIF($H$4:H2783,H2783))","v":"-0"},{"$f":"_xlfn.IFS($H2783<=0,\"-\",AS2783=1,_xlfn.CONCAT(\"FUN_NONDEF\",\"-DCON_\",LEFT(AQ2783,1),\"-FCON_\",LEFT(AR2783,1)),AT2783=1,_xlfn.CONCAT(\"FUN_DEF\",\"-DCON_\",LEFT(AQ2783,1),\"-FCON_\",LEFT(AR2783,1)),AU2783=1,_xlfn.CONCAT(\"NONFUN_NONDEF\",\"-DCON_\",LEFT(AQ2783,1),\"-FCON_\",LEFT(AR2783,1)),AV2783=1,_xlfn.CONCAT(\"NONFUN_DEF\",\"-DCON_\",LEFT(AQ2783,1),\"-FCON_\",LEFT(AR2783,1)),AS2783+AT2783+AU2783+AV2783<1,_xlfn.CONCAT(\"-\"))","v":"-"}]
[null,null,null,null,null,null,null,null,null,null,null,null,null,null,null,null,null,null,null,null,null,0,null,null,null,null,null,null,null,null,null,0,0,0,0,"Unknown",{"$f":"_xlfn.IFS(G2786=\"Natural\",0,H2786=\"\",0,H2786=\"COASTAL-CONSTRUCTED\",0,G2786=\"Constructed\",_xlfn.XLOOKUP($H2786,'Data Categories'!$U$4:$U$25,'Data Categories'!$V$4:V$25))","v":0},{"$f":"_xlfn.IFS(AK2786=\"\",0,AJ2786=\"Unknown\",0,AK2786>1,AK2786-AJ2786,AK2786=0,0)","v":0},{"$f":"_xlfn.IFS(Y2786=\"\",0,Y2786>1920,_xlfn.XLOOKUP($H2786,'Data Categories'!$AE$20:$AE$42,'Data Categories'!$AG$20:$AG$42,0))","v":0},{"$f":"_xlfn.IFS(Y2786=\"\",0,Y2786>0,(2025-Y2786))","v":0},{"$f":"_xlfn.IFS(Z2786=\"Non-Deficient\",\"Non-Deficient\",Z2786=\"Deficient\",\"Deficient\",AB2786=\"Deficient\",\"Deficient\",Z2786=\"Non-Deficient\",\"Non-Deficient\",AB2786=\"Non-Deficient\",\"Non-Deficient\",P2786=\"\",\"None\",AL2786<0,\"Deficient\",AL2786>10,\"Non-Deficient\")","v":"None"},{"$f":"_xlfn.IFS(H2786=\"LOW WATER CROSSING\",\"Non-Functional\",G2786=\"Natural\",\"Functional\",AA2786=\"Functional\",\"Functional\",AC2786=\"Functional\",\"Functional\",AA2786=\"Non-Functional\",\"Non-Functional\",AC2786=\"Non-Functional\",\"Non-Functional\",AA2786=\"Unknown\",\"Unknown\",AC2786=\"Unknown\",\"Unknown\",AA2786=\"\",\"None\")","v":"None"},{"$f":"_xlfn.IFS(X2786=\"Functionality\",\"Low\",W2786=\"No\",\"Low\",Y2786>=2015,\"High\",Y2786>=1920,\"Low\",W2786=\"\",\"None\",W2786=\"Unknown\",\"None\")","v":"None"},{"$f":"_xlfn.IFS(H2786=\"LOW WATER CROSSING\",\"Unknown\",G2786=\"Natural\",\"None\",AM2786<AN2786,\"High\",AC2786=\"Functional\",\"Low\",AC2786=\"Non-Functional\",\"Low\",W2786=\"No\",\"Low\",W2786=\"Unknown\",\"None\",X2786=\"Deficiency\",\"None\",W2786=\"Yes\",\"High\",W2786=\"\",\"None\")","v":"None"},0,0,0,0,{"$f":"_xlfn.CONCAT(LEFT(H2786,3),\"-\")&IF(H2786=\"-\",0,COUNTIF($H$4:H2786,H2786))","v":"-0"},{"$f":"_xlfn.IFS($H2786<=0,\"-\",AS2786=1,_xlfn.CONCAT(\"FUN_NONDEF\",\"-DCON_\",LEFT(AQ2786,1),\"-FCON_\",LEFT(AR2786,1)),AT2786=1,_xlfn.CONCAT(\"FUN_DEF\",\"-DCON_\",LEFT(AQ2786,1),\"-FCON_\",LEFT(AR2786,1)),AU2786=1,_xlfn.CONCAT(\"NONFUN_NONDEF\",\"-DCON_\",LEFT(AQ2786,1),\"-FCON_\",LEFT(AR2786,1)),AV2786=1,_xlfn.CONCAT(\"NONFUN_DEF\",\"-DCON_\",LEFT(AQ2786,1),\"-FCON_\",LEFT(AR2786,1)),AS2786+AT2786+AU2786+AV2786<1,_xlfn.CONCAT(\"-\"))","v":"-"}]
[null,null,null,null,null,null,null,null,null,null,null,null,null,null,null,null,null,null,null,null,null,0,null,null,null,null,null,null,null,null,null,0,0,0,0,"Unknown",{"$f":"_xlfn.IFS(G2801=\"Natural\",0,H2801=\"\",0,H2801=\"COASTAL-CONSTRUCTED\",0,G2801=\"Constructed\",_xlfn.XLOOKUP($H2801,'Data Categories'!$U$4:$U$25,'Data Categories'!$V$4:V$25))","v":0},{"$f":"_xlfn.IFS(AK2801=\"\",0,AJ2801=\"Unknown\",0,AK2801>1,AK2801-AJ2801,AK2801=0,0)","v":0},{"$f":"_xlfn.IFS(Y2801=\"\",0,Y2801>1920,_xlfn.XLOOKUP($H2801,'Data Categories'!$AE$20:$AE$42,'Data Categories'!$AG$20:$AG$42,0))","v":0},{"$f":"_xlfn.IFS(Y2801=\"\",0,Y2801>0,(2025-Y2801))","v":0},{"$f":"_xlfn.IFS(Z2801=\"Non-Deficient\",\"Non-Deficient\",Z2801=\"Deficient\",\"Deficient\",AB2801=\"Deficient\",\"Deficient\",Z2801=\"Non-Deficient\",\"Non-Deficient\",AB2801=\"Non-Deficient\",\"Non-Deficient\",P2801=\"\",\"None\",AL2801<0,\"Deficient\",AL2801>10,\"Non-Deficient\")","v":"None"},{"$f":"_xlfn.IFS(H2801=\"LOW WATER CROSSING\",\"Non-Functional\",G2801=\"Natural\",\"Functional\",AA2801=\"Functional\",\"Functional\",AC2801=\"Functional\",\"Functional\",AA2801=\"Non-Functional\",\"Non-Functional\",AC2801=\"Non-Functional\",\"Non-Functional\",AA2801=\"Unknown\",\"Unknown\",AC2801=\"Unknown\",\"Unknown\",AA2801=\"\",\"None\")","v":"None"},{"$f":"_xlfn.IFS(X2801=\"Functionality\",\"Low\",W2801=\"No\",\"Low\",Y2801>=2015,\"High\",Y2801>=1920,\"Low\",W2801=\"\",\"None\",W2801=\"Unknown\",\"None\")","v":"None"},{"$f":"_xlfn.IFS(H2801=\"LOW WATER CROSSING\",\"Unknown\",G2801=\"Natural\",\"None\",AM2801<AN2801,\"High\",AC2801=\"Functional\",\"Low\",AC2801=\"Non-Functional\",\"Low\",W2801=\"No\",\"Low\",W2801=\"Unknown\",\"None\",X2801=\"Deficiency\",\"None\",W2801=\"Yes\",\"High\",W2801=\"\",\"None\")","v":"None"},0,0,0,0,{"$f":"_xlfn.CONCAT(LEFT(H2801,3),\"-\")&IF(H2801=\"-\",0,COUNTIF($H$4:H2801,H2801))","v":"-0"},{"$f":"_xlfn.IFS($H2801<=0,\"-\",AS2801=1,_xlfn.CONCAT(\"FUN_NONDEF\",\"-DCON_\",LEFT(AQ2801,1),\"-FCON_\",LEFT(AR2801,1)),AT2801=1,_xlfn.CONCAT(\"FUN_DEF\",\"-DCON_\",LEFT(AQ2801,1),\"-FCON_\",LEFT(AR2801,1)),AU2801=1,_xlfn.CONCAT(\"NONFUN_NONDEF\",\"-DCON_\",LEFT(AQ2801,1),\"-FCON_\",LEFT(AR2801,1)),AV2801=1,_xlfn.CONCAT(\"NONFUN_DEF\",\"-DCON_\",LEFT(AQ2801,1),\"-FCON_\",LEFT(AR2801,1)),AS2801+AT2801+AU2801+AV2801<1,_xlfn.CONCAT(\"-\"))","v":"-"}]
[null,null,null,null,null,null,null,null,null,null,null,null,null,null,null,null,null,null,null,null,null,0,null,null,null,null,null,null,null,null,null,0,0,0,0,"Unknown",{"$f":"_xlfn.IFS(G2804=\"Natural\",0,H2804=\"\",0,H2804=\"COASTAL-CONSTRUCTED\",0,G2804=\"Constructed\",_xlfn.XLOOKUP($H2804,'Data Categories'!$U$4:$U$25,'Data Categories'!$V$4:V$25))","v":0},{"$f":"_xlfn.IFS(AK2804=\"\",0,AJ2804=\"Unknown\",0,AK2804>1,AK2804-AJ2804,AK2804=0,0)","v":0},{"$f":"_xlfn.IFS(Y2804=\"\",0,Y2804>1920,_xlfn.XLOOKUP($H2804,'Data Categories'!$AE$20:$AE$42,'Data Categories'!$AG$20:$AG$42,0))","v":0},{"$f":"_xlfn.IFS(Y2804=\"\",0,Y2804>0,(2025-Y2804))","v":0},{"$f":"_xlfn.IFS(Z2804=\"Non-Deficient\",\"Non-Deficient\",Z2804=\"Deficient\",\"Deficient\",AB2804=\"Deficient\",\"Deficient\",Z2804=\"Non-Deficient\",\"Non-Deficient\",AB2804=\"Non-Deficient\",\"Non-Deficient\",P2804=\"\",\"None\",AL2804<0,\"Deficient\",AL2804>10,\"Non-Deficient\")","v":"None"},{"$f":"_xlfn.IFS(H2804=\"LOW WATER CROSSING\",\"Non-Functional\",G2804=\"Natural\",\"Functional\",AA2804=\"Functional\",\"Functional\",AC2804=\"Functional\",\"Functional\",AA2804=\"Non-Functional\",\"Non-Functional\",AC2804=\"Non-Functional\",\"Non-Functional\",AA2804=\"Unknown\",\"Unknown\",AC2804=\"Unknown\",\"Unknown\",AA2804=\"\",\"None\")","v":"None"},{"$f":"_xlfn.IFS(X2804=\"Functionality\",\"Low\",W2804=\"No\",\"Low\",Y2804>=2015,\"High\",Y2804>=1920,\"Low\",W2804=\"\",\"None\",W2804=\"Unknown\",\"None\")","v":"None"},{"$f":"_xlfn.IFS(H2804=\"LOW WATER CROSSING\",\"Unknown\",G2804=\"Natural\",\"None\",AM2804<AN2804,\"High\",AC2804=\"Functional\",\"Low\",AC2804=\"Non-Functional\",\"Low\",W2804=\"No\",\"Low\",W2804=\"Unknown\",\"None\",X2804=\"Deficiency\",\"None\",W2804=\"Yes\",\"High\",W2804=\"\",\"None\")","v":"None"},0,0,0,0,{"$f":"_xlfn.CONCAT(LEFT(H2804,3),\"-\")&IF(H2804=\"-\",0,COUNTIF($H$4:H2804,H2804))","v":"-0"},{"$f":"_xlfn.IFS($H2804<=0,\"-\",AS2804=1,_xlfn.CONCAT(\"FUN_NONDEF\",\"-DCON_\",LEFT(AQ2804,1),\"-FCON_\",LEFT(AR2804,1)),AT2804=1,_xlfn.CONCAT(\"FUN_DEF\",\"-DCON_\",LEFT(AQ2804,1),\"-FCON_\",LEFT(AR2804,1)),AU2804=1,_xlfn.CONCAT(\"NONFUN_NONDEF\",\"-DCON_\",LEFT(AQ2804,1),\"-FCON_\",LEFT(AR2804,1)),AV2804=1,_xlfn.CONCAT(\"NONFUN_DEF\",\"-DCON_\",LEFT(AQ2804,1),\"-FCON_\",LEFT(AR2804,1)),AS2804+AT2804+AU2804+AV2804<1,_xlfn.CONCAT(\"-\"))","v":"-"}]
[null,null,null,null,null,null,null,null,null,null,null,null,null,null,null,null,null,null,null,null,null,0,null,null,null,null,null,null,null,null,null,0,0,0,0,"Unknown",{"$f":"_xlfn.IFS(G2816=\"Natural\",0,H2816=\"\",0,H2816=\"COASTAL-CONSTRUCTED\",0,G2816=\"Constructed\",_xlfn.XLOOKUP($H2816,'Data Categories'!$U$4:$U$25,'Data Categories'!$V$4:V$25))","v":0},{"$f":"_xlfn.IFS(AK2816=\"\",0,AJ2816=\"Unknown\",0,AK2816>1,AK2816-AJ2816,AK2816=0,0)","v":0},{"$f":"_xlfn.IFS(Y2816=\"\",0,Y2816>1920,_xlfn.XLOOKUP($H2816,'Data Categories'!$AE$20:$AE$42,'Data Categories'!$AG$20:$AG$42,0))","v":0},{"$f":"_xlfn.IFS(Y2816=\"\",0,Y2816>0,(2025-Y2816))","v":0},{"$f":"_xlfn.IFS(Z2816=\"Non-Deficient\",\"Non-Deficient\",Z2816=\"Deficient\",\"Deficient\",AB2816=\"Deficient\",\"Deficient\",Z2816=\"Non-Deficient\",\"Non-Deficient\",AB2816=\"Non-Deficient\",\"Non-Deficient\",P2816=\"\",\"None\",AL2816<0,\"Deficient\",AL2816>10,\"Non-Deficient\")","v":"None"},{"$f":"_xlfn.IFS(H2816=\"LOW WATER CROSSING\",\"Non-Functional\",G2816=\"Natural\",\"Functional\",AA2816=\"Functional\",\"Functional\",AC2816=\"Functional\",\"Functional\",AA2816=\"Non-Functional\",\"Non-Functional\",AC2816=\"Non-Functional\",\"Non-Functional\",AA2816=\"Unknown\",\"Unknown\",AC2816=\"Unknown\",\"Unknown\",AA2816=\"\",\"None\")","v":"None"},{"$f":"_xlfn.IFS(X2816=\"Functionality\",\"Low\",W2816=\"No\",\"Low\",Y2816>=2015,\"High\",Y2816>=1920,\"Low\",W2816=\"\",\"None\",W2816=\"Unknown\",\"None\")","v":"None"},{"$f":"_xlfn.IFS(H2816=\"LOW WATER CROSSING\",\"Unknown\",G2816=\"Natural\",\"None\",AM2816<AN2816,\"High\",AC2816=\"Functional\",\"Low\",AC2816=\"Non-Functional\",\"Low\",W2816=\"No\",\"Low\",W2816=\"Unknown\",\"None\",X2816=\"Deficiency\",\"None\",W2816=\"Yes\",\"High\",W2816=\"\",\"None\")","v":"None"},0,0,0,0,{"$f":"_xlfn.CONCAT(LEFT(H2816,3),\"-\")&IF(H2816=\"-\",0,COUNTIF($H$4:H2816,H2816))","v":"-0"},{"$f":"_xlfn.IFS($H2816<=0,\"-\",AS2816=1,_xlfn.CONCAT(\"FUN_NONDEF\",\"-DCON_\",LEFT(AQ2816,1),\"-FCON_\",LEFT(AR2816,1)),AT2816=1,_xlfn.CONCAT(\"FUN_DEF\",\"-DCON_\",LEFT(AQ2816,1),\"-FCON_\",LEFT(AR2816,1)),AU2816=1,_xlfn.CONCAT(\"NONFUN_NONDEF\",\"-DCON_\",LEFT(AQ2816,1),\"-FCON_\",LEFT(AR2816,1)),AV2816=1,_xlfn.CONCAT(\"NONFUN_DEF\",\"-DCON_\",LEFT(AQ2816,1),\"-FCON_\",LEFT(AR2816,1)),AS2816+AT2816+AU2816+AV2816<1,_xlfn.CONCAT(\"-\"))","v":"-"}]
[null,null,null,null,null,null,null,null,null,null,null,null,null,null,null,null,null,null,null,null,null,0,null,null,null,null,null,null,null,null,null,0,0,0,0,"Unknown",{"$f":"_xlfn.IFS(G2823=\"Natural\",0,H2823=\"\",0,H2823=\"COASTAL-CONSTRUCTED\",0,G2823=\"Constructed\",_xlfn.XLOOKUP($H2823,'Data Categories'!$U$4:$U$25,'Data Categories'!$V$4:V$25))","v":0},{"$f":"_xlfn.IFS(AK2823=\"\",0,AJ2823=\"Unknown\",0,AK2823>1,AK2823-AJ2823,AK2823=0,0)","v":0},{"$f":"_xlfn.IFS(Y2823=\"\",0,Y2823>1920,_xlfn.XLOOKUP($H2823,'Data Categories'!$AE$20:$AE$42,'Data Categories'!$AG$20:$AG$42,0))","v":0},{"$f":"_xlfn.IFS(Y2823=\"\",0,Y2823>0,(2025-Y2823))","v":0},{"$f":"_xlfn.IFS(Z2823=\"Non-Deficient\",\"Non-Deficient\",Z2823=\"Deficient\",\"Deficient\",AB2823=\"Deficient\",\"Deficient\",Z2823=\"Non-Deficient\",\"Non-Deficient\",AB2823=\"Non-Deficient\",\"Non-Deficient\",P2823=\"\",\"None\",AL2823<0,\"Deficient\",AL2823>10,\"Non-Deficient\")","v":"None"},{"$f":"_xlfn.IFS(H2823=\"LOW WATER CROSSING\",\"Non-Functional\",G2823=\"Natural\",\"Functional\",AA2823=\"Functional\",\"Functional\",AC2823=\"Functional\",\"Functional\",AA2823=\"Non-Functional\",\"Non-Functional\",AC2823=\"Non-Functional\",\"Non-Functional\",AA2823=\"Unknown\",\"Unknown\",AC2823=\"Unknown\",\"Unknown\",AA2823=\"\",\"None\")","v":"None"},{"$f":"_xlfn.IFS(X2823=\"Functionality\",\"Low\",W2823=\"No\",\"Low\",Y2823>=2015,\"High\",Y2823>=1920,\"Low\",W2823=\"\",\"None\",W2823=\"Unknown\",\"None\")","v":"None"},{"$f":"_xlfn.IFS(H2823=\"LOW WATER CROSSING\",\"Unknown\",G2823=\"Natural\",\"None\",AM2823<AN2823,\"High\",AC2823=\"Functional\",\"Low\",AC2823=\"Non-Functional\",\"Low\",W2823=\"No\",\"Low\",W2823=\"Unknown\",\"None\",X2823=\"Deficiency\",\"None\",W2823=\"Yes\",\"High\",W2823=\"\",\"None\")","v":"None"},0,0,0,0,{"$f":"_xlfn.CONCAT(LEFT(H2823,3),\"-\")&IF(H2823=\"-\",0,COUNTIF($H$4:H2823,H2823))","v":"-0"},{"$f":"_xlfn.IFS($H2823<=0,\"-\",AS2823=1,_xlfn.CONCAT(\"FUN_NONDEF\",\"-DCON_\",LEFT(AQ2823,1),\"-FCON_\",LEFT(AR2823,1)),AT2823=1,_xlfn.CONCAT(\"FUN_DEF\",\"-DCON_\",LEFT(AQ2823,1),\"-FCON_\",LEFT(AR2823,1)),AU2823=1,_xlfn.CONCAT(\"NONFUN_NONDEF\",\"-DCON_\",LEFT(AQ2823,1),\"-FCON_\",LEFT(AR2823,1)),AV2823=1,_xlfn.CONCAT(\"NONFUN_DEF\",\"-DCON_\",LEFT(AQ2823,1),\"-FCON_\",LEFT(AR2823,1)),AS2823+AT2823+AU2823+AV2823<1,_xlfn.CONCAT(\"-\"))","v":"-"}]
[null,null,null,null,null,null,null,null,null,null,null,null,null,null,null,null,null,null,null,null,null,0,null,null,null,null,null,null,null,null,null,0,0,0,0,"Unknown",{"$f":"_xlfn.IFS(G2832=\"Natural\",0,H2832=\"\",0,H2832=\"COASTAL-CONSTRUCTED\",0,G2832=\"Constructed\",_xlfn.XLOOKUP($H2832,'Data Categories'!$U$4:$U$25,'Data Categories'!$V$4:V$25))","v":0},{"$f":"_xlfn.IFS(AK2832=\"\",0,AJ2832=\"Unknown\",0,AK2832>1,AK2832-AJ2832,AK2832=0,0)","v":0},{"$f":"_xlfn.IFS(Y2832=\"\",0,Y2832>1920,_xlfn.XLOOKUP($H2832,'Data Categories'!$AE$20:$AE$42,'Data Categories'!$AG$20:$AG$42,0))","v":0},{"$f":"_xlfn.IFS(Y2832=\"\",0,Y2832>0,(2025-Y2832))","v":0},{"$f":"_xlfn.IFS(Z2832=\"Non-Deficient\",\"Non-Deficient\",Z2832=\"Deficient\",\"Deficient\",AB2832=\"Deficient\",\"Deficient\",Z2832=\"Non-Deficient\",\"Non-Deficient\",AB2832=\"Non-Deficient\",\"Non-Deficient\",P2832=\"\",\"None\",AL2832<0,\"Deficient\",AL2832>10,\"Non-Deficient\")","v":"None"},{"$f":"_xlfn.IFS(H2832=\"LOW WATER CROSSING\",\"Non-Functional\",G2832=\"Natural\",\"Functional\",AA2832=\"Functional\",\"Functional\",AC2832=\"Functional\",\"Functional\",AA2832=\"Non-Functional\",\"Non-Functional\",AC2832=\"Non-Functional\",\"Non-Functional\",AA2832=\"Unknown\",\"Unknown\",AC2832=\"Unknown\",\"Unknown\",AA2832=\"\",\"None\")","v":"None"},{"$f":"_xlfn.IFS(X2832=\"Functionality\",\"Low\",W2832=\"No\",\"Low\",Y2832>=2015,\"High\",Y2832>=1920,\"Low\",W2832=\"\",\"None\",W2832=\"Unknown\",\"None\")","v":"None"},{"$f":"_xlfn.IFS(H2832=\"LOW WATER CROSSING\",\"Unknown\",G2832=\"Natural\",\"None\",AM2832<AN2832,\"High\",AC2832=\"Functional\",\"Low\",AC2832=\"Non-Functional\",\"Low\",W2832=\"No\",\"Low\",W2832=\"Unknown\",\"None\",X2832=\"Deficiency\",\"None\",W2832=\"Yes\",\"High\",W2832=\"\",\"None\")","v":"None"},0,0,0,0,{"$f":"_xlfn.CONCAT(LEFT(H2832,3),\"-\")&IF(H2832=\"-\",0,COUNTIF($H$4:H2832,H2832))","v":"-0"},{"$f":"_xlfn.IFS($H2832<=0,\"-\",AS2832=1,_xlfn.CONCAT(\"FUN_NONDEF\",\"-DCON_\",LEFT(AQ2832,1),\"-FCON_\",LEFT(AR2832,1)),AT2832=1,_xlfn.CONCAT(\"FUN_DEF\",\"-DCON_\",LEFT(AQ2832,1),\"-FCON_\",LEFT(AR2832,1)),AU2832=1,_xlfn.CONCAT(\"NONFUN_NONDEF\",\"-DCON_\",LEFT(AQ2832,1),\"-FCON_\",LEFT(AR2832,1)),AV2832=1,_xlfn.CONCAT(\"NONFUN_DEF\",\"-DCON_\",LEFT(AQ2832,1),\"-FCON_\",LEFT(AR2832,1)),AS2832+AT2832+AU2832+AV2832<1,_xlfn.CONCAT(\"-\"))","v":"-"}]
[null,null,null,null,null,null,null,null,null,null,null,null,null,null,null,null,null,null,null,null,null,0,null,null,null,null,null,null,null,null,null,0,0,0,0,"Unknown",{"$f":"_xlfn.IFS(G2837=\"Natural\",0,H2837=\"\",0,H2837=\"COASTAL-CONSTRUCTED\",0,G2837=\"Constructed\",_xlfn.XLOOKUP($H2837,'Data Categories'!$U$4:$U$25,'Data Categories'!$V$4:V$25))","v":0},{"$f":"_xlfn.IFS(AK2837=\"\",0,AJ2837=\"Unknown\",0,AK2837>1,AK2837-AJ2837,AK2837=0,0)","v":0},{"$f":"_xlfn.IFS(Y2837=\"\",0,Y2837>1920,_xlfn.XLOOKUP($H2837,'Data Categories'!$AE$20:$AE$42,'Data Categories'!$AG$20:$AG$42,0))","v":0},{"$f":"_xlfn.IFS(Y2837=\"\",0,Y2837>0,(2025-Y2837))","v":0},{"$f":"_xlfn.IFS(Z2837=\"Non-Deficient\",\"Non-Deficient\",Z2837=\"Deficient\",\"Deficient\",AB2837=\"Deficient\",\"Deficient\",Z2837=\"Non-Deficient\",\"Non-Deficient\",AB2837=\"Non-Deficient\",\"Non-Deficient\",P2837=\"\",\"None\",AL2837<0,\"Deficient\",AL2837>10,\"Non-Deficient\")","v":"None"},{"$f":"_xlfn.IFS(H2837=\"LOW WATER CROSSING\",\"Non-Functional\",G2837=\"Natural\",\"Functional\",AA2837=\"Functional\",\"Functional\",AC2837=\"Functional\",\"Functional\",AA2837=\"Non-Functional\",\"Non-Functional\",AC2837=\"Non-Functional\",\"Non-Functional\",AA2837=\"Unknown\",\"Unknown\",AC2837=\"Unknown\",\"Unknown\",AA2837=\"\",\"None\")","v":"None"},{"$f":"_xlfn.IFS(X2837=\"Functionality\",\"Low\",W2837=\"No\",\"Low\",Y2837>=2015,\"High\",Y2837>=1920,\"Low\",W2837=\"\",\"None\",W2837=\"Unknown\",\"None\")","v":"None"},{"$f":"_xlfn.IFS(H2837=\"LOW WATER CROSSING\",\"Unknown\",G2837=\"Natural\",\"None\",AM2837<AN2837,\"High\",AC2837=\"Functional\",\"Low\",AC2837=\"Non-Functional\",\"Low\",W2837=\"No\",\"Low\",W2837=\"Unknown\",\"None\",X2837=\"Deficiency\",\"None\",W2837=\"Yes\",\"High\",W2837=\"\",\"None\")","v":"None"},0,0,0,0,{"$f":"_xlfn.CONCAT(LEFT(H2837,3),\"-\")&IF(H2837=\"-\",0,COUNTIF($H$4:H2837,H2837))","v":"-0"},{"$f":"_xlfn.IFS($H2837<=0,\"-\",AS2837=1,_xlfn.CONCAT(\"FUN_NONDEF\",\"-DCON_\",LEFT(AQ2837,1),\"-FCON_\",LEFT(AR2837,1)),AT2837=1,_xlfn.CONCAT(\"FUN_DEF\",\"-DCON_\",LEFT(AQ2837,1),\"-FCON_\",LEFT(AR2837,1)),AU2837=1,_xlfn.CONCAT(\"NONFUN_NONDEF\",\"-DCON_\",LEFT(AQ2837,1),\"-FCON_\",LEFT(AR2837,1)),AV2837=1,_xlfn.CONCAT(\"NONFUN_DEF\",\"-DCON_\",LEFT(AQ2837,1),\"-FCON_\",LEFT(AR2837,1)),AS2837+AT2837+AU2837+AV2837<1,_xlfn.CONCAT(\"-\"))","v":"-"}]
[null,null,null,null,null,null,null,null,null,null,null,null,null,null,null,null,null,null,null,null,null,0,null,null,null,null,null,null,null,null,null,0,0,0,0,"Unknown",{"$f":"_xlfn.IFS(G2853=\"Natural\",0,H2853=\"\",0,H2853=\"COASTAL-CONSTRUCTED\",0,G2853=\"Constructed\",_xlfn.XLOOKUP($H2853,'Data Categories'!$U$4:$U$25,'Data Categories'!$V$4:V$25))","v":0},{"$f":"_xlfn.IFS(AK2853=\"\",0,AJ2853=\"Unknown\",0,AK2853>1,AK2853-AJ2853,AK2853=0,0)","v":0},{"$f":"_xlfn.IFS(Y2853=\"\",0,Y2853>1920,_xlfn.XLOOKUP($H2853,'Data Categories'!$AE$20:$AE$42,'Data Categories'!$AG$20:$AG$42,0))","v":0},{"$f":"_xlfn.IFS(Y2853=\"\",0,Y2853>0,(2025-Y2853))","v":0},{"$f":"_xlfn.IFS(Z2853=\"Non-Deficient\",\"Non-Deficient\",Z2853=\"Deficient\",\"Deficient\",AB2853=\"Deficient\",\"Deficient\",Z2853=\"Non-Deficient\",\"Non-Deficient\",AB2853=\"Non-Deficient\",\"Non-Deficient\",P2853=\"\",\"None\",AL2853<0,\"Deficient\",AL2853>10,\"Non-Deficient\")","v":"None"},{"$f":"_xlfn.IFS(H2853=\"LOW WATER CROSSING\",\"Non-Functional\",G2853=\"Natural\",\"Functional\",AA2853=\"Functional\",\"Functional\",AC2853=\"Functional\",\"Functional\",AA2853=\"Non-Functional\",\"Non-Functional\",AC2853=\"Non-Functional\",\"Non-Functional\",AA2853=\"Unknown\",\"Unknown\",AC2853=\"Unknown\",\"Unknown\",AA2853=\"\",\"None\")","v":"None"},{"$f":"_xlfn.IFS(X2853=\"Functionality\",\"Low\",W2853=\"No\",\"Low\",Y2853>=2015,\"High\",Y2853>=1920,\"Low\",W2853=\"\",\"None\",W2853=\"Unknown\",\"None\")","v":"None"},{"$f":"_xlfn.IFS(H2853=\"LOW WATER CROSSING\",\"Unknown\",G2853=\"Natural\",\"None\",AM2853<AN2853,\"High\",AC2853=\"Functional\",\"Low\",AC2853=\"Non-Functional\",\"Low\",W2853=\"No\",\"Low\",W2853=\"Unknown\",\"None\",X2853=\"Deficiency\",\"None\",W2853=\"Yes\",\"High\",W2853=\"\",\"None\")","v":"None"},0,0,0,0,{"$f":"_xlfn.CONCAT(LEFT(H2853,3),\"-\")&IF(H2853=\"-\",0,COUNTIF($H$4:H2853,H2853))","v":"-0"},{"$f":"_xlfn.IFS($H2853<=0,\"-\",AS2853=1,_xlfn.CONCAT(\"FUN_NONDEF\",\"-DCON_\",LEFT(AQ2853,1),\"-FCON_\",LEFT(AR2853,1)),AT2853=1,_xlfn.CONCAT(\"FUN_DEF\",\"-DCON_\",LEFT(AQ2853,1),\"-FCON_\",LEFT(AR2853,1)),AU2853=1,_xlfn.CONCAT(\"NONFUN_NONDEF\",\"-DCON_\",LEFT(AQ2853,1),\"-FCON_\",LEFT(AR2853,1)),AV2853=1,_xlfn.CONCAT(\"NONFUN_DEF\",\"-DCON_\",LEFT(AQ2853,1),\"-FCON_\",LEFT(AR2853,1)),AS2853+AT2853+AU2853+AV2853<1,_xlfn.CONCAT(\"-\"))","v":"-"}]
[null,null,null,null,null,null,null,null,null,null,null,null,null,null,null,null,null,null,null,null,null,0,null,null,null,null,null,null,null,null,null,0,0,0,0,"Unknown",{"$f":"_xlfn.IFS(G2856=\"Natural\",0,H2856=\"\",0,H2856=\"COASTAL-CONSTRUCTED\",0,G2856=\"Constructed\",_xlfn.XLOOKUP($H2856,'Data Categories'!$U$4:$U$25,'Data Categories'!$V$4:V$25))","v":0},{"$f":"_xlfn.IFS(AK2856=\"\",0,AJ2856=\"Unknown\",0,AK2856>1,AK2856-AJ2856,AK2856=0,0)","v":0},{"$f":"_xlfn.IFS(Y2856=\"\",0,Y2856>1920,_xlfn.XLOOKUP($H2856,'Data Categories'!$AE$20:$AE$42,'Data Categories'!$AG$20:$AG$42,0))","v":0},{"$f":"_xlfn.IFS(Y2856=\"\",0,Y2856>0,(2025-Y2856))","v":0},{"$f":"_xlfn.IFS(Z2856=\"Non-Deficient\",\"Non-Deficient\",Z2856=\"Deficient\",\"Deficient\",AB2856=\"Deficient\",\"Deficient\",Z2856=\"Non-Deficient\",\"Non-Deficient\",AB2856=\"Non-Deficient\",\"Non-Deficient\",P2856=\"\",\"None\",AL2856<0,\"Deficient\",AL2856>10,\"Non-Deficient\")","v":"None"},{"$f":"_xlfn.IFS(H2856=\"LOW WATER CROSSING\",\"Non-Functional\",G2856=\"Natural\",\"Functional\",AA2856=\"Functional\",\"Functional\",AC2856=\"Functional\",\"Functional\",AA2856=\"Non-Functional\",\"Non-Functional\",AC2856=\"Non-Functional\",\"Non-Functional\",AA2856=\"Unknown\",\"Unknown\",AC2856=\"Unknown\",\"Unknown\",AA2856=\"\",\"None\")","v":"None"},{"$f":"_xlfn.IFS(X2856=\"Functionality\",\"Low\",W2856=\"No\",\"Low\",Y2856>=2015,\"High\",Y2856>=1920,\"Low\",W2856=\"\",\"None\",W2856=\"Unknown\",\"None\")","v":"None"},{"$f":"_xlfn.IFS(H2856=\"LOW WATER CROSSING\",\"Unknown\",G2856=\"Natural\",\"None\",AM2856<AN2856,\"High\",AC2856=\"Functional\",\"Low\",AC2856=\"Non-Functional\",\"Low\",W2856=\"No\",\"Low\",W2856=\"Unknown\",\"None\",X2856=\"Deficiency\",\"None\",W2856=\"Yes\",\"High\",W2856=\"\",\"None\")","v":"None"},0,0,0,0,{"$f":"_xlfn.CONCAT(LEFT(H2856,3),\"-\")&IF(H2856=\"-\",0,COUNTIF($H$4:H2856,H2856))","v":"-0"},{"$f":"_xlfn.IFS($H2856<=0,\"-\",AS2856=1,_xlfn.CONCAT(\"FUN_NONDEF\",\"-DCON_\",LEFT(AQ2856,1),\"-FCON_\",LEFT(AR2856,1)),AT2856=1,_xlfn.CONCAT(\"FUN_DEF\",\"-DCON_\",LEFT(AQ2856,1),\"-FCON_\",LEFT(AR2856,1)),AU2856=1,_xlfn.CONCAT(\"NONFUN_NONDEF\",\"-DCON_\",LEFT(AQ2856,1),\"-FCON_\",LEFT(AR2856,1)),AV2856=1,_xlfn.CONCAT(\"NONFUN_DEF\",\"-DCON_\",LEFT(AQ2856,1),\"-FCON_\",LEFT(AR2856,1)),AS2856+AT2856+AU2856+AV2856<1,_xlfn.CONCAT(\"-\"))","v":"-"}]
[null,null,null,null,null,null,null,null,null,null,null,null,null,null,null,null,null,null,null,null,null,0,null,null,null,null,null,null,null,null,null,0,0,0,0,"Unknown",{"$f":"_xlfn.IFS(G2871=\"Natural\",0,H2871=\"\",0,H2871=\"COASTAL-CONSTRUCTED\",0,G2871=\"Constructed\",_xlfn.XLOOKUP($H2871,'Data Categories'!$U$4:$U$25,'Data Categories'!$V$4:V$25))","v":0},{"$f":"_xlfn.IFS(AK2871=\"\",0,AJ2871=\"Unknown\",0,AK2871>1,AK2871-AJ2871,AK2871=0,0)","v":0},{"$f":"_xlfn.IFS(Y2871=\"\",0,Y2871>1920,_xlfn.XLOOKUP($H2871,'Data Categories'!$AE$20:$AE$42,'Data Categories'!$AG$20:$AG$42,0))","v":0},{"$f":"_xlfn.IFS(Y2871=\"\",0,Y2871>0,(2025-Y2871))","v":0},{"$f":"_xlfn.IFS(Z2871=\"Non-Deficient\",\"Non-Deficient\",Z2871=\"Deficient\",\"Deficient\",AB2871=\"Deficient\",\"Deficient\",Z2871=\"Non-Deficient\",\"Non-Deficient\",AB2871=\"Non-Deficient\",\"Non-Deficient\",P2871=\"\",\"None\",AL2871<0,\"Deficient\",AL2871>10,\"Non-Deficient\")","v":"None"},{"$f":"_xlfn.IFS(H2871=\"LOW WATER CROSSING\",\"Non-Functional\",G2871=\"Natural\",\"Functional\",AA2871=\"Functional\",\"Functional\",AC2871=\"Functional\",\"Functional\",AA2871=\"Non-Functional\",\"Non-Functional\",AC2871=\"Non-Functional\",\"Non-Functional\",AA2871=\"Unknown\",\"Unknown\",AC2871=\"Unknown\",\"Unknown\",AA2871=\"\",\"None\")","v":"None"},{"$f":"_xlfn.IFS(X2871=\"Functionality\",\"Low\",W2871=\"No\",\"Low\",Y2871>=2015,\"High\",Y2871>=1920,\"Low\",W2871=\"\",\"None\",W2871=\"Unknown\",\"None\")","v":"None"},{"$f":"_xlfn.IFS(H2871=\"LOW WATER CROSSING\",\"Unknown\",G2871=\"Natural\",\"None\",AM2871<AN2871,\"High\",AC2871=\"Functional\",\"Low\",AC2871=\"Non-Functional\",\"Low\",W2871=\"No\",\"Low\",W2871=\"Unknown\",\"None\",X2871=\"Deficiency\",\"None\",W2871=\"Yes\",\"High\",W2871=\"\",\"None\")","v":"None"},0,0,0,0,{"$f":"_xlfn.CONCAT(LEFT(H2871,3),\"-\")&IF(H2871=\"-\",0,COUNTIF($H$4:H2871,H2871))","v":"-0"},{"$f":"_xlfn.IFS($H2871<=0,\"-\",AS2871=1,_xlfn.CONCAT(\"FUN_NONDEF\",\"-DCON_\",LEFT(AQ2871,1),\"-FCON_\",LEFT(AR2871,1)),AT2871=1,_xlfn.CONCAT(\"FUN_DEF\",\"-DCON_\",LEFT(AQ2871,1),\"-FCON_\",LEFT(AR2871,1)),AU2871=1,_xlfn.CONCAT(\"NONFUN_NONDEF\",\"-DCON_\",LEFT(AQ2871,1),\"-FCON_\",LEFT(AR2871,1)),AV2871=1,_xlfn.CONCAT(\"NONFUN_DEF\",\"-DCON_\",LEFT(AQ2871,1),\"-FCON_\",LEFT(AR2871,1)),AS2871+AT2871+AU2871+AV2871<1,_xlfn.CONCAT(\"-\"))","v":"-"}]
[null,null,null,null,null,null,null,null,null,null,null,null,null,null,null,null,null,null,null,null,null,0,null,null,null,null,null,null,null,null,null,0,0,0,0,"Unknown",{"$f":"_xlfn.IFS(G2874=\"Natural\",0,H2874=\"\",0,H2874=\"COASTAL-CONSTRUCTED\",0,G2874=\"Constructed\",_xlfn.XLOOKUP($H2874,'Data Categories'!$U$4:$U$25,'Data Categories'!$V$4:V$25))","v":0},{"$f":"_xlfn.IFS(AK2874=\"\",0,AJ2874=\"Unknown\",0,AK2874>1,AK2874-AJ2874,AK2874=0,0)","v":0},{"$f":"_xlfn.IFS(Y2874=\"\",0,Y2874>1920,_xlfn.XLOOKUP($H2874,'Data Categories'!$AE$20:$AE$42,'Data Categories'!$AG$20:$AG$42,0))","v":0},{"$f":"_xlfn.IFS(Y2874=\"\",0,Y2874>0,(2025-Y2874))","v":0},{"$f":"_xlfn.IFS(Z2874=\"Non-Deficient\",\"Non-Deficient\",Z2874=\"Deficient\",\"Deficient\",AB2874=\"Deficient\",\"Deficient\",Z2874=\"Non-Deficient\",\"Non-Deficient\",AB2874=\"Non-Deficient\",\"Non-Deficient\",P2874=\"\",\"None\",AL2874<0,\"Deficient\",AL2874>10,\"Non-Deficient\")","v":"None"},{"$f":"_xlfn.IFS(H2874=\"LOW WATER CROSSING\",\"Non-Functional\",G2874=\"Natural\",\"Functional\",AA2874=\"Functional\",\"Functional\",AC2874=\"Functional\",\"Functional\",AA2874=\"Non-Functional\",\"Non-Functional\",AC2874=\"Non-Functional\",\"Non-Functional\",AA2874=\"Unknown\",\"Unknown\",AC2874=\"Unknown\",\"Unknown\",AA2874=\"\",\"None\")","v":"None"},{"$f":"_xlfn.IFS(X2874=\"Functionality\",\"Low\",W2874=\"No\",\"Low\",Y2874>=2015,\"High\",Y2874>=1920,\"Low\",W2874=\"\",\"None\",W2874=\"Unknown\",\"None\")","v":"None"},{"$f":"_xlfn.IFS(H2874=\"LOW WATER CROSSING\",\"Unknown\",G2874=\"Natural\",\"None\",AM2874<AN2874,\"High\",AC2874=\"Functional\",\"Low\",AC2874=\"Non-Functional\",\"Low\",W2874=\"No\",\"Low\",W2874=\"Unknown\",\"None\",X2874=\"Deficiency\",\"None\",W2874=\"Yes\",\"High\",W2874=\"\",\"None\")","v":"None"},0,0,0,0,{"$f":"_xlfn.CONCAT(LEFT(H2874,3),\"-\")&IF(H2874=\"-\",0,COUNTIF($H$4:H2874,H2874))","v":"-0"},{"$f":"_xlfn.IFS($H2874<=0,\"-\",AS2874=1,_xlfn.CONCAT(\"FUN_NONDEF\",\"-DCON_\",LEFT(AQ2874,1),\"-FCON_\",LEFT(AR2874,1)),AT2874=1,_xlfn.CONCAT(\"FUN_DEF\",\"-DCON_\",LEFT(AQ2874,1),\"-FCON_\",LEFT(AR2874,1)),AU2874=1,_xlfn.CONCAT(\"NONFUN_NONDEF\",\"-DCON_\",LEFT(AQ2874,1),\"-FCON_\",LEFT(AR2874,1)),AV2874=1,_xlfn.CONCAT(\"NONFUN_DEF\",\"-DCON_\",LEFT(AQ2874,1),\"-FCON_\",LEFT(AR2874,1)),AS2874+AT2874+AU2874+AV2874<1,_xlfn.CONCAT(\"-\"))","v":"-"}]
[null,null,null,null,null,null,null,null,null,null,null,null,null,null,null,null,null,null,null,null,null,0,null,null,null,null,null,null,null,null,null,0,0,0,0,{"$f":"IF(P2886>=1900,2025-P2886,\"Unknown\")","v":"Unknown"},{"$f":"_xlfn.IFS(G2886=\"Natural\",0,H2886=\"\",0,H2886=\"COASTAL-CONSTRUCTED\",0,G2886=\"Constructed\",_xlfn.XLOOKUP($H2886,'Data Categories'!$U$4:$U$25,'Data Categories'!$V$4:V$25))","v":0},{"$f":"_xlfn.IFS(AK2886=\"\",0,AJ2886=\"Unknown\",0,AK2886>1,AK2886-AJ2886,AK2886=0,0)","v":0},{"$f":"_xlfn.IFS(Y2886=\"\",0,Y2886>1920,_xlfn.XLOOKUP($H2886,'Data Categories'!$AE$20:$AE$42,'Data Categories'!$AG$20:$AG$42,0))","v":0},{"$f":"_xlfn.IFS(Y2886=\"\",0,Y2886>0,(2025-Y2886))","v":0},{"$f":"_xlfn.IFS(Z2886=\"Non-Deficient\",\"Non-Deficient\",Z2886=\"Deficient\",\"Deficient\",AB2886=\"Deficient\",\"Deficient\",Z2886=\"Non-Deficient\",\"Non-Deficient\",AB2886=\"Non-Deficient\",\"Non-Deficient\",P2886=\"\",\"None\",AL2886<0,\"Deficient\",AL2886>10,\"Non-Deficient\")","v":"None"},{"$f":"_xlfn.IFS(H2886=\"LOW WATER CROSSING\",\"Non-Functional\",G2886=\"Natural\",\"Functional\",AA2886=\"Functional\",\"Functional\",AC2886=\"Functional\",\"Functional\",AA2886=\"Non-Functional\",\"Non-Functional\",AC2886=\"Non-Functional\",\"Non-Functional\",AA2886=\"Unknown\",\"Unknown\",AC2886=\"Unknown\",\"Unknown\",AA2886=\"\",\"None\")","v":"None"},{"$f":"_xlfn.IFS(X2886=\"Functionality\",\"Low\",W2886=\"No\",\"Low\",Y2886>=2015,\"High\",Y2886>=1920,\"Low\",W2886=\"\",\"None\",W2886=\"Unknown\",\"None\")","v":"None"},{"$f":"_xlfn.IFS(H2886=\"LOW WATER CROSSING\",\"Unknown\",G2886=\"Natural\",\"None\",AM2886<AN2886,\"High\",AC2886=\"Functional\",\"Low\",AC2886=\"Non-Functional\",\"Low\",W2886=\"No\",\"Low\",W2886=\"Unknown\",\"None\",X2886=\"Deficiency\",\"None\",W2886=\"Yes\",\"High\",W2886=\"\",\"None\")","v":"None"},0,0,0,0,{"$f":"_xlfn.CONCAT(LEFT(H2886,3),\"-\")&IF(H2886=\"-\",0,COUNTIF($H$4:H2886,H2886))","v":"-0"},{"$f":"_xlfn.IFS($H2886<=0,\"-\",AS2886=1,_xlfn.CONCAT(\"FUN_NONDEF\",\"-DCON_\",LEFT(AQ2886,1),\"-FCON_\",LEFT(AR2886,1)),AT2886=1,_xlfn.CONCAT(\"FUN_DEF\",\"-DCON_\",LEFT(AQ2886,1),\"-FCON_\",LEFT(AR2886,1)),AU2886=1,_xlfn.CONCAT(\"NONFUN_NONDEF\",\"-DCON_\",LEFT(AQ2886,1),\"-FCON_\",LEFT(AR2886,1)),AV2886=1,_xlfn.CONCAT(\"NONFUN_DEF\",\"-DCON_\",LEFT(AQ2886,1),\"-FCON_\",LEFT(AR2886,1)),AS2886+AT2886+AU2886+AV2886<1,_xlfn.CONCAT(\"-\"))","v":"-"}]
[null,null,null,null,null,null,null,null,null,null,null,null,null,null,null,null,null,null,null,null,null,0,null,null,null,null,null,null,null,null,null,0,0,0,0,"Unknown",{"$f":"_xlfn.IFS(G2893=\"Natural\",0,H2893=\"\",0,H2893=\"COASTAL-CONSTRUCTED\",0,G2893=\"Constructed\",_xlfn.XLOOKUP($H2893,'Data Categories'!$U$4:$U$25,'Data Categories'!$V$4:V$25))","v":0},{"$f":"_xlfn.IFS(AK2893=\"\",0,AJ2893=\"Unknown\",0,AK2893>1,AK2893-AJ2893,AK2893=0,0)","v":0},{"$f":"_xlfn.IFS(Y2893=\"\",0,Y2893>1920,_xlfn.XLOOKUP($H2893,'Data Categories'!$AE$20:$AE$42,'Data Categories'!$AG$20:$AG$42,0))","v":0},{"$f":"_xlfn.IFS(Y2893=\"\",0,Y2893>0,(2025-Y2893))","v":0},{"$f":"_xlfn.IFS(Z2893=\"Non-Deficient\",\"Non-Deficient\",Z2893=\"Deficient\",\"Deficient\",AB2893=\"Deficient\",\"Deficient\",Z2893=\"Non-Deficient\",\"Non-Deficient\",AB2893=\"Non-Deficient\",\"Non-Deficient\",P2893=\"\",\"None\",AL2893<0,\"Deficient\",AL2893>10,\"Non-Deficient\")","v":"None"},{"$f":"_xlfn.IFS(H2893=\"LOW WATER CROSSING\",\"Non-Functional\",G2893=\"Natural\",\"Functional\",AA2893=\"Functional\",\"Functional\",AC2893=\"Functional\",\"Functional\",AA2893=\"Non-Functional\",\"Non-Functional\",AC2893=\"Non-Functional\",\"Non-Functional\",AA2893=\"Unknown\",\"Unknown\",AC2893=\"Unknown\",\"Unknown\",AA2893=\"\",\"None\")","v":"None"},{"$f":"_xlfn.IFS(X2893=\"Functionality\",\"Low\",W2893=\"No\",\"Low\",Y2893>=2015,\"High\",Y2893>=1920,\"Low\",W2893=\"\",\"None\",W2893=\"Unknown\",\"None\")","v":"None"},{"$f":"_xlfn.IFS(H2893=\"LOW WATER CROSSING\",\"Unknown\",G2893=\"Natural\",\"None\",AM2893<AN2893,\"High\",AC2893=\"Functional\",\"Low\",AC2893=\"Non-Functional\",\"Low\",W2893=\"No\",\"Low\",W2893=\"Unknown\",\"None\",X2893=\"Deficiency\",\"None\",W2893=\"Yes\",\"High\",W2893=\"\",\"None\")","v":"None"},0,0,0,0,{"$f":"_xlfn.CONCAT(LEFT(H2893,3),\"-\")&IF(H2893=\"-\",0,COUNTIF($H$4:H2893,H2893))","v":"-0"},{"$f":"_xlfn.IFS($H2893<=0,\"-\",AS2893=1,_xlfn.CONCAT(\"FUN_NONDEF\",\"-DCON_\",LEFT(AQ2893,1),\"-FCON_\",LEFT(AR2893,1)),AT2893=1,_xlfn.CONCAT(\"FUN_DEF\",\"-DCON_\",LEFT(AQ2893,1),\"-FCON_\",LEFT(AR2893,1)),AU2893=1,_xlfn.CONCAT(\"NONFUN_NONDEF\",\"-DCON_\",LEFT(AQ2893,1),\"-FCON_\",LEFT(AR2893,1)),AV2893=1,_xlfn.CONCAT(\"NONFUN_DEF\",\"-DCON_\",LEFT(AQ2893,1),\"-FCON_\",LEFT(AR2893,1)),AS2893+AT2893+AU2893+AV2893<1,_xlfn.CONCAT(\"-\"))","v":"-"}]
[null,null,null,null,null,null,null,null,null,null,null,null,null,null,null,null,null,null,null,null,null,0,null,null,null,null,null,null,null,null,null,0,0,0,0,"Unknown",{"$f":"_xlfn.IFS(G2902=\"Natural\",0,H2902=\"\",0,H2902=\"COASTAL-CONSTRUCTED\",0,G2902=\"Constructed\",_xlfn.XLOOKUP($H2902,'Data Categories'!$U$4:$U$25,'Data Categories'!$V$4:V$25))","v":0},{"$f":"_xlfn.IFS(AK2902=\"\",0,AJ2902=\"Unknown\",0,AK2902>1,AK2902-AJ2902,AK2902=0,0)","v":0},{"$f":"_xlfn.IFS(Y2902=\"\",0,Y2902>1920,_xlfn.XLOOKUP($H2902,'Data Categories'!$AE$20:$AE$42,'Data Categories'!$AG$20:$AG$42,0))","v":0},{"$f":"_xlfn.IFS(Y2902=\"\",0,Y2902>0,(2025-Y2902))","v":0},{"$f":"_xlfn.IFS(Z2902=\"Non-Deficient\",\"Non-Deficient\",Z2902=\"Deficient\",\"Deficient\",AB2902=\"Deficient\",\"Deficient\",Z2902=\"Non-Deficient\",\"Non-Deficient\",AB2902=\"Non-Deficient\",\"Non-Deficient\",P2902=\"\",\"None\",AL2902<0,\"Deficient\",AL2902>10,\"Non-Deficient\")","v":"None"},{"$f":"_xlfn.IFS(H2902=\"LOW WATER CROSSING\",\"Non-Functional\",G2902=\"Natural\",\"Functional\",AA2902=\"Functional\",\"Functional\",AC2902=\"Functional\",\"Functional\",AA2902=\"Non-Functional\",\"Non-Functional\",AC2902=\"Non-Functional\",\"Non-Functional\",AA2902=\"Unknown\",\"Unknown\",AC2902=\"Unknown\",\"Unknown\",AA2902=\"\",\"None\")","v":"None"},{"$f":"_xlfn.IFS(X2902=\"Functionality\",\"Low\",W2902=\"No\",\"Low\",Y2902>=2015,\"High\",Y2902>=1920,\"Low\",W2902=\"\",\"None\",W2902=\"Unknown\",\"None\")","v":"None"},{"$f":"_xlfn.IFS(H2902=\"LOW WATER CROSSING\",\"Unknown\",G2902=\"Natural\",\"None\",AM2902<AN2902,\"High\",AC2902=\"Functional\",\"Low\",AC2902=\"Non-Functional\",\"Low\",W2902=\"No\",\"Low\",W2902=\"Unknown\",\"None\",X2902=\"Deficiency\",\"None\",W2902=\"Yes\",\"High\",W2902=\"\",\"None\")","v":"None"},0,0,0,0,{"$f":"_xlfn.CONCAT(LEFT(H2902,3),\"-\")&IF(H2902=\"-\",0,COUNTIF($H$4:H2902,H2902))","v":"-0"},{"$f":"_xlfn.IFS($H2902<=0,\"-\",AS2902=1,_xlfn.CONCAT(\"FUN_NONDEF\",\"-DCON_\",LEFT(AQ2902,1),\"-FCON_\",LEFT(AR2902,1)),AT2902=1,_xlfn.CONCAT(\"FUN_DEF\",\"-DCON_\",LEFT(AQ2902,1),\"-FCON_\",LEFT(AR2902,1)),AU2902=1,_xlfn.CONCAT(\"NONFUN_NONDEF\",\"-DCON_\",LEFT(AQ2902,1),\"-FCON_\",LEFT(AR2902,1)),AV2902=1,_xlfn.CONCAT(\"NONFUN_DEF\",\"-DCON_\",LEFT(AQ2902,1),\"-FCON_\",LEFT(AR2902,1)),AS2902+AT2902+AU2902+AV2902<1,_xlfn.CONCAT(\"-\"))","v":"-"}]
[null,null,null,null,null,null,null,null,null,null,null,null,null,null,null,null,null,null,null,null,null,0,null,null,null,null,null,null,null,null,null,0,0,0,0,"Unknown",{"$f":"_xlfn.IFS(G2911=\"Natural\",0,H2911=\"\",0,H2911=\"COASTAL-CONSTRUCTED\",0,G2911=\"Constructed\",_xlfn.XLOOKUP($H2911,'Data Categories'!$U$4:$U$25,'Data Categories'!$V$4:V$25))","v":0},{"$f":"_xlfn.IFS(AK2911=\"\",0,AJ2911=\"Unknown\",0,AK2911>1,AK2911-AJ2911,AK2911=0,0)","v":0},{"$f":"_xlfn.IFS(Y2911=\"\",0,Y2911>1920,_xlfn.XLOOKUP($H2911,'Data Categories'!$AE$20:$AE$42,'Data Categories'!$AG$20:$AG$42,0))","v":0},{"$f":"_xlfn.IFS(Y2911=\"\",0,Y2911>0,(2025-Y2911))","v":0},{"$f":"_xlfn.IFS(Z2911=\"Non-Deficient\",\"Non-Deficient\",Z2911=\"Deficient\",\"Deficient\",AB2911=\"Deficient\",\"Deficient\",Z2911=\"Non-Deficient\",\"Non-Deficient\",AB2911=\"Non-Deficient\",\"Non-Deficient\",P2911=\"\",\"None\",AL2911<0,\"Deficient\",AL2911>10,\"Non-Deficient\")","v":"None"},{"$f":"_xlfn.IFS(H2911=\"LOW WATER CROSSING\",\"Non-Functional\",G2911=\"Natural\",\"Functional\",AA2911=\"Functional\",\"Functional\",AC2911=\"Functional\",\"Functional\",AA2911=\"Non-Functional\",\"Non-Functional\",AC2911=\"Non-Functional\",\"Non-Functional\",AA2911=\"Unknown\",\"Unknown\",AC2911=\"Unknown\",\"Unknown\",AA2911=\"\",\"None\")","v":"None"},{"$f":"_xlfn.IFS(X2911=\"Functionality\",\"Low\",W2911=\"No\",\"Low\",Y2911>=2015,\"High\",Y2911>=1920,\"Low\",W2911=\"\",\"None\",W2911=\"Unknown\",\"None\")","v":"None"},{"$f":"_xlfn.IFS(H2911=\"LOW WATER CROSSING\",\"Unknown\",G2911=\"Natural\",\"None\",AM2911<AN2911,\"High\",AC2911=\"Functional\",\"Low\",AC2911=\"Non-Functional\",\"Low\",W2911=\"No\",\"Low\",W2911=\"Unknown\",\"None\",X2911=\"Deficiency\",\"None\",W2911=\"Yes\",\"High\",W2911=\"\",\"None\")","v":"None"},0,0,0,0,{"$f":"_xlfn.CONCAT(LEFT(H2911,3),\"-\")&IF(H2911=\"-\",0,COUNTIF($H$4:H2911,H2911))","v":"-0"},{"$f":"_xlfn.IFS($H2911<=0,\"-\",AS2911=1,_xlfn.CONCAT(\"FUN_NONDEF\",\"-DCON_\",LEFT(AQ2911,1),\"-FCON_\",LEFT(AR2911,1)),AT2911=1,_xlfn.CONCAT(\"FUN_DEF\",\"-DCON_\",LEFT(AQ2911,1),\"-FCON_\",LEFT(AR2911,1)),AU2911=1,_xlfn.CONCAT(\"NONFUN_NONDEF\",\"-DCON_\",LEFT(AQ2911,1),\"-FCON_\",LEFT(AR2911,1)),AV2911=1,_xlfn.CONCAT(\"NONFUN_DEF\",\"-DCON_\",LEFT(AQ2911,1),\"-FCON_\",LEFT(AR2911,1)),AS2911+AT2911+AU2911+AV2911<1,_xlfn.CONCAT(\"-\"))","v":"-"}]
[null,null,null,null,null,null,null,null,null,null,null,null,null,null,null,null,null,null,null,null,null,0,null,null,null,null,null,null,null,null,null,0,0,0,0,"Unknown",{"$f":"_xlfn.IFS(G2923=\"Natural\",0,H2923=\"\",0,H2923=\"COASTAL-CONSTRUCTED\",0,G2923=\"Constructed\",_xlfn.XLOOKUP($H2923,'Data Categories'!$U$4:$U$25,'Data Categories'!$V$4:V$25))","v":0},{"$f":"_xlfn.IFS(AK2923=\"\",0,AJ2923=\"Unknown\",0,AK2923>1,AK2923-AJ2923,AK2923=0,0)","v":0},{"$f":"_xlfn.IFS(Y2923=\"\",0,Y2923>1920,_xlfn.XLOOKUP($H2923,'Data Categories'!$AE$20:$AE$42,'Data Categories'!$AG$20:$AG$42,0))","v":0},{"$f":"_xlfn.IFS(Y2923=\"\",0,Y2923>0,(2025-Y2923))","v":0},{"$f":"_xlfn.IFS(Z2923=\"Non-Deficient\",\"Non-Deficient\",Z2923=\"Deficient\",\"Deficient\",AB2923=\"Deficient\",\"Deficient\",Z2923=\"Non-Deficient\",\"Non-Deficient\",AB2923=\"Non-Deficient\",\"Non-Deficient\",P2923=\"\",\"None\",AL2923<0,\"Deficient\",AL2923>10,\"Non-Deficient\")","v":"None"},{"$f":"_xlfn.IFS(H2923=\"LOW WATER CROSSING\",\"Non-Functional\",G2923=\"Natural\",\"Functional\",AA2923=\"Functional\",\"Functional\",AC2923=\"Functional\",\"Functional\",AA2923=\"Non-Functional\",\"Non-Functional\",AC2923=\"Non-Functional\",\"Non-Functional\",AA2923=\"Unknown\",\"Unknown\",AC2923=\"Unknown\",\"Unknown\",AA2923=\"\",\"None\")","v":"None"},{"$f":"_xlfn.IFS(X2923=\"Functionality\",\"Low\",W2923=\"No\",\"Low\",Y2923>=2015,\"High\",Y2923>=1920,\"Low\",W2923=\"\",\"None\",W2923=\"Unknown\",\"None\")","v":"None"},{"$f":"_xlfn.IFS(H2923=\"LOW WATER CROSSING\",\"Unknown\",G2923=\"Natural\",\"None\",AM2923<AN2923,\"High\",AC2923=\"Functional\",\"Low\",AC2923=\"Non-Functional\",\"Low\",W2923=\"No\",\"Low\",W2923=\"Unknown\",\"None\",X2923=\"Deficiency\",\"None\",W2923=\"Yes\",\"High\",W2923=\"\",\"None\")","v":"None"},0,0,0,0,{"$f":"_xlfn.CONCAT(LEFT(H2923,3),\"-\")&IF(H2923=\"-\",0,COUNTIF($H$4:H2923,H2923))","v":"-0"},{"$f":"_xlfn.IFS($H2923<=0,\"-\",AS2923=1,_xlfn.CONCAT(\"FUN_NONDEF\",\"-DCON_\",LEFT(AQ2923,1),\"-FCON_\",LEFT(AR2923,1)),AT2923=1,_xlfn.CONCAT(\"FUN_DEF\",\"-DCON_\",LEFT(AQ2923,1),\"-FCON_\",LEFT(AR2923,1)),AU2923=1,_xlfn.CONCAT(\"NONFUN_NONDEF\",\"-DCON_\",LEFT(AQ2923,1),\"-FCON_\",LEFT(AR2923,1)),AV2923=1,_xlfn.CONCAT(\"NONFUN_DEF\",\"-DCON_\",LEFT(AQ2923,1),\"-FCON_\",LEFT(AR2923,1)),AS2923+AT2923+AU2923+AV2923<1,_xlfn.CONCAT(\"-\"))","v":"-"}]
[null,null,null,null,null,null,null,null,null,null,null,null,null,null,null,null,null,null,null,null,null,0,null,null,null,null,null,null,null,null,null,0,0,0,0,"Unknown",{"$f":"_xlfn.IFS(G2926=\"Natural\",0,H2926=\"\",0,H2926=\"COASTAL-CONSTRUCTED\",0,G2926=\"Constructed\",_xlfn.XLOOKUP($H2926,'Data Categories'!$U$4:$U$25,'Data Categories'!$V$4:V$25))","v":0},{"$f":"_xlfn.IFS(AK2926=\"\",0,AJ2926=\"Unknown\",0,AK2926>1,AK2926-AJ2926,AK2926=0,0)","v":0},{"$f":"_xlfn.IFS(Y2926=\"\",0,Y2926>1920,_xlfn.XLOOKUP($H2926,'Data Categories'!$AE$20:$AE$42,'Data Categories'!$AG$20:$AG$42,0))","v":0},{"$f":"_xlfn.IFS(Y2926=\"\",0,Y2926>0,(2025-Y2926))","v":0},{"$f":"_xlfn.IFS(Z2926=\"Non-Deficient\",\"Non-Deficient\",Z2926=\"Deficient\",\"Deficient\",AB2926=\"Deficient\",\"Deficient\",Z2926=\"Non-Deficient\",\"Non-Deficient\",AB2926=\"Non-Deficient\",\"Non-Deficient\",P2926=\"\",\"None\",AL2926<0,\"Deficient\",AL2926>10,\"Non-Deficient\")","v":"None"},{"$f":"_xlfn.IFS(H2926=\"LOW WATER CROSSING\",\"Non-Functional\",G2926=\"Natural\",\"Functional\",AA2926=\"Functional\",\"Functional\",AC2926=\"Functional\",\"Functional\",AA2926=\"Non-Functional\",\"Non-Functional\",AC2926=\"Non-Functional\",\"Non-Functional\",AA2926=\"Unknown\",\"Unknown\",AC2926=\"Unknown\",\"Unknown\",AA2926=\"\",\"None\")","v":"None"},{"$f":"_xlfn.IFS(X2926=\"Functionality\",\"Low\",W2926=\"No\",\"Low\",Y2926>=2015,\"High\",Y2926>=1920,\"Low\",W2926=\"\",\"None\",W2926=\"Unknown\",\"None\")","v":"None"},{"$f":"_xlfn.IFS(H2926=\"LOW WATER CROSSING\",\"Unknown\",G2926=\"Natural\",\"None\",AM2926<AN2926,\"High\",AC2926=\"Functional\",\"Low\",AC2926=\"Non-Functional\",\"Low\",W2926=\"No\",\"Low\",W2926=\"Unknown\",\"None\",X2926=\"Deficiency\",\"None\",W2926=\"Yes\",\"High\",W2926=\"\",\"None\")","v":"None"},0,0,0,0,{"$f":"_xlfn.CONCAT(LEFT(H2926,3),\"-\")&IF(H2926=\"-\",0,COUNTIF($H$4:H2926,H2926))","v":"-0"},{"$f":"_xlfn.IFS($H2926<=0,\"-\",AS2926=1,_xlfn.CONCAT(\"FUN_NONDEF\",\"-DCON_\",LEFT(AQ2926,1),\"-FCON_\",LEFT(AR2926,1)),AT2926=1,_xlfn.CONCAT(\"FUN_DEF\",\"-DCON_\",LEFT(AQ2926,1),\"-FCON_\",LEFT(AR2926,1)),AU2926=1,_xlfn.CONCAT(\"NONFUN_NONDEF\",\"-DCON_\",LEFT(AQ2926,1),\"-FCON_\",LEFT(AR2926,1)),AV2926=1,_xlfn.CONCAT(\"NONFUN_DEF\",\"-DCON_\",LEFT(AQ2926,1),\"-FCON_\",LEFT(AR2926,1)),AS2926+AT2926+AU2926+AV2926<1,_xlfn.CONCAT(\"-\"))","v":"-"}]
[null,null,null,null,null,null,null,null,null,null,null,null,null,null,null,null,null,null,null,null,null,0,null,null,null,null,null,null,null,null,null,0,0,0,0,"Unknown",{"$f":"_xlfn.IFS(G2941=\"Natural\",0,H2941=\"\",0,H2941=\"COASTAL-CONSTRUCTED\",0,G2941=\"Constructed\",_xlfn.XLOOKUP($H2941,'Data Categories'!$U$4:$U$25,'Data Categories'!$V$4:V$25))","v":0},{"$f":"_xlfn.IFS(AK2941=\"\",0,AJ2941=\"Unknown\",0,AK2941>1,AK2941-AJ2941,AK2941=0,0)","v":0},{"$f":"_xlfn.IFS(Y2941=\"\",0,Y2941>1920,_xlfn.XLOOKUP($H2941,'Data Categories'!$AE$20:$AE$42,'Data Categories'!$AG$20:$AG$42,0))","v":0},{"$f":"_xlfn.IFS(Y2941=\"\",0,Y2941>0,(2025-Y2941))","v":0},{"$f":"_xlfn.IFS(Z2941=\"Non-Deficient\",\"Non-Deficient\",Z2941=\"Deficient\",\"Deficient\",AB2941=\"Deficient\",\"Deficient\",Z2941=\"Non-Deficient\",\"Non-Deficient\",AB2941=\"Non-Deficient\",\"Non-Deficient\",P2941=\"\",\"None\",AL2941<0,\"Deficient\",AL2941>10,\"Non-Deficient\")","v":"None"},{"$f":"_xlfn.IFS(H2941=\"LOW WATER CROSSING\",\"Non-Functional\",G2941=\"Natural\",\"Functional\",AA2941=\"Functional\",\"Functional\",AC2941=\"Functional\",\"Functional\",AA2941=\"Non-Functional\",\"Non-Functional\",AC2941=\"Non-Functional\",\"Non-Functional\",AA2941=\"Unknown\",\"Unknown\",AC2941=\"Unknown\",\"Unknown\",AA2941=\"\",\"None\")","v":"None"},{"$f":"_xlfn.IFS(X2941=\"Functionality\",\"Low\",W2941=\"No\",\"Low\",Y2941>=2015,\"High\",Y2941>=1920,\"Low\",W2941=\"\",\"None\",W2941=\"Unknown\",\"None\")","v":"None"},{"$f":"_xlfn.IFS(H2941=\"LOW WATER CROSSING\",\"Unknown\",G2941=\"Natural\",\"None\",AM2941<AN2941,\"High\",AC2941=\"Functional\",\"Low\",AC2941=\"Non-Functional\",\"Low\",W2941=\"No\",\"Low\",W2941=\"Unknown\",\"None\",X2941=\"Deficiency\",\"None\",W2941=\"Yes\",\"High\",W2941=\"\",\"None\")","v":"None"},0,0,0,0,{"$f":"_xlfn.CONCAT(LEFT(H2941,3),\"-\")&IF(H2941=\"-\",0,COUNTIF($H$4:H2941,H2941))","v":"-0"},{"$f":"_xlfn.IFS($H2941<=0,\"-\",AS2941=1,_xlfn.CONCAT(\"FUN_NONDEF\",\"-DCON_\",LEFT(AQ2941,1),\"-FCON_\",LEFT(AR2941,1)),AT2941=1,_xlfn.CONCAT(\"FUN_DEF\",\"-DCON_\",LEFT(AQ2941,1),\"-FCON_\",LEFT(AR2941,1)),AU2941=1,_xlfn.CONCAT(\"NONFUN_NONDEF\",\"-DCON_\",LEFT(AQ2941,1),\"-FCON_\",LEFT(AR2941,1)),AV2941=1,_xlfn.CONCAT(\"NONFUN_DEF\",\"-DCON_\",LEFT(AQ2941,1),\"-FCON_\",LEFT(AR2941,1)),AS2941+AT2941+AU2941+AV2941<1,_xlfn.CONCAT(\"-\"))","v":"-"}]
[null,null,null,null,null,null,null,null,null,null,null,null,null,null,null,null,null,null,null,null,null,0,null,null,null,null,null,null,null,null,null,0,0,0,0,"Unknown",{"$f":"_xlfn.IFS(G2944=\"Natural\",0,H2944=\"\",0,H2944=\"COASTAL-CONSTRUCTED\",0,G2944=\"Constructed\",_xlfn.XLOOKUP($H2944,'Data Categories'!$U$4:$U$25,'Data Categories'!$V$4:V$25))","v":0},{"$f":"_xlfn.IFS(AK2944=\"\",0,AJ2944=\"Unknown\",0,AK2944>1,AK2944-AJ2944,AK2944=0,0)","v":0},{"$f":"_xlfn.IFS(Y2944=\"\",0,Y2944>1920,_xlfn.XLOOKUP($H2944,'Data Categories'!$AE$20:$AE$42,'Data Categories'!$AG$20:$AG$42,0))","v":0},{"$f":"_xlfn.IFS(Y2944=\"\",0,Y2944>0,(2025-Y2944))","v":0},{"$f":"_xlfn.IFS(Z2944=\"Non-Deficient\",\"Non-Deficient\",Z2944=\"Deficient\",\"Deficient\",AB2944=\"Deficient\",\"Deficient\",Z2944=\"Non-Deficient\",\"Non-Deficient\",AB2944=\"Non-Deficient\",\"Non-Deficient\",P2944=\"\",\"None\",AL2944<0,\"Deficient\",AL2944>10,\"Non-Deficient\")","v":"None"},{"$f":"_xlfn.IFS(H2944=\"LOW WATER CROSSING\",\"Non-Functional\",G2944=\"Natural\",\"Functional\",AA2944=\"Functional\",\"Functional\",AC2944=\"Functional\",\"Functional\",AA2944=\"Non-Functional\",\"Non-Functional\",AC2944=\"Non-Functional\",\"Non-Functional\",AA2944=\"Unknown\",\"Unknown\",AC2944=\"Unknown\",\"Unknown\",AA2944=\"\",\"None\")","v":"None"},{"$f":"_xlfn.IFS(X2944=\"Functionality\",\"Low\",W2944=\"No\",\"Low\",Y2944>=2015,\"High\",Y2944>=1920,\"Low\",W2944=\"\",\"None\",W2944=\"Unknown\",\"None\")","v":"None"},{"$f":"_xlfn.IFS(H2944=\"LOW WATER CROSSING\",\"Unknown\",G2944=\"Natural\",\"None\",AM2944<AN2944,\"High\",AC2944=\"Functional\",\"Low\",AC2944=\"Non-Functional\",\"Low\",W2944=\"No\",\"Low\",W2944=\"Unknown\",\"None\",X2944=\"Deficiency\",\"None\",W2944=\"Yes\",\"High\",W2944=\"\",\"None\")","v":"None"},0,0,0,0,{"$f":"_xlfn.CONCAT(LEFT(H2944,3),\"-\")&IF(H2944=\"-\",0,COUNTIF($H$4:H2944,H2944))","v":"-0"},{"$f":"_xlfn.IFS($H2944<=0,\"-\",AS2944=1,_xlfn.CONCAT(\"FUN_NONDEF\",\"-DCON_\",LEFT(AQ2944,1),\"-FCON_\",LEFT(AR2944,1)),AT2944=1,_xlfn.CONCAT(\"FUN_DEF\",\"-DCON_\",LEFT(AQ2944,1),\"-FCON_\",LEFT(AR2944,1)),AU2944=1,_xlfn.CONCAT(\"NONFUN_NONDEF\",\"-DCON_\",LEFT(AQ2944,1),\"-FCON_\",LEFT(AR2944,1)),AV2944=1,_xlfn.CONCAT(\"NONFUN_DEF\",\"-DCON_\",LEFT(AQ2944,1),\"-FCON_\",LEFT(AR2944,1)),AS2944+AT2944+AU2944+AV2944<1,_xlfn.CONCAT(\"-\"))","v":"-"}]
[null,null,null,null,null,null,null,null,null,null,null,null,null,null,null,null,null,null,null,null,null,0,null,null,null,null,null,null,null,null,null,0,0,0,0,"Unknown",{"$f":"_xlfn.IFS(G2956=\"Natural\",0,H2956=\"\",0,H2956=\"COASTAL-CONSTRUCTED\",0,G2956=\"Constructed\",_xlfn.XLOOKUP($H2956,'Data Categories'!$U$4:$U$25,'Data Categories'!$V$4:V$25))","v":0},{"$f":"_xlfn.IFS(AK2956=\"\",0,AJ2956=\"Unknown\",0,AK2956>1,AK2956-AJ2956,AK2956=0,0)","v":0},{"$f":"_xlfn.IFS(Y2956=\"\",0,Y2956>1920,_xlfn.XLOOKUP($H2956,'Data Categories'!$AE$20:$AE$42,'Data Categories'!$AG$20:$AG$42,0))","v":0},{"$f":"_xlfn.IFS(Y2956=\"\",0,Y2956>0,(2025-Y2956))","v":0},{"$f":"_xlfn.IFS(Z2956=\"Non-Deficient\",\"Non-Deficient\",Z2956=\"Deficient\",\"Deficient\",AB2956=\"Deficient\",\"Deficient\",Z2956=\"Non-Deficient\",\"Non-Deficient\",AB2956=\"Non-Deficient\",\"Non-Deficient\",P2956=\"\",\"None\",AL2956<0,\"Deficient\",AL2956>10,\"Non-Deficient\")","v":"None"},{"$f":"_xlfn.IFS(H2956=\"LOW WATER CROSSING\",\"Non-Functional\",G2956=\"Natural\",\"Functional\",AA2956=\"Functional\",\"Functional\",AC2956=\"Functional\",\"Functional\",AA2956=\"Non-Functional\",\"Non-Functional\",AC2956=\"Non-Functional\",\"Non-Functional\",AA2956=\"Unknown\",\"Unknown\",AC2956=\"Unknown\",\"Unknown\",AA2956=\"\",\"None\")","v":"None"},{"$f":"_xlfn.IFS(X2956=\"Functionality\",\"Low\",W2956=\"No\",\"Low\",Y2956>=2015,\"High\",Y2956>=1920,\"Low\",W2956=\"\",\"None\",W2956=\"Unknown\",\"None\")","v":"None"},{"$f":"_xlfn.IFS(H2956=\"LOW WATER CROSSING\",\"Unknown\",G2956=\"Natural\",\"None\",AM2956<AN2956,\"High\",AC2956=\"Functional\",\"Low\",AC2956=\"Non-Functional\",\"Low\",W2956=\"No\",\"Low\",W2956=\"Unknown\",\"None\",X2956=\"Deficiency\",\"None\",W2956=\"Yes\",\"High\",W2956=\"\",\"None\")","v":"None"},0,0,0,0,{"$f":"_xlfn.CONCAT(LEFT(H2956,3),\"-\")&IF(H2956=\"-\",0,COUNTIF($H$4:H2956,H2956))","v":"-0"},{"$f":"_xlfn.IFS($H2956<=0,\"-\",AS2956=1,_xlfn.CONCAT(\"FUN_NONDEF\",\"-DCON_\",LEFT(AQ2956,1),\"-FCON_\",LEFT(AR2956,1)),AT2956=1,_xlfn.CONCAT(\"FUN_DEF\",\"-DCON_\",LEFT(AQ2956,1),\"-FCON_\",LEFT(AR2956,1)),AU2956=1,_xlfn.CONCAT(\"NONFUN_NONDEF\",\"-DCON_\",LEFT(AQ2956,1),\"-FCON_\",LEFT(AR2956,1)),AV2956=1,_xlfn.CONCAT(\"NONFUN_DEF\",\"-DCON_\",LEFT(AQ2956,1),\"-FCON_\",LEFT(AR2956,1)),AS2956+AT2956+AU2956+AV2956<1,_xlfn.CONCAT(\"-\"))","v":"-"}]
[null,null,null,null,null,null,null,null,null,null,null,null,null,null,null,null,null,null,null,null,null,0,null,null,null,null,null,null,null,null,null,0,0,0,0,"Unknown",{"$f":"_xlfn.IFS(G2963=\"Natural\",0,H2963=\"\",0,H2963=\"COASTAL-CONSTRUCTED\",0,G2963=\"Constructed\",_xlfn.XLOOKUP($H2963,'Data Categories'!$U$4:$U$25,'Data Categories'!$V$4:V$25))","v":0},{"$f":"_xlfn.IFS(AK2963=\"\",0,AJ2963=\"Unknown\",0,AK2963>1,AK2963-AJ2963,AK2963=0,0)","v":0},{"$f":"_xlfn.IFS(Y2963=\"\",0,Y2963>1920,_xlfn.XLOOKUP($H2963,'Data Categories'!$AE$20:$AE$42,'Data Categories'!$AG$20:$AG$42,0))","v":0},{"$f":"_xlfn.IFS(Y2963=\"\",0,Y2963>0,(2025-Y2963))","v":0},{"$f":"_xlfn.IFS(Z2963=\"Non-Deficient\",\"Non-Deficient\",Z2963=\"Deficient\",\"Deficient\",AB2963=\"Deficient\",\"Deficient\",Z2963=\"Non-Deficient\",\"Non-Deficient\",AB2963=\"Non-Deficient\",\"Non-Deficient\",P2963=\"\",\"None\",AL2963<0,\"Deficient\",AL2963>10,\"Non-Deficient\")","v":"None"},{"$f":"_xlfn.IFS(H2963=\"LOW WATER CROSSING\",\"Non-Functional\",G2963=\"Natural\",\"Functional\",AA2963=\"Functional\",\"Functional\",AC2963=\"Functional\",\"Functional\",AA2963=\"Non-Functional\",\"Non-Functional\",AC2963=\"Non-Functional\",\"Non-Functional\",AA2963=\"Unknown\",\"Unknown\",AC2963=\"Unknown\",\"Unknown\",AA2963=\"\",\"None\")","v":"None"},{"$f":"_xlfn.IFS(X2963=\"Functionality\",\"Low\",W2963=\"No\",\"Low\",Y2963>=2015,\"High\",Y2963>=1920,\"Low\",W2963=\"\",\"None\",W2963=\"Unknown\",\"None\")","v":"None"},{"$f":"_xlfn.IFS(H2963=\"LOW WATER CROSSING\",\"Unknown\",G2963=\"Natural\",\"None\",AM2963<AN2963,\"High\",AC2963=\"Functional\",\"Low\",AC2963=\"Non-Functional\",\"Low\",W2963=\"No\",\"Low\",W2963=\"Unknown\",\"None\",X2963=\"Deficiency\",\"None\",W2963=\"Yes\",\"High\",W2963=\"\",\"None\")","v":"None"},0,0,0,0,{"$f":"_xlfn.CONCAT(LEFT(H2963,3),\"-\")&IF(H2963=\"-\",0,COUNTIF($H$4:H2963,H2963))","v":"-0"},{"$f":"_xlfn.IFS($H2963<=0,\"-\",AS2963=1,_xlfn.CONCAT(\"FUN_NONDEF\",\"-DCON_\",LEFT(AQ2963,1),\"-FCON_\",LEFT(AR2963,1)),AT2963=1,_xlfn.CONCAT(\"FUN_DEF\",\"-DCON_\",LEFT(AQ2963,1),\"-FCON_\",LEFT(AR2963,1)),AU2963=1,_xlfn.CONCAT(\"NONFUN_NONDEF\",\"-DCON_\",LEFT(AQ2963,1),\"-FCON_\",LEFT(AR2963,1)),AV2963=1,_xlfn.CONCAT(\"NONFUN_DEF\",\"-DCON_\",LEFT(AQ2963,1),\"-FCON_\",LEFT(AR2963,1)),AS2963+AT2963+AU2963+AV2963<1,_xlfn.CONCAT(\"-\"))","v":"-"}]
[null,null,null,null,null,null,null,null,null,null,null,null,null,null,null,null,null,null,null,null,null,0,null,null,null,null,null,null,null,null,null,0,0,0,0,"Unknown",{"$f":"_xlfn.IFS(G2972=\"Natural\",0,H2972=\"\",0,H2972=\"COASTAL-CONSTRUCTED\",0,G2972=\"Constructed\",_xlfn.XLOOKUP($H2972,'Data Categories'!$U$4:$U$25,'Data Categories'!$V$4:V$25))","v":0},{"$f":"_xlfn.IFS(AK2972=\"\",0,AJ2972=\"Unknown\",0,AK2972>1,AK2972-AJ2972,AK2972=0,0)","v":0},{"$f":"_xlfn.IFS(Y2972=\"\",0,Y2972>1920,_xlfn.XLOOKUP($H2972,'Data Categories'!$AE$20:$AE$42,'Data Categories'!$AG$20:$AG$42,0))","v":0},{"$f":"_xlfn.IFS(Y2972=\"\",0,Y2972>0,(2025-Y2972))","v":0},{"$f":"_xlfn.IFS(Z2972=\"Non-Deficient\",\"Non-Deficient\",Z2972=\"Deficient\",\"Deficient\",AB2972=\"Deficient\",\"Deficient\",Z2972=\"Non-Deficient\",\"Non-Deficient\",AB2972=\"Non-Deficient\",\"Non-Deficient\",P2972=\"\",\"None\",AL2972<0,\"Deficient\",AL2972>10,\"Non-Deficient\")","v":"None"},{"$f":"_xlfn.IFS(H2972=\"LOW WATER CROSSING\",\"Non-Functional\",G2972=\"Natural\",\"Functional\",AA2972=\"Functional\",\"Functional\",AC2972=\"Functional\",\"Functional\",AA2972=\"Non-Functional\",\"Non-Functional\",AC2972=\"Non-Functional\",\"Non-Functional\",AA2972=\"Unknown\",\"Unknown\",AC2972=\"Unknown\",\"Unknown\",AA2972=\"\",\"None\")","v":"None"},{"$f":"_xlfn.IFS(X2972=\"Functionality\",\"Low\",W2972=\"No\",\"Low\",Y2972>=2015,\"High\",Y2972>=1920,\"Low\",W2972=\"\",\"None\",W2972=\"Unknown\",\"None\")","v":"None"},{"$f":"_xlfn.IFS(H2972=\"LOW WATER CROSSING\",\"Unknown\",G2972=\"Natural\",\"None\",AM2972<AN2972,\"High\",AC2972=\"Functional\",\"Low\",AC2972=\"Non-Functional\",\"Low\",W2972=\"No\",\"Low\",W2972=\"Unknown\",\"None\",X2972=\"Deficiency\",\"None\",W2972=\"Yes\",\"High\",W2972=\"\",\"None\")","v":"None"},0,0,0,0,{"$f":"_xlfn.CONCAT(LEFT(H2972,3),\"-\")&IF(H2972=\"-\",0,COUNTIF($H$4:H2972,H2972))","v":"-0"},{"$f":"_xlfn.IFS($H2972<=0,\"-\",AS2972=1,_xlfn.CONCAT(\"FUN_NONDEF\",\"-DCON_\",LEFT(AQ2972,1),\"-FCON_\",LEFT(AR2972,1)),AT2972=1,_xlfn.CONCAT(\"FUN_DEF\",\"-DCON_\",LEFT(AQ2972,1),\"-FCON_\",LEFT(AR2972,1)),AU2972=1,_xlfn.CONCAT(\"NONFUN_NONDEF\",\"-DCON_\",LEFT(AQ2972,1),\"-FCON_\",LEFT(AR2972,1)),AV2972=1,_xlfn.CONCAT(\"NONFUN_DEF\",\"-DCON_\",LEFT(AQ2972,1),\"-FCON_\",LEFT(AR2972,1)),AS2972+AT2972+AU2972+AV2972<1,_xlfn.CONCAT(\"-\"))","v":"-"}]
[null,null,null,null,null,null,null,null,null,null,null,null,null,null,null,null,null,null,null,null,null,0,null,null,null,null,null,null,null,null,null,0,0,0,0,"Unknown",{"$f":"_xlfn.IFS(G2981=\"Natural\",0,H2981=\"\",0,H2981=\"COASTAL-CONSTRUCTED\",0,G2981=\"Constructed\",_xlfn.XLOOKUP($H2981,'Data Categories'!$U$4:$U$25,'Data Categories'!$V$4:V$25))","v":0},{"$f":"_xlfn.IFS(AK2981=\"\",0,AJ2981=\"Unknown\",0,AK2981>1,AK2981-AJ2981,AK2981=0,0)","v":0},{"$f":"_xlfn.IFS(Y2981=\"\",0,Y2981>1920,_xlfn.XLOOKUP($H2981,'Data Categories'!$AE$20:$AE$42,'Data Categories'!$AG$20:$AG$42,0))","v":0},{"$f":"_xlfn.IFS(Y2981=\"\",0,Y2981>0,(2025-Y2981))","v":0},{"$f":"_xlfn.IFS(Z2981=\"Non-Deficient\",\"Non-Deficient\",Z2981=\"Deficient\",\"Deficient\",AB2981=\"Deficient\",\"Deficient\",Z2981=\"Non-Deficient\",\"Non-Deficient\",AB2981=\"Non-Deficient\",\"Non-Deficient\",P2981=\"\",\"None\",AL2981<0,\"Deficient\",AL2981>10,\"Non-Deficient\")","v":"None"},{"$f":"_xlfn.IFS(H2981=\"LOW WATER CROSSING\",\"Non-Functional\",G2981=\"Natural\",\"Functional\",AA2981=\"Functional\",\"Functional\",AC2981=\"Functional\",\"Functional\",AA2981=\"Non-Functional\",\"Non-Functional\",AC2981=\"Non-Functional\",\"Non-Functional\",AA2981=\"Unknown\",\"Unknown\",AC2981=\"Unknown\",\"Unknown\",AA2981=\"\",\"None\")","v":"None"},{"$f":"_xlfn.IFS(X2981=\"Functionality\",\"Low\",W2981=\"No\",\"Low\",Y2981>=2015,\"High\",Y2981>=1920,\"Low\",W2981=\"\",\"None\",W2981=\"Unknown\",\"None\")","v":"None"},{"$f":"_xlfn.IFS(H2981=\"LOW WATER CROSSING\",\"Unknown\",G2981=\"Natural\",\"None\",AM2981<AN2981,\"High\",AC2981=\"Functional\",\"Low\",AC2981=\"Non-Functional\",\"Low\",W2981=\"No\",\"Low\",W2981=\"Unknown\",\"None\",X2981=\"Deficiency\",\"None\",W2981=\"Yes\",\"High\",W2981=\"\",\"None\")","v":"None"},0,0,0,0,{"$f":"_xlfn.CONCAT(LEFT(H2981,3),\"-\")&IF(H2981=\"-\",0,COUNTIF($H$4:H2981,H2981))","v":"-0"},{"$f":"_xlfn.IFS($H2981<=0,\"-\",AS2981=1,_xlfn.CONCAT(\"FUN_NONDEF\",\"-DCON_\",LEFT(AQ2981,1),\"-FCON_\",LEFT(AR2981,1)),AT2981=1,_xlfn.CONCAT(\"FUN_DEF\",\"-DCON_\",LEFT(AQ2981,1),\"-FCON_\",LEFT(AR2981,1)),AU2981=1,_xlfn.CONCAT(\"NONFUN_NONDEF\",\"-DCON_\",LEFT(AQ2981,1),\"-FCON_\",LEFT(AR2981,1)),AV2981=1,_xlfn.CONCAT(\"NONFUN_DEF\",\"-DCON_\",LEFT(AQ2981,1),\"-FCON_\",LEFT(AR2981,1)),AS2981+AT2981+AU2981+AV2981<1,_xlfn.CONCAT(\"-\"))","v":"-"}]
[null,null,null,null,null,null,null,null,null,null,null,null,null,null,null,null,null,null,null,null,null,0,null,null,null,null,null,null,null,null,null,0,0,0,0,"Unknown",{"$f":"_xlfn.IFS(G2993=\"Natural\",0,H2993=\"\",0,H2993=\"COASTAL-CONSTRUCTED\",0,G2993=\"Constructed\",_xlfn.XLOOKUP($H2993,'Data Categories'!$U$4:$U$25,'Data Categories'!$V$4:V$25))","v":0},{"$f":"_xlfn.IFS(AK2993=\"\",0,AJ2993=\"Unknown\",0,AK2993>1,AK2993-AJ2993,AK2993=0,0)","v":0},{"$f":"_xlfn.IFS(Y2993=\"\",0,Y2993>1920,_xlfn.XLOOKUP($H2993,'Data Categories'!$AE$20:$AE$42,'Data Categories'!$AG$20:$AG$42,0))","v":0},{"$f":"_xlfn.IFS(Y2993=\"\",0,Y2993>0,(2025-Y2993))","v":0},{"$f":"_xlfn.IFS(Z2993=\"Non-Deficient\",\"Non-Deficient\",Z2993=\"Deficient\",\"Deficient\",AB2993=\"Deficient\",\"Deficient\",Z2993=\"Non-Deficient\",\"Non-Deficient\",AB2993=\"Non-Deficient\",\"Non-Deficient\",P2993=\"\",\"None\",AL2993<0,\"Deficient\",AL2993>10,\"Non-Deficient\")","v":"None"},{"$f":"_xlfn.IFS(H2993=\"LOW WATER CROSSING\",\"Non-Functional\",G2993=\"Natural\",\"Functional\",AA2993=\"Functional\",\"Functional\",AC2993=\"Functional\",\"Functional\",AA2993=\"Non-Functional\",\"Non-Functional\",AC2993=\"Non-Functional\",\"Non-Functional\",AA2993=\"Unknown\",\"Unknown\",AC2993=\"Unknown\",\"Unknown\",AA2993=\"\",\"None\")","v":"None"},{"$f":"_xlfn.IFS(X2993=\"Functionality\",\"Low\",W2993=\"No\",\"Low\",Y2993>=2015,\"High\",Y2993>=1920,\"Low\",W2993=\"\",\"None\",W2993=\"Unknown\",\"None\")","v":"None"},{"$f":"_xlfn.IFS(H2993=\"LOW WATER CROSSING\",\"Unknown\",G2993=\"Natural\",\"None\",AM2993<AN2993,\"High\",AC2993=\"Functional\",\"Low\",AC2993=\"Non-Functional\",\"Low\",W2993=\"No\",\"Low\",W2993=\"Unknown\",\"None\",X2993=\"Deficiency\",\"None\",W2993=\"Yes\",\"High\",W2993=\"\",\"None\")","v":"None"},0,0,0,0,{"$f":"_xlfn.CONCAT(LEFT(H2993,3),\"-\")&IF(H2993=\"-\",0,COUNTIF($H$4:H2993,H2993))","v":"-0"},{"$f":"_xlfn.IFS($H2993<=0,\"-\",AS2993=1,_xlfn.CONCAT(\"FUN_NONDEF\",\"-DCON_\",LEFT(AQ2993,1),\"-FCON_\",LEFT(AR2993,1)),AT2993=1,_xlfn.CONCAT(\"FUN_DEF\",\"-DCON_\",LEFT(AQ2993,1),\"-FCON_\",LEFT(AR2993,1)),AU2993=1,_xlfn.CONCAT(\"NONFUN_NONDEF\",\"-DCON_\",LEFT(AQ2993,1),\"-FCON_\",LEFT(AR2993,1)),AV2993=1,_xlfn.CONCAT(\"NONFUN_DEF\",\"-DCON_\",LEFT(AQ2993,1),\"-FCON_\",LEFT(AR2993,1)),AS2993+AT2993+AU2993+AV2993<1,_xlfn.CONCAT(\"-\"))","v":"-"}]
[null,null,null,null,null,null,null,null,null,null,null,null,null,null,null,null,null,null,null,null,null,0,null,null,null,null,null,null,null,null,null,0,0,0,0,"Unknown",{"$f":"_xlfn.IFS(G2996=\"Natural\",0,H2996=\"\",0,H2996=\"COASTAL-CONSTRUCTED\",0,G2996=\"Constructed\",_xlfn.XLOOKUP($H2996,'Data Categories'!$U$4:$U$25,'Data Categories'!$V$4:V$25))","v":0},{"$f":"_xlfn.IFS(AK2996=\"\",0,AJ2996=\"Unknown\",0,AK2996>1,AK2996-AJ2996,AK2996=0,0)","v":0},{"$f":"_xlfn.IFS(Y2996=\"\",0,Y2996>1920,_xlfn.XLOOKUP($H2996,'Data Categories'!$AE$20:$AE$42,'Data Categories'!$AG$20:$AG$42,0))","v":0},{"$f":"_xlfn.IFS(Y2996=\"\",0,Y2996>0,(2025-Y2996))","v":0},{"$f":"_xlfn.IFS(Z2996=\"Non-Deficient\",\"Non-Deficient\",Z2996=\"Deficient\",\"Deficient\",AB2996=\"Deficient\",\"Deficient\",Z2996=\"Non-Deficient\",\"Non-Deficient\",AB2996=\"Non-Deficient\",\"Non-Deficient\",P2996=\"\",\"None\",AL2996<0,\"Deficient\",AL2996>10,\"Non-Deficient\")","v":"None"},{"$f":"_xlfn.IFS(H2996=\"LOW WATER CROSSING\",\"Non-Functional\",G2996=\"Natural\",\"Functional\",AA2996=\"Functional\",\"Functional\",AC2996=\"Functional\",\"Functional\",AA2996=\"Non-Functional\",\"Non-Functional\",AC2996=\"Non-Functional\",\"Non-Functional\",AA2996=\"Unknown\",\"Unknown\",AC2996=\"Unknown\",\"Unknown\",AA2996=\"\",\"None\")","v":"None"},{"$f":"_xlfn.IFS(X2996=\"Functionality\",\"Low\",W2996=\"No\",\"Low\",Y2996>=2015,\"High\",Y2996>=1920,\"Low\",W2996=\"\",\"None\",W2996=\"Unknown\",\"None\")","v":"None"},{"$f":"_xlfn.IFS(H2996=\"LOW WATER CROSSING\",\"Unknown\",G2996=\"Natural\",\"None\",AM2996<AN2996,\"High\",AC2996=\"Functional\",\"Low\",AC2996=\"Non-Functional\",\"Low\",W2996=\"No\",\"Low\",W2996=\"Unknown\",\"None\",X2996=\"Deficiency\",\"None\",W2996=\"Yes\",\"High\",W2996=\"\",\"None\")","v":"None"},0,0,0,0,{"$f":"_xlfn.CONCAT(LEFT(H2996,3),\"-\")&IF(H2996=\"-\",0,COUNTIF($H$4:H2996,H2996))","v":"-0"},{"$f":"_xlfn.IFS($H2996<=0,\"-\",AS2996=1,_xlfn.CONCAT(\"FUN_NONDEF\",\"-DCON_\",LEFT(AQ2996,1),\"-FCON_\",LEFT(AR2996,1)),AT2996=1,_xlfn.CONCAT(\"FUN_DEF\",\"-DCON_\",LEFT(AQ2996,1),\"-FCON_\",LEFT(AR2996,1)),AU2996=1,_xlfn.CONCAT(\"NONFUN_NONDEF\",\"-DCON_\",LEFT(AQ2996,1),\"-FCON_\",LEFT(AR2996,1)),AV2996=1,_xlfn.CONCAT(\"NONFUN_DEF\",\"-DCON_\",LEFT(AQ2996,1),\"-FCON_\",LEFT(AR2996,1)),AS2996+AT2996+AU2996+AV2996<1,_xlfn.CONCAT(\"-\"))","v":"-"}]
[null,null,null,null,null,null,null,null,null,null,null,null,null,null,null,null,null,null,null,null,null,0,null,null,null,null,null,null,null,null,null,0,0,0,0,"Unknown",{"$f":"_xlfn.IFS(G3011=\"Natural\",0,H3011=\"\",0,H3011=\"COASTAL-CONSTRUCTED\",0,G3011=\"Constructed\",_xlfn.XLOOKUP($H3011,'Data Categories'!$U$4:$U$25,'Data Categories'!$V$4:V$25))","v":0},{"$f":"_xlfn.IFS(AK3011=\"\",0,AJ3011=\"Unknown\",0,AK3011>1,AK3011-AJ3011,AK3011=0,0)","v":0},{"$f":"_xlfn.IFS(Y3011=\"\",0,Y3011>1920,_xlfn.XLOOKUP($H3011,'Data Categories'!$AE$20:$AE$42,'Data Categories'!$AG$20:$AG$42,0))","v":0},{"$f":"_xlfn.IFS(Y3011=\"\",0,Y3011>0,(2025-Y3011))","v":0},{"$f":"_xlfn.IFS(Z3011=\"Non-Deficient\",\"Non-Deficient\",Z3011=\"Deficient\",\"Deficient\",AB3011=\"Deficient\",\"Deficient\",Z3011=\"Non-Deficient\",\"Non-Deficient\",AB3011=\"Non-Deficient\",\"Non-Deficient\",P3011=\"\",\"None\",AL3011<0,\"Deficient\",AL3011>10,\"Non-Deficient\")","v":"None"},{"$f":"_xlfn.IFS(H3011=\"LOW WATER CROSSING\",\"Non-Functional\",G3011=\"Natural\",\"Functional\",AA3011=\"Functional\",\"Functional\",AC3011=\"Functional\",\"Functional\",AA3011=\"Non-Functional\",\"Non-Functional\",AC3011=\"Non-Functional\",\"Non-Functional\",AA3011=\"Unknown\",\"Unknown\",AC3011=\"Unknown\",\"Unknown\",AA3011=\"\",\"None\")","v":"None"},{"$f":"_xlfn.IFS(X3011=\"Functionality\",\"Low\",W3011=\"No\",\"Low\",Y3011>=2015,\"High\",Y3011>=1920,\"Low\",W3011=\"\",\"None\",W3011=\"Unknown\",\"None\")","v":"None"},{"$f":"_xlfn.IFS(H3011=\"LOW WATER CROSSING\",\"Unknown\",G3011=\"Natural\",\"None\",AM3011<AN3011,\"High\",AC3011=\"Functional\",\"Low\",AC3011=\"Non-Functional\",\"Low\",W3011=\"No\",\"Low\",W3011=\"Unknown\",\"None\",X3011=\"Deficiency\",\"None\",W3011=\"Yes\",\"High\",W3011=\"\",\"None\")","v":"None"},0,0,0,0,{"$f":"_xlfn.CONCAT(LEFT(H3011,3),\"-\")&IF(H3011=\"-\",0,COUNTIF($H$4:H3011,H3011))","v":"-0"},{"$f":"_xlfn.IFS($H3011<=0,\"-\",AS3011=1,_xlfn.CONCAT(\"FUN_NONDEF\",\"-DCON_\",LEFT(AQ3011,1),\"-FCON_\",LEFT(AR3011,1)),AT3011=1,_xlfn.CONCAT(\"FUN_DEF\",\"-DCON_\",LEFT(AQ3011,1),\"-FCON_\",LEFT(AR3011,1)),AU3011=1,_xlfn.CONCAT(\"NONFUN_NONDEF\",\"-DCON_\",LEFT(AQ3011,1),\"-FCON_\",LEFT(AR3011,1)),AV3011=1,_xlfn.CONCAT(\"NONFUN_DEF\",\"-DCON_\",LEFT(AQ3011,1),\"-FCON_\",LEFT(AR3011,1)),AS3011+AT3011+AU3011+AV3011<1,_xlfn.CONCAT(\"-\"))","v":"-"}]
[null,null,null,null,null,null,null,null,null,null,null,null,null,null,null,null,null,null,null,null,null,0,null,null,null,null,null,null,null,null,null,0,0,0,0,{"$f":"IF(P3014>=1900,2025-P3014,\"Unknown\")","v":"Unknown"},{"$f":"_xlfn.IFS(G3014=\"Natural\",0,H3014=\"\",0,H3014=\"COASTAL-CONSTRUCTED\",0,G3014=\"Constructed\",_xlfn.XLOOKUP($H3014,'Data Categories'!$U$4:$U$25,'Data Categories'!$V$4:V$25))","v":0},{"$f":"_xlfn.IFS(AK3014=\"\",0,AJ3014=\"Unknown\",0,AK3014>1,AK3014-AJ3014,AK3014=0,0)","v":0},{"$f":"_xlfn.IFS(Y3014=\"\",0,Y3014>1920,_xlfn.XLOOKUP($H3014,'Data Categories'!$AE$20:$AE$42,'Data Categories'!$AG$20:$AG$42,0))","v":0},{"$f":"_xlfn.IFS(Y3014=\"\",0,Y3014>0,(2025-Y3014))","v":0},{"$f":"_xlfn.IFS(Z3014=\"Non-Deficient\",\"Non-Deficient\",Z3014=\"Deficient\",\"Deficient\",AB3014=\"Deficient\",\"Deficient\",Z3014=\"Non-Deficient\",\"Non-Deficient\",AB3014=\"Non-Deficient\",\"Non-Deficient\",P3014=\"\",\"None\",AL3014<0,\"Deficient\",AL3014>10,\"Non-Deficient\")","v":"None"},{"$f":"_xlfn.IFS(H3014=\"LOW WATER CROSSING\",\"Non-Functional\",G3014=\"Natural\",\"Functional\",AA3014=\"Functional\",\"Functional\",AC3014=\"Functional\",\"Functional\",AA3014=\"Non-Functional\",\"Non-Functional\",AC3014=\"Non-Functional\",\"Non-Functional\",AA3014=\"Unknown\",\"Unknown\",AC3014=\"Unknown\",\"Unknown\",AA3014=\"\",\"None\")","v":"None"},{"$f":"_xlfn.IFS(X3014=\"Functionality\",\"Low\",W3014=\"No\",\"Low\",Y3014>=2015,\"High\",Y3014>=1920,\"Low\",W3014=\"\",\"None\",W3014=\"Unknown\",\"None\")","v":"None"},{"$f":"_xlfn.IFS(H3014=\"LOW WATER CROSSING\",\"Unknown\",G3014=\"Natural\",\"None\",AM3014<AN3014,\"High\",AC3014=\"Functional\",\"Low\",AC3014=\"Non-Functional\",\"Low\",W3014=\"No\",\"Low\",W3014=\"Unknown\",\"None\",X3014=\"Deficiency\",\"None\",W3014=\"Yes\",\"High\",W3014=\"\",\"None\")","v":"None"},0,0,0,0,{"$f":"_xlfn.CONCAT(LEFT(H3014,3),\"-\")&IF(H3014=\"-\",0,COUNTIF($H$4:H3014,H3014))","v":"-0"},{"$f":"_xlfn.IFS($H3014<=0,\"-\",AS3014=1,_xlfn.CONCAT(\"FUN_NONDEF\",\"-DCON_\",LEFT(AQ3014,1),\"-FCON_\",LEFT(AR3014,1)),AT3014=1,_xlfn.CONCAT(\"FUN_DEF\",\"-DCON_\",LEFT(AQ3014,1),\"-FCON_\",LEFT(AR3014,1)),AU3014=1,_xlfn.CONCAT(\"NONFUN_NONDEF\",\"-DCON_\",LEFT(AQ3014,1),\"-FCON_\",LEFT(AR3014,1)),AV3014=1,_xlfn.CONCAT(\"NONFUN_DEF\",\"-DCON_\",LEFT(AQ3014,1),\"-FCON_\",LEFT(AR3014,1)),AS3014+AT3014+AU3014+AV3014<1,_xlfn.CONCAT(\"-\"))","v":"-"}]
[null,null,null,null,null,null,null,null,null,null,null,null,null,null,null,null,null,null,null,null,null,0,null,null,null,null,null,null,null,null,null,0,0,0,0,"Unknown",{"$f":"_xlfn.IFS(G3021=\"Natural\",0,H3021=\"\",0,H3021=\"COASTAL-CONSTRUCTED\",0,G3021=\"Constructed\",_xlfn.XLOOKUP($H3021,'Data Categories'!$U$4:$U$25,'Data Categories'!$V$4:V$25))","v":0},{"$f":"_xlfn.IFS(AK3021=\"\",0,AJ3021=\"Unknown\",0,AK3021>1,AK3021-AJ3021,AK3021=0,0)","v":0},{"$f":"_xlfn.IFS(Y3021=\"\",0,Y3021>1920,_xlfn.XLOOKUP($H3021,'Data Categories'!$AE$20:$AE$42,'Data Categories'!$AG$20:$AG$42,0))","v":0},{"$f":"_xlfn.IFS(Y3021=\"\",0,Y3021>0,(2025-Y3021))","v":0},{"$f":"_xlfn.IFS(Z3021=\"Non-Deficient\",\"Non-Deficient\",Z3021=\"Deficient\",\"Deficient\",AB3021=\"Deficient\",\"Deficient\",Z3021=\"Non-Deficient\",\"Non-Deficient\",AB3021=\"Non-Deficient\",\"Non-Deficient\",P3021=\"\",\"None\",AL3021<0,\"Deficient\",AL3021>10,\"Non-Deficient\")","v":"None"},{"$f":"_xlfn.IFS(H3021=\"LOW WATER CROSSING\",\"Non-Functional\",G3021=\"Natural\",\"Functional\",AA3021=\"Functional\",\"Functional\",AC3021=\"Functional\",\"Functional\",AA3021=\"Non-Functional\",\"Non-Functional\",AC3021=\"Non-Functional\",\"Non-Functional\",AA3021=\"Unknown\",\"Unknown\",AC3021=\"Unknown\",\"Unknown\",AA3021=\"\",\"None\")","v":"None"},{"$f":"_xlfn.IFS(X3021=\"Functionality\",\"Low\",W3021=\"No\",\"Low\",Y3021>=2015,\"High\",Y3021>=1920,\"Low\",W3021=\"\",\"None\",W3021=\"Unknown\",\"None\")","v":"None"},{"$f":"_xlfn.IFS(H3021=\"LOW WATER CROSSING\",\"Unknown\",G3021=\"Natural\",\"None\",AM3021<AN3021,\"High\",AC3021=\"Functional\",\"Low\",AC3021=\"Non-Functional\",\"Low\",W3021=\"No\",\"Low\",W3021=\"Unknown\",\"None\",X3021=\"Deficiency\",\"None\",W3021=\"Yes\",\"High\",W3021=\"\",\"None\")","v":"None"},0,0,0,0,{"$f":"_xlfn.CONCAT(LEFT(H3021,3),\"-\")&IF(H3021=\"-\",0,COUNTIF($H$4:H3021,H3021))","v":"-0"},{"$f":"_xlfn.IFS($H3021<=0,\"-\",AS3021=1,_xlfn.CONCAT(\"FUN_NONDEF\",\"-DCON_\",LEFT(AQ3021,1),\"-FCON_\",LEFT(AR3021,1)),AT3021=1,_xlfn.CONCAT(\"FUN_DEF\",\"-DCON_\",LEFT(AQ3021,1),\"-FCON_\",LEFT(AR3021,1)),AU3021=1,_xlfn.CONCAT(\"NONFUN_NONDEF\",\"-DCON_\",LEFT(AQ3021,1),\"-FCON_\",LEFT(AR3021,1)),AV3021=1,_xlfn.CONCAT(\"NONFUN_DEF\",\"-DCON_\",LEFT(AQ3021,1),\"-FCON_\",LEFT(AR3021,1)),AS3021+AT3021+AU3021+AV3021<1,_xlfn.CONCAT(\"-\"))","v":"-"}]
[null,null,null,null,null,null,null,null,null,null,null,null,null,null,null,null,null,null,null,null,null,0,null,null,null,null,null,null,null,null,null,0,0,0,0,"Unknown",{"$f":"_xlfn.IFS(G3033=\"Natural\",0,H3033=\"\",0,H3033=\"COASTAL-CONSTRUCTED\",0,G3033=\"Constructed\",_xlfn.XLOOKUP($H3033,'Data Categories'!$U$4:$U$25,'Data Categories'!$V$4:V$25))","v":0},{"$f":"_xlfn.IFS(AK3033=\"\",0,AJ3033=\"Unknown\",0,AK3033>1,AK3033-AJ3033,AK3033=0,0)","v":0},{"$f":"_xlfn.IFS(Y3033=\"\",0,Y3033>1920,_xlfn.XLOOKUP($H3033,'Data Categories'!$AE$20:$AE$42,'Data Categories'!$AG$20:$AG$42,0))","v":0},{"$f":"_xlfn.IFS(Y3033=\"\",0,Y3033>0,(2025-Y3033))","v":0},{"$f":"_xlfn.IFS(Z3033=\"Non-Deficient\",\"Non-Deficient\",Z3033=\"Deficient\",\"Deficient\",AB3033=\"Deficient\",\"Deficient\",Z3033=\"Non-Deficient\",\"Non-Deficient\",AB3033=\"Non-Deficient\",\"Non-Deficient\",P3033=\"\",\"None\",AL3033<0,\"Deficient\",AL3033>10,\"Non-Deficient\")","v":"None"},{"$f":"_xlfn.IFS(H3033=\"LOW WATER CROSSING\",\"Non-Functional\",G3033=\"Natural\",\"Functional\",AA3033=\"Functional\",\"Functional\",AC3033=\"Functional\",\"Functional\",AA3033=\"Non-Functional\",\"Non-Functional\",AC3033=\"Non-Functional\",\"Non-Functional\",AA3033=\"Unknown\",\"Unknown\",AC3033=\"Unknown\",\"Unknown\",AA3033=\"\",\"None\")","v":"None"},{"$f":"_xlfn.IFS(X3033=\"Functionality\",\"Low\",W3033=\"No\",\"Low\",Y3033>=2015,\"High\",Y3033>=1920,\"Low\",W3033=\"\",\"None\",W3033=\"Unknown\",\"None\")","v":"None"},{"$f":"_xlfn.IFS(H3033=\"LOW WATER CROSSING\",\"Unknown\",G3033=\"Natural\",\"None\",AM3033<AN3033,\"High\",AC3033=\"Functional\",\"Low\",AC3033=\"Non-Functional\",\"Low\",W3033=\"No\",\"Low\",W3033=\"Unknown\",\"None\",X3033=\"Deficiency\",\"None\",W3033=\"Yes\",\"High\",W3033=\"\",\"None\")","v":"None"},0,0,0,0,{"$f":"_xlfn.CONCAT(LEFT(H3033,3),\"-\")&IF(H3033=\"-\",0,COUNTIF($H$4:H3033,H3033))","v":"-0"},{"$f":"_xlfn.IFS($H3033<=0,\"-\",AS3033=1,_xlfn.CONCAT(\"FUN_NONDEF\",\"-DCON_\",LEFT(AQ3033,1),\"-FCON_\",LEFT(AR3033,1)),AT3033=1,_xlfn.CONCAT(\"FUN_DEF\",\"-DCON_\",LEFT(AQ3033,1),\"-FCON_\",LEFT(AR3033,1)),AU3033=1,_xlfn.CONCAT(\"NONFUN_NONDEF\",\"-DCON_\",LEFT(AQ3033,1),\"-FCON_\",LEFT(AR3033,1)),AV3033=1,_xlfn.CONCAT(\"NONFUN_DEF\",\"-DCON_\",LEFT(AQ3033,1),\"-FCON_\",LEFT(AR3033,1)),AS3033+AT3033+AU3033+AV3033<1,_xlfn.CONCAT(\"-\"))","v":"-"}]
[null,null,null,null,null,null,null,null,null,null,null,null,null,null,null,null,null,null,null,null,null,0,null,null,null,null,null,null,null,null,null,0,0,0,0,"Unknown",{"$f":"_xlfn.IFS(G3042=\"Natural\",0,H3042=\"\",0,H3042=\"COASTAL-CONSTRUCTED\",0,G3042=\"Constructed\",_xlfn.XLOOKUP($H3042,'Data Categories'!$U$4:$U$25,'Data Categories'!$V$4:V$25))","v":0},{"$f":"_xlfn.IFS(AK3042=\"\",0,AJ3042=\"Unknown\",0,AK3042>1,AK3042-AJ3042,AK3042=0,0)","v":0},{"$f":"_xlfn.IFS(Y3042=\"\",0,Y3042>1920,_xlfn.XLOOKUP($H3042,'Data Categories'!$AE$20:$AE$42,'Data Categories'!$AG$20:$AG$42,0))","v":0},{"$f":"_xlfn.IFS(Y3042=\"\",0,Y3042>0,(2025-Y3042))","v":0},{"$f":"_xlfn.IFS(Z3042=\"Non-Deficient\",\"Non-Deficient\",Z3042=\"Deficient\",\"Deficient\",AB3042=\"Deficient\",\"Deficient\",Z3042=\"Non-Deficient\",\"Non-Deficient\",AB3042=\"Non-Deficient\",\"Non-Deficient\",P3042=\"\",\"None\",AL3042<0,\"Deficient\",AL3042>10,\"Non-Deficient\")","v":"None"},{"$f":"_xlfn.IFS(H3042=\"LOW WATER CROSSING\",\"Non-Functional\",G3042=\"Natural\",\"Functional\",AA3042=\"Functional\",\"Functional\",AC3042=\"Functional\",\"Functional\",AA3042=\"Non-Functional\",\"Non-Functional\",AC3042=\"Non-Functional\",\"Non-Functional\",AA3042=\"Unknown\",\"Unknown\",AC3042=\"Unknown\",\"Unknown\",AA3042=\"\",\"None\")","v":"None"},{"$f":"_xlfn.IFS(X3042=\"Functionality\",\"Low\",W3042=\"No\",\"Low\",Y3042>=2015,\"High\",Y3042>=1920,\"Low\",W3042=\"\",\"None\",W3042=\"Unknown\",\"None\")","v":"None"},{"$f":"_xlfn.IFS(H3042=\"LOW WATER CROSSING\",\"Unknown\",G3042=\"Natural\",\"None\",AM3042<AN3042,\"High\",AC3042=\"Functional\",\"Low\",AC3042=\"Non-Functional\",\"Low\",W3042=\"No\",\"Low\",W3042=\"Unknown\",\"None\",X3042=\"Deficiency\",\"None\",W3042=\"Yes\",\"High\",W3042=\"\",\"None\")","v":"None"},0,0,0,0,{"$f":"_xlfn.CONCAT(LEFT(H3042,3),\"-\")&IF(H3042=\"-\",0,COUNTIF($H$4:H3042,H3042))","v":"-0"},{"$f":"_xlfn.IFS($H3042<=0,\"-\",AS3042=1,_xlfn.CONCAT(\"FUN_NONDEF\",\"-DCON_\",LEFT(AQ3042,1),\"-FCON_\",LEFT(AR3042,1)),AT3042=1,_xlfn.CONCAT(\"FUN_DEF\",\"-DCON_\",LEFT(AQ3042,1),\"-FCON_\",LEFT(AR3042,1)),AU3042=1,_xlfn.CONCAT(\"NONFUN_NONDEF\",\"-DCON_\",LEFT(AQ3042,1),\"-FCON_\",LEFT(AR3042,1)),AV3042=1,_xlfn.CONCAT(\"NONFUN_DEF\",\"-DCON_\",LEFT(AQ3042,1),\"-FCON_\",LEFT(AR3042,1)),AS3042+AT3042+AU3042+AV3042<1,_xlfn.CONCAT(\"-\"))","v":"-"}]
[null,null,null,null,null,null,null,null,null,null,null,null,null,null,null,null,null,null,null,null,null,0,null,null,null,null,null,null,null,null,null,0,0,0,0,"Unknown",{"$f":"_xlfn.IFS(G3051=\"Natural\",0,H3051=\"\",0,H3051=\"COASTAL-CONSTRUCTED\",0,G3051=\"Constructed\",_xlfn.XLOOKUP($H3051,'Data Categories'!$U$4:$U$25,'Data Categories'!$V$4:V$25))","v":0},{"$f":"_xlfn.IFS(AK3051=\"\",0,AJ3051=\"Unknown\",0,AK3051>1,AK3051-AJ3051,AK3051=0,0)","v":0},{"$f":"_xlfn.IFS(Y3051=\"\",0,Y3051>1920,_xlfn.XLOOKUP($H3051,'Data Categories'!$AE$20:$AE$42,'Data Categories'!$AG$20:$AG$42,0))","v":0},{"$f":"_xlfn.IFS(Y3051=\"\",0,Y3051>0,(2025-Y3051))","v":0},{"$f":"_xlfn.IFS(Z3051=\"Non-Deficient\",\"Non-Deficient\",Z3051=\"Deficient\",\"Deficient\",AB3051=\"Deficient\",\"Deficient\",Z3051=\"Non-Deficient\",\"Non-Deficient\",AB3051=\"Non-Deficient\",\"Non-Deficient\",P3051=\"\",\"None\",AL3051<0,\"Deficient\",AL3051>10,\"Non-Deficient\")","v":"None"},{"$f":"_xlfn.IFS(H3051=\"LOW WATER CROSSING\",\"Non-Functional\",G3051=\"Natural\",\"Functional\",AA3051=\"Functional\",\"Functional\",AC3051=\"Functional\",\"Functional\",AA3051=\"Non-Functional\",\"Non-Functional\",AC3051=\"Non-Functional\",\"Non-Functional\",AA3051=\"Unknown\",\"Unknown\",AC3051=\"Unknown\",\"Unknown\",AA3051=\"\",\"None\")","v":"None"},{"$f":"_xlfn.IFS(X3051=\"Functionality\",\"Low\",W3051=\"No\",\"Low\",Y3051>=2015,\"High\",Y3051>=1920,\"Low\",W3051=\"\",\"None\",W3051=\"Unknown\",\"None\")","v":"None"},{"$f":"_xlfn.IFS(H3051=\"LOW WATER CROSSING\",\"Unknown\",G3051=\"Natural\",\"None\",AM3051<AN3051,\"High\",AC3051=\"Functional\",\"Low\",AC3051=\"Non-Functional\",\"Low\",W3051=\"No\",\"Low\",W3051=\"Unknown\",\"None\",X3051=\"Deficiency\",\"None\",W3051=\"Yes\",\"High\",W3051=\"\",\"None\")","v":"None"},0,0,0,0,{"$f":"_xlfn.CONCAT(LEFT(H3051,3),\"-\")&IF(H3051=\"-\",0,COUNTIF($H$4:H3051,H3051))","v":"-0"},{"$f":"_xlfn.IFS($H3051<=0,\"-\",AS3051=1,_xlfn.CONCAT(\"FUN_NONDEF\",\"-DCON_\",LEFT(AQ3051,1),\"-FCON_\",LEFT(AR3051,1)),AT3051=1,_xlfn.CONCAT(\"FUN_DEF\",\"-DCON_\",LEFT(AQ3051,1),\"-FCON_\",LEFT(AR3051,1)),AU3051=1,_xlfn.CONCAT(\"NONFUN_NONDEF\",\"-DCON_\",LEFT(AQ3051,1),\"-FCON_\",LEFT(AR3051,1)),AV3051=1,_xlfn.CONCAT(\"NONFUN_DEF\",\"-DCON_\",LEFT(AQ3051,1),\"-FCON_\",LEFT(AR3051,1)),AS3051+AT3051+AU3051+AV3051<1,_xlfn.CONCAT(\"-\"))","v":"-"}]
[null,null,null,null,null,null,null,null,null,null,null,null,null,null,null,null,null,null,null,null,null,0,null,null,null,null,null,null,null,null,null,0,0,0,0,"Unknown",{"$f":"_xlfn.IFS(G3063=\"Natural\",0,H3063=\"\",0,H3063=\"COASTAL-CONSTRUCTED\",0,G3063=\"Constructed\",_xlfn.XLOOKUP($H3063,'Data Categories'!$U$4:$U$25,'Data Categories'!$V$4:V$25))","v":0},{"$f":"_xlfn.IFS(AK3063=\"\",0,AJ3063=\"Unknown\",0,AK3063>1,AK3063-AJ3063,AK3063=0,0)","v":0},{"$f":"_xlfn.IFS(Y3063=\"\",0,Y3063>1920,_xlfn.XLOOKUP($H3063,'Data Categories'!$AE$20:$AE$42,'Data Categories'!$AG$20:$AG$42,0))","v":0},{"$f":"_xlfn.IFS(Y3063=\"\",0,Y3063>0,(2025-Y3063))","v":0},{"$f":"_xlfn.IFS(Z3063=\"Non-Deficient\",\"Non-Deficient\",Z3063=\"Deficient\",\"Deficient\",AB3063=\"Deficient\",\"Deficient\",Z3063=\"Non-Deficient\",\"Non-Deficient\",AB3063=\"Non-Deficient\",\"Non-Deficient\",P3063=\"\",\"None\",AL3063<0,\"Deficient\",AL3063>10,\"Non-Deficient\")","v":"None"},{"$f":"_xlfn.IFS(H3063=\"LOW WATER CROSSING\",\"Non-Functional\",G3063=\"Natural\",\"Functional\",AA3063=\"Functional\",\"Functional\",AC3063=\"Functional\",\"Functional\",AA3063=\"Non-Functional\",\"Non-Functional\",AC3063=\"Non-Functional\",\"Non-Functional\",AA3063=\"Unknown\",\"Unknown\",AC3063=\"Unknown\",\"Unknown\",AA3063=\"\",\"None\")","v":"None"},{"$f":"_xlfn.IFS(X3063=\"Functionality\",\"Low\",W3063=\"No\",\"Low\",Y3063>=2015,\"High\",Y3063>=1920,\"Low\",W3063=\"\",\"None\",W3063=\"Unknown\",\"None\")","v":"None"},{"$f":"_xlfn.IFS(H3063=\"LOW WATER CROSSING\",\"Unknown\",G3063=\"Natural\",\"None\",AM3063<AN3063,\"High\",AC3063=\"Functional\",\"Low\",AC3063=\"Non-Functional\",\"Low\",W3063=\"No\",\"Low\",W3063=\"Unknown\",\"None\",X3063=\"Deficiency\",\"None\",W3063=\"Yes\",\"High\",W3063=\"\",\"None\")","v":"None"},0,0,0,0,{"$f":"_xlfn.CONCAT(LEFT(H3063,3),\"-\")&IF(H3063=\"-\",0,COUNTIF($H$4:H3063,H3063))","v":"-0"},{"$f":"_xlfn.IFS($H3063<=0,\"-\",AS3063=1,_xlfn.CONCAT(\"FUN_NONDEF\",\"-DCON_\",LEFT(AQ3063,1),\"-FCON_\",LEFT(AR3063,1)),AT3063=1,_xlfn.CONCAT(\"FUN_DEF\",\"-DCON_\",LEFT(AQ3063,1),\"-FCON_\",LEFT(AR3063,1)),AU3063=1,_xlfn.CONCAT(\"NONFUN_NONDEF\",\"-DCON_\",LEFT(AQ3063,1),\"-FCON_\",LEFT(AR3063,1)),AV3063=1,_xlfn.CONCAT(\"NONFUN_DEF\",\"-DCON_\",LEFT(AQ3063,1),\"-FCON_\",LEFT(AR3063,1)),AS3063+AT3063+AU3063+AV3063<1,_xlfn.CONCAT(\"-\"))","v":"-"}]
[null,null,null,null,null,null,null,null,null,null,null,null,null,null,null,null,null,null,null,null,null,0,null,null,null,null,null,null,null,null,null,0,0,0,0,"Unknown",{"$f":"_xlfn.IFS(G3066=\"Natural\",0,H3066=\"\",0,H3066=\"COASTAL-CONSTRUCTED\",0,G3066=\"Constructed\",_xlfn.XLOOKUP($H3066,'Data Categories'!$U$4:$U$25,'Data Categories'!$V$4:V$25))","v":0},{"$f":"_xlfn.IFS(AK3066=\"\",0,AJ3066=\"Unknown\",0,AK3066>1,AK3066-AJ3066,AK3066=0,0)","v":0},{"$f":"_xlfn.IFS(Y3066=\"\",0,Y3066>1920,_xlfn.XLOOKUP($H3066,'Data Categories'!$AE$20:$AE$42,'Data Categories'!$AG$20:$AG$42,0))","v":0},{"$f":"_xlfn.IFS(Y3066=\"\",0,Y3066>0,(2025-Y3066))","v":0},{"$f":"_xlfn.IFS(Z3066=\"Non-Deficient\",\"Non-Deficient\",Z3066=\"Deficient\",\"Deficient\",AB3066=\"Deficient\",\"Deficient\",Z3066=\"Non-Deficient\",\"Non-Deficient\",AB3066=\"Non-Deficient\",\"Non-Deficient\",P3066=\"\",\"None\",AL3066<0,\"Deficient\",AL3066>10,\"Non-Deficient\")","v":"None"},{"$f":"_xlfn.IFS(H3066=\"LOW WATER CROSSING\",\"Non-Functional\",G3066=\"Natural\",\"Functional\",AA3066=\"Functional\",\"Functional\",AC3066=\"Functional\",\"Functional\",AA3066=\"Non-Functional\",\"Non-Functional\",AC3066=\"Non-Functional\",\"Non-Functional\",AA3066=\"Unknown\",\"Unknown\",AC3066=\"Unknown\",\"Unknown\",AA3066=\"\",\"None\")","v":"None"},{"$f":"_xlfn.IFS(X3066=\"Functionality\",\"Low\",W3066=\"No\",\"Low\",Y3066>=2015,\"High\",Y3066>=1920,\"Low\",W3066=\"\",\"None\",W3066=\"Unknown\",\"None\")","v":"None"},{"$f":"_xlfn.IFS(H3066=\"LOW WATER CROSSING\",\"Unknown\",G3066=\"Natural\",\"None\",AM3066<AN3066,\"High\",AC3066=\"Functional\",\"Low\",AC3066=\"Non-Functional\",\"Low\",W3066=\"No\",\"Low\",W3066=\"Unknown\",\"None\",X3066=\"Deficiency\",\"None\",W3066=\"Yes\",\"High\",W3066=\"\",\"None\")","v":"None"},0,0,0,0,{"$f":"_xlfn.CONCAT(LEFT(H3066,3),\"-\")&IF(H3066=\"-\",0,COUNTIF($H$4:H3066,H3066))","v":"-0"},{"$f":"_xlfn.IFS($H3066<=0,\"-\",AS3066=1,_xlfn.CONCAT(\"FUN_NONDEF\",\"-DCON_\",LEFT(AQ3066,1),\"-FCON_\",LEFT(AR3066,1)),AT3066=1,_xlfn.CONCAT(\"FUN_DEF\",\"-DCON_\",LEFT(AQ3066,1),\"-FCON_\",LEFT(AR3066,1)),AU3066=1,_xlfn.CONCAT(\"NONFUN_NONDEF\",\"-DCON_\",LEFT(AQ3066,1),\"-FCON_\",LEFT(AR3066,1)),AV3066=1,_xlfn.CONCAT(\"NONFUN_DEF\",\"-DCON_\",LEFT(AQ3066,1),\"-FCON_\",LEFT(AR3066,1)),AS3066+AT3066+AU3066+AV3066<1,_xlfn.CONCAT(\"-\"))","v":"-"}]
[null,null,null,null,null,null,null,null,null,null,null,null,null,null,null,null,null,null,null,null,null,0,null,null,null,null,null,null,null,null,null,0,0,0,0,"Unknown",{"$f":"_xlfn.IFS(G3081=\"Natural\",0,H3081=\"\",0,H3081=\"COASTAL-CONSTRUCTED\",0,G3081=\"Constructed\",_xlfn.XLOOKUP($H3081,'Data Categories'!$U$4:$U$25,'Data Categories'!$V$4:V$25))","v":0},{"$f":"_xlfn.IFS(AK3081=\"\",0,AJ3081=\"Unknown\",0,AK3081>1,AK3081-AJ3081,AK3081=0,0)","v":0},{"$f":"_xlfn.IFS(Y3081=\"\",0,Y3081>1920,_xlfn.XLOOKUP($H3081,'Data Categories'!$AE$20:$AE$42,'Data Categories'!$AG$20:$AG$42,0))","v":0},{"$f":"_xlfn.IFS(Y3081=\"\",0,Y3081>0,(2025-Y3081))","v":0},{"$f":"_xlfn.IFS(Z3081=\"Non-Deficient\",\"Non-Deficient\",Z3081=\"Deficient\",\"Deficient\",AB3081=\"Deficient\",\"Deficient\",Z3081=\"Non-Deficient\",\"Non-Deficient\",AB3081=\"Non-Deficient\",\"Non-Deficient\",P3081=\"\",\"None\",AL3081<0,\"Deficient\",AL3081>10,\"Non-Deficient\")","v":"None"},{"$f":"_xlfn.IFS(H3081=\"LOW WATER CROSSING\",\"Non-Functional\",G3081=\"Natural\",\"Functional\",AA3081=\"Functional\",\"Functional\",AC3081=\"Functional\",\"Functional\",AA3081=\"Non-Functional\",\"Non-Functional\",AC3081=\"Non-Functional\",\"Non-Functional\",AA3081=\"Unknown\",\"Unknown\",AC3081=\"Unknown\",\"Unknown\",AA3081=\"\",\"None\")","v":"None"},{"$f":"_xlfn.IFS(X3081=\"Functionality\",\"Low\",W3081=\"No\",\"Low\",Y3081>=2015,\"High\",Y3081>=1920,\"Low\",W3081=\"\",\"None\",W3081=\"Unknown\",\"None\")","v":"None"},{"$f":"_xlfn.IFS(H3081=\"LOW WATER CROSSING\",\"Unknown\",G3081=\"Natural\",\"None\",AM3081<AN3081,\"High\",AC3081=\"Functional\",\"Low\",AC3081=\"Non-Functional\",\"Low\",W3081=\"No\",\"Low\",W3081=\"Unknown\",\"None\",X3081=\"Deficiency\",\"None\",W3081=\"Yes\",\"High\",W3081=\"\",\"None\")","v":"None"},0,0,0,0,{"$f":"_xlfn.CONCAT(LEFT(H3081,3),\"-\")&IF(H3081=\"-\",0,COUNTIF($H$4:H3081,H3081))","v":"-0"},{"$f":"_xlfn.IFS($H3081<=0,\"-\",AS3081=1,_xlfn.CONCAT(\"FUN_NONDEF\",\"-DCON_\",LEFT(AQ3081,1),\"-FCON_\",LEFT(AR3081,1)),AT3081=1,_xlfn.CONCAT(\"FUN_DEF\",\"-DCON_\",LEFT(AQ3081,1),\"-FCON_\",LEFT(AR3081,1)),AU3081=1,_xlfn.CONCAT(\"NONFUN_NONDEF\",\"-DCON_\",LEFT(AQ3081,1),\"-FCON_\",LEFT(AR3081,1)),AV3081=1,_xlfn.CONCAT(\"NONFUN_DEF\",\"-DCON_\",LEFT(AQ3081,1),\"-FCON_\",LEFT(AR3081,1)),AS3081+AT3081+AU3081+AV3081<1,_xlfn.CONCAT(\"-\"))","v":"-"}]
[null,null,null,null,null,null,null,null,null,null,null,null,null,null,null,null,null,null,null,null,null,0,null,null,null,null,null,null,null,null,null,0,0,0,0,"Unknown",{"$f":"_xlfn.IFS(G3084=\"Natural\",0,H3084=\"\",0,H3084=\"COASTAL-CONSTRUCTED\",0,G3084=\"Constructed\",_xlfn.XLOOKUP($H3084,'Data Categories'!$U$4:$U$25,'Data Categories'!$V$4:V$25))","v":0},{"$f":"_xlfn.IFS(AK3084=\"\",0,AJ3084=\"Unknown\",0,AK3084>1,AK3084-AJ3084,AK3084=0,0)","v":0},{"$f":"_xlfn.IFS(Y3084=\"\",0,Y3084>1920,_xlfn.XLOOKUP($H3084,'Data Categories'!$AE$20:$AE$42,'Data Categories'!$AG$20:$AG$42,0))","v":0},{"$f":"_xlfn.IFS(Y3084=\"\",0,Y3084>0,(2025-Y3084))","v":0},{"$f":"_xlfn.IFS(Z3084=\"Non-Deficient\",\"Non-Deficient\",Z3084=\"Deficient\",\"Deficient\",AB3084=\"Deficient\",\"Deficient\",Z3084=\"Non-Deficient\",\"Non-Deficient\",AB3084=\"Non-Deficient\",\"Non-Deficient\",P3084=\"\",\"None\",AL3084<0,\"Deficient\",AL3084>10,\"Non-Deficient\")","v":"None"},{"$f":"_xlfn.IFS(H3084=\"LOW WATER CROSSING\",\"Non-Functional\",G3084=\"Natural\",\"Functional\",AA3084=\"Functional\",\"Functional\",AC3084=\"Functional\",\"Functional\",AA3084=\"Non-Functional\",\"Non-Functional\",AC3084=\"Non-Functional\",\"Non-Functional\",AA3084=\"Unknown\",\"Unknown\",AC3084=\"Unknown\",\"Unknown\",AA3084=\"\",\"None\")","v":"None"},{"$f":"_xlfn.IFS(X3084=\"Functionality\",\"Low\",W3084=\"No\",\"Low\",Y3084>=2015,\"High\",Y3084>=1920,\"Low\",W3084=\"\",\"None\",W3084=\"Unknown\",\"None\")","v":"None"},{"$f":"_xlfn.IFS(H3084=\"LOW WATER CROSSING\",\"Unknown\",G3084=\"Natural\",\"None\",AM3084<AN3084,\"High\",AC3084=\"Functional\",\"Low\",AC3084=\"Non-Functional\",\"Low\",W3084=\"No\",\"Low\",W3084=\"Unknown\",\"None\",X3084=\"Deficiency\",\"None\",W3084=\"Yes\",\"High\",W3084=\"\",\"None\")","v":"None"},0,0,0,0,{"$f":"_xlfn.CONCAT(LEFT(H3084,3),\"-\")&IF(H3084=\"-\",0,COUNTIF($H$4:H3084,H3084))","v":"-0"},{"$f":"_xlfn.IFS($H3084<=0,\"-\",AS3084=1,_xlfn.CONCAT(\"FUN_NONDEF\",\"-DCON_\",LEFT(AQ3084,1),\"-FCON_\",LEFT(AR3084,1)),AT3084=1,_xlfn.CONCAT(\"FUN_DEF\",\"-DCON_\",LEFT(AQ3084,1),\"-FCON_\",LEFT(AR3084,1)),AU3084=1,_xlfn.CONCAT(\"NONFUN_NONDEF\",\"-DCON_\",LEFT(AQ3084,1),\"-FCON_\",LEFT(AR3084,1)),AV3084=1,_xlfn.CONCAT(\"NONFUN_DEF\",\"-DCON_\",LEFT(AQ3084,1),\"-FCON_\",LEFT(AR3084,1)),AS3084+AT3084+AU3084+AV3084<1,_xlfn.CONCAT(\"-\"))","v":"-"}]
[null,null,null,null,null,null,null,null,null,null,null,null,null,null,null,null,null,null,null,null,null,0,null,null,null,null,null,null,null,null,null,0,0,0,0,"Unknown",{"$f":"_xlfn.IFS(G3091=\"Natural\",0,H3091=\"\",0,H3091=\"COASTAL-CONSTRUCTED\",0,G3091=\"Constructed\",_xlfn.XLOOKUP($H3091,'Data Categories'!$U$4:$U$25,'Data Categories'!$V$4:V$25))","v":0},{"$f":"_xlfn.IFS(AK3091=\"\",0,AJ3091=\"Unknown\",0,AK3091>1,AK3091-AJ3091,AK3091=0,0)","v":0},{"$f":"_xlfn.IFS(Y3091=\"\",0,Y3091>1920,_xlfn.XLOOKUP($H3091,'Data Categories'!$AE$20:$AE$42,'Data Categories'!$AG$20:$AG$42,0))","v":0},{"$f":"_xlfn.IFS(Y3091=\"\",0,Y3091>0,(2025-Y3091))","v":0},{"$f":"_xlfn.IFS(Z3091=\"Non-Deficient\",\"Non-Deficient\",Z3091=\"Deficient\",\"Deficient\",AB3091=\"Deficient\",\"Deficient\",Z3091=\"Non-Deficient\",\"Non-Deficient\",AB3091=\"Non-Deficient\",\"Non-Deficient\",P3091=\"\",\"None\",AL3091<0,\"Deficient\",AL3091>10,\"Non-Deficient\")","v":"None"},{"$f":"_xlfn.IFS(H3091=\"LOW WATER CROSSING\",\"Non-Functional\",G3091=\"Natural\",\"Functional\",AA3091=\"Functional\",\"Functional\",AC3091=\"Functional\",\"Functional\",AA3091=\"Non-Functional\",\"Non-Functional\",AC3091=\"Non-Functional\",\"Non-Functional\",AA3091=\"Unknown\",\"Unknown\",AC3091=\"Unknown\",\"Unknown\",AA3091=\"\",\"None\")","v":"None"},{"$f":"_xlfn.IFS(X3091=\"Functionality\",\"Low\",W3091=\"No\",\"Low\",Y3091>=2015,\"High\",Y3091>=1920,\"Low\",W3091=\"\",\"None\",W3091=\"Unknown\",\"None\")","v":"None"},{"$f":"_xlfn.IFS(H3091=\"LOW WATER CROSSING\",\"Unknown\",G3091=\"Natural\",\"None\",AM3091<AN3091,\"High\",AC3091=\"Functional\",\"Low\",AC3091=\"Non-Functional\",\"Low\",W3091=\"No\",\"Low\",W3091=\"Unknown\",\"None\",X3091=\"Deficiency\",\"None\",W3091=\"Yes\",\"High\",W3091=\"\",\"None\")","v":"None"},0,0,0,0,{"$f":"_xlfn.CONCAT(LEFT(H3091,3),\"-\")&IF(H3091=\"-\",0,COUNTIF($H$4:H3091,H3091))","v":"-0"},{"$f":"_xlfn.IFS($H3091<=0,\"-\",AS3091=1,_xlfn.CONCAT(\"FUN_NONDEF\",\"-DCON_\",LEFT(AQ3091,1),\"-FCON_\",LEFT(AR3091,1)),AT3091=1,_xlfn.CONCAT(\"FUN_DEF\",\"-DCON_\",LEFT(AQ3091,1),\"-FCON_\",LEFT(AR3091,1)),AU3091=1,_xlfn.CONCAT(\"NONFUN_NONDEF\",\"-DCON_\",LEFT(AQ3091,1),\"-FCON_\",LEFT(AR3091,1)),AV3091=1,_xlfn.CONCAT(\"NONFUN_DEF\",\"-DCON_\",LEFT(AQ3091,1),\"-FCON_\",LEFT(AR3091,1)),AS3091+AT3091+AU3091+AV3091<1,_xlfn.CONCAT(\"-\"))","v":"-"}]
[null,null,null,null,null,null,null,null,null,null,null,null,null,null,null,null,null,null,null,null,null,0,null,null,null,null,null,null,null,null,null,0,0,0,0,"Unknown",{"$f":"_xlfn.IFS(G3103=\"Natural\",0,H3103=\"\",0,H3103=\"COASTAL-CONSTRUCTED\",0,G3103=\"Constructed\",_xlfn.XLOOKUP($H3103,'Data Categories'!$U$4:$U$25,'Data Categories'!$V$4:V$25))","v":0},{"$f":"_xlfn.IFS(AK3103=\"\",0,AJ3103=\"Unknown\",0,AK3103>1,AK3103-AJ3103,AK3103=0,0)","v":0},{"$f":"_xlfn.IFS(Y3103=\"\",0,Y3103>1920,_xlfn.XLOOKUP($H3103,'Data Categories'!$AE$20:$AE$42,'Data Categories'!$AG$20:$AG$42,0))","v":0},{"$f":"_xlfn.IFS(Y3103=\"\",0,Y3103>0,(2025-Y3103))","v":0},{"$f":"_xlfn.IFS(Z3103=\"Non-Deficient\",\"Non-Deficient\",Z3103=\"Deficient\",\"Deficient\",AB3103=\"Deficient\",\"Deficient\",Z3103=\"Non-Deficient\",\"Non-Deficient\",AB3103=\"Non-Deficient\",\"Non-Deficient\",P3103=\"\",\"None\",AL3103<0,\"Deficient\",AL3103>10,\"Non-Deficient\")","v":"None"},{"$f":"_xlfn.IFS(H3103=\"LOW WATER CROSSING\",\"Non-Functional\",G3103=\"Natural\",\"Functional\",AA3103=\"Functional\",\"Functional\",AC3103=\"Functional\",\"Functional\",AA3103=\"Non-Functional\",\"Non-Functional\",AC3103=\"Non-Functional\",\"Non-Functional\",AA3103=\"Unknown\",\"Unknown\",AC3103=\"Unknown\",\"Unknown\",AA3103=\"\",\"None\")","v":"None"},{"$f":"_xlfn.IFS(X3103=\"Functionality\",\"Low\",W3103=\"No\",\"Low\",Y3103>=2015,\"High\",Y3103>=1920,\"Low\",W3103=\"\",\"None\",W3103=\"Unknown\",\"None\")","v":"None"},{"$f":"_xlfn.IFS(H3103=\"LOW WATER CROSSING\",\"Unknown\",G3103=\"Natural\",\"None\",AM3103<AN3103,\"High\",AC3103=\"Functional\",\"Low\",AC3103=\"Non-Functional\",\"Low\",W3103=\"No\",\"Low\",W3103=\"Unknown\",\"None\",X3103=\"Deficiency\",\"None\",W3103=\"Yes\",\"High\",W3103=\"\",\"None\")","v":"None"},0,0,0,0,{"$f":"_xlfn.CONCAT(LEFT(H3103,3),\"-\")&IF(H3103=\"-\",0,COUNTIF($H$4:H3103,H3103))","v":"-0"},{"$f":"_xlfn.IFS($H3103<=0,\"-\",AS3103=1,_xlfn.CONCAT(\"FUN_NONDEF\",\"-DCON_\",LEFT(AQ3103,1),\"-FCON_\",LEFT(AR3103,1)),AT3103=1,_xlfn.CONCAT(\"FUN_DEF\",\"-DCON_\",LEFT(AQ3103,1),\"-FCON_\",LEFT(AR3103,1)),AU3103=1,_xlfn.CONCAT(\"NONFUN_NONDEF\",\"-DCON_\",LEFT(AQ3103,1),\"-FCON_\",LEFT(AR3103,1)),AV3103=1,_xlfn.CONCAT(\"NONFUN_DEF\",\"-DCON_\",LEFT(AQ3103,1),\"-FCON_\",LEFT(AR3103,1)),AS3103+AT3103+AU3103+AV3103<1,_xlfn.CONCAT(\"-\"))","v":"-"}]
[null,null,null,null,null,null,null,null,null,null,null,null,null,null,null,null,null,null,null,null,null,0,null,null,null,null,null,null,null,null,null,0,0,0,0,"Unknown",{"$f":"_xlfn.IFS(G3112=\"Natural\",0,H3112=\"\",0,H3112=\"COASTAL-CONSTRUCTED\",0,G3112=\"Constructed\",_xlfn.XLOOKUP($H3112,'Data Categories'!$U$4:$U$25,'Data Categories'!$V$4:V$25))","v":0},{"$f":"_xlfn.IFS(AK3112=\"\",0,AJ3112=\"Unknown\",0,AK3112>1,AK3112-AJ3112,AK3112=0,0)","v":0},{"$f":"_xlfn.IFS(Y3112=\"\",0,Y3112>1920,_xlfn.XLOOKUP($H3112,'Data Categories'!$AE$20:$AE$42,'Data Categories'!$AG$20:$AG$42,0))","v":0},{"$f":"_xlfn.IFS(Y3112=\"\",0,Y3112>0,(2025-Y3112))","v":0},{"$f":"_xlfn.IFS(Z3112=\"Non-Deficient\",\"Non-Deficient\",Z3112=\"Deficient\",\"Deficient\",AB3112=\"Deficient\",\"Deficient\",Z3112=\"Non-Deficient\",\"Non-Deficient\",AB3112=\"Non-Deficient\",\"Non-Deficient\",P3112=\"\",\"None\",AL3112<0,\"Deficient\",AL3112>10,\"Non-Deficient\")","v":"None"},{"$f":"_xlfn.IFS(H3112=\"LOW WATER CROSSING\",\"Non-Functional\",G3112=\"Natural\",\"Functional\",AA3112=\"Functional\",\"Functional\",AC3112=\"Functional\",\"Functional\",AA3112=\"Non-Functional\",\"Non-Functional\",AC3112=\"Non-Functional\",\"Non-Functional\",AA3112=\"Unknown\",\"Unknown\",AC3112=\"Unknown\",\"Unknown\",AA3112=\"\",\"None\")","v":"None"},{"$f":"_xlfn.IFS(X3112=\"Functionality\",\"Low\",W3112=\"No\",\"Low\",Y3112>=2015,\"High\",Y3112>=1920,\"Low\",W3112=\"\",\"None\",W3112=\"Unknown\",\"None\")","v":"None"},{"$f":"_xlfn.IFS(H3112=\"LOW WATER CROSSING\",\"Unknown\",G3112=\"Natural\",\"None\",AM3112<AN3112,\"High\",AC3112=\"Functional\",\"Low\",AC3112=\"Non-Functional\",\"Low\",W3112=\"No\",\"Low\",W3112=\"Unknown\",\"None\",X3112=\"Deficiency\",\"None\",W3112=\"Yes\",\"High\",W3112=\"\",\"None\")","v":"None"},0,0,0,0,{"$f":"_xlfn.CONCAT(LEFT(H3112,3),\"-\")&IF(H3112=\"-\",0,COUNTIF($H$4:H3112,H3112))","v":"-0"},{"$f":"_xlfn.IFS($H3112<=0,\"-\",AS3112=1,_xlfn.CONCAT(\"FUN_NONDEF\",\"-DCON_\",LEFT(AQ3112,1),\"-FCON_\",LEFT(AR3112,1)),AT3112=1,_xlfn.CONCAT(\"FUN_DEF\",\"-DCON_\",LEFT(AQ3112,1),\"-FCON_\",LEFT(AR3112,1)),AU3112=1,_xlfn.CONCAT(\"NONFUN_NONDEF\",\"-DCON_\",LEFT(AQ3112,1),\"-FCON_\",LEFT(AR3112,1)),AV3112=1,_xlfn.CONCAT(\"NONFUN_DEF\",\"-DCON_\",LEFT(AQ3112,1),\"-FCON_\",LEFT(AR3112,1)),AS3112+AT3112+AU3112+AV3112<1,_xlfn.CONCAT(\"-\"))","v":"-"}]
[null,null,null,null,null,null,null,null,null,null,null,null,null,null,null,null,null,null,null,null,null,0,null,null,null,null,null,null,null,null,null,0,0,0,0,"Unknown",{"$f":"_xlfn.IFS(G3121=\"Natural\",0,H3121=\"\",0,H3121=\"COASTAL-CONSTRUCTED\",0,G3121=\"Constructed\",_xlfn.XLOOKUP($H3121,'Data Categories'!$U$4:$U$25,'Data Categories'!$V$4:V$25))","v":0},{"$f":"_xlfn.IFS(AK3121=\"\",0,AJ3121=\"Unknown\",0,AK3121>1,AK3121-AJ3121,AK3121=0,0)","v":0},{"$f":"_xlfn.IFS(Y3121=\"\",0,Y3121>1920,_xlfn.XLOOKUP($H3121,'Data Categories'!$AE$20:$AE$42,'Data Categories'!$AG$20:$AG$42,0))","v":0},{"$f":"_xlfn.IFS(Y3121=\"\",0,Y3121>0,(2025-Y3121))","v":0},{"$f":"_xlfn.IFS(Z3121=\"Non-Deficient\",\"Non-Deficient\",Z3121=\"Deficient\",\"Deficient\",AB3121=\"Deficient\",\"Deficient\",Z3121=\"Non-Deficient\",\"Non-Deficient\",AB3121=\"Non-Deficient\",\"Non-Deficient\",P3121=\"\",\"None\",AL3121<0,\"Deficient\",AL3121>10,\"Non-Deficient\")","v":"None"},{"$f":"_xlfn.IFS(H3121=\"LOW WATER CROSSING\",\"Non-Functional\",G3121=\"Natural\",\"Functional\",AA3121=\"Functional\",\"Functional\",AC3121=\"Functional\",\"Functional\",AA3121=\"Non-Functional\",\"Non-Functional\",AC3121=\"Non-Functional\",\"Non-Functional\",AA3121=\"Unknown\",\"Unknown\",AC3121=\"Unknown\",\"Unknown\",AA3121=\"\",\"None\")","v":"None"},{"$f":"_xlfn.IFS(X3121=\"Functionality\",\"Low\",W3121=\"No\",\"Low\",Y3121>=2015,\"High\",Y3121>=1920,\"Low\",W3121=\"\",\"None\",W3121=\"Unknown\",\"None\")","v":"None"},{"$f":"_xlfn.IFS(H3121=\"LOW WATER CROSSING\",\"Unknown\",G3121=\"Natural\",\"None\",AM3121<AN3121,\"High\",AC3121=\"Functional\",\"Low\",AC3121=\"Non-Functional\",\"Low\",W3121=\"No\",\"Low\",W3121=\"Unknown\",\"None\",X3121=\"Deficiency\",\"None\",W3121=\"Yes\",\"High\",W3121=\"\",\"None\")","v":"None"},0,0,0,0,{"$f":"_xlfn.CONCAT(LEFT(H3121,3),\"-\")&IF(H3121=\"-\",0,COUNTIF($H$4:H3121,H3121))","v":"-0"},{"$f":"_xlfn.IFS($H3121<=0,\"-\",AS3121=1,_xlfn.CONCAT(\"FUN_NONDEF\",\"-DCON_\",LEFT(AQ3121,1),\"-FCON_\",LEFT(AR3121,1)),AT3121=1,_xlfn.CONCAT(\"FUN_DEF\",\"-DCON_\",LEFT(AQ3121,1),\"-FCON_\",LEFT(AR3121,1)),AU3121=1,_xlfn.CONCAT(\"NONFUN_NONDEF\",\"-DCON_\",LEFT(AQ3121,1),\"-FCON_\",LEFT(AR3121,1)),AV3121=1,_xlfn.CONCAT(\"NONFUN_DEF\",\"-DCON_\",LEFT(AQ3121,1),\"-FCON_\",LEFT(AR3121,1)),AS3121+AT3121+AU3121+AV3121<1,_xlfn.CONCAT(\"-\"))","v":"-"}]
[null,null,null,null,null,null,null,null,null,null,null,null,null,null,null,null,null,null,null,null,null,0,null,null,null,null,null,null,null,null,null,0,0,0,0,"Unknown",{"$f":"_xlfn.IFS(G3133=\"Natural\",0,H3133=\"\",0,H3133=\"COASTAL-CONSTRUCTED\",0,G3133=\"Constructed\",_xlfn.XLOOKUP($H3133,'Data Categories'!$U$4:$U$25,'Data Categories'!$V$4:V$25))","v":0},{"$f":"_xlfn.IFS(AK3133=\"\",0,AJ3133=\"Unknown\",0,AK3133>1,AK3133-AJ3133,AK3133=0,0)","v":0},{"$f":"_xlfn.IFS(Y3133=\"\",0,Y3133>1920,_xlfn.XLOOKUP($H3133,'Data Categories'!$AE$20:$AE$42,'Data Categories'!$AG$20:$AG$42,0))","v":0},{"$f":"_xlfn.IFS(Y3133=\"\",0,Y3133>0,(2025-Y3133))","v":0},{"$f":"_xlfn.IFS(Z3133=\"Non-Deficient\",\"Non-Deficient\",Z3133=\"Deficient\",\"Deficient\",AB3133=\"Deficient\",\"Deficient\",Z3133=\"Non-Deficient\",\"Non-Deficient\",AB3133=\"Non-Deficient\",\"Non-Deficient\",P3133=\"\",\"None\",AL3133<0,\"Deficient\",AL3133>10,\"Non-Deficient\")","v":"None"},{"$f":"_xlfn.IFS(H3133=\"LOW WATER CROSSING\",\"Non-Functional\",G3133=\"Natural\",\"Functional\",AA3133=\"Functional\",\"Functional\",AC3133=\"Functional\",\"Functional\",AA3133=\"Non-Functional\",\"Non-Functional\",AC3133=\"Non-Functional\",\"Non-Functional\",AA3133=\"Unknown\",\"Unknown\",AC3133=\"Unknown\",\"Unknown\",AA3133=\"\",\"None\")","v":"None"},{"$f":"_xlfn.IFS(X3133=\"Functionality\",\"Low\",W3133=\"No\",\"Low\",Y3133>=2015,\"High\",Y3133>=1920,\"Low\",W3133=\"\",\"None\",W3133=\"Unknown\",\"None\")","v":"None"},{"$f":"_xlfn.IFS(H3133=\"LOW WATER CROSSING\",\"Unknown\",G3133=\"Natural\",\"None\",AM3133<AN3133,\"High\",AC3133=\"Functional\",\"Low\",AC3133=\"Non-Functional\",\"Low\",W3133=\"No\",\"Low\",W3133=\"Unknown\",\"None\",X3133=\"Deficiency\",\"None\",W3133=\"Yes\",\"High\",W3133=\"\",\"None\")","v":"None"},0,0,0,0,{"$f":"_xlfn.CONCAT(LEFT(H3133,3),\"-\")&IF(H3133=\"-\",0,COUNTIF($H$4:H3133,H3133))","v":"-0"},{"$f":"_xlfn.IFS($H3133<=0,\"-\",AS3133=1,_xlfn.CONCAT(\"FUN_NONDEF\",\"-DCON_\",LEFT(AQ3133,1),\"-FCON_\",LEFT(AR3133,1)),AT3133=1,_xlfn.CONCAT(\"FUN_DEF\",\"-DCON_\",LEFT(AQ3133,1),\"-FCON_\",LEFT(AR3133,1)),AU3133=1,_xlfn.CONCAT(\"NONFUN_NONDEF\",\"-DCON_\",LEFT(AQ3133,1),\"-FCON_\",LEFT(AR3133,1)),AV3133=1,_xlfn.CONCAT(\"NONFUN_DEF\",\"-DCON_\",LEFT(AQ3133,1),\"-FCON_\",LEFT(AR3133,1)),AS3133+AT3133+AU3133+AV3133<1,_xlfn.CONCAT(\"-\"))","v":"-"}]
[null,null,null,null,null,null,null,null,null,null,null,null,null,null,null,null,null,null,null,null,null,0,null,null,null,null,null,null,null,null,null,0,0,0,0,"Unknown",{"$f":"_xlfn.IFS(G3136=\"Natural\",0,H3136=\"\",0,H3136=\"COASTAL-CONSTRUCTED\",0,G3136=\"Constructed\",_xlfn.XLOOKUP($H3136,'Data Categories'!$U$4:$U$25,'Data Categories'!$V$4:V$25))","v":0},{"$f":"_xlfn.IFS(AK3136=\"\",0,AJ3136=\"Unknown\",0,AK3136>1,AK3136-AJ3136,AK3136=0,0)","v":0},{"$f":"_xlfn.IFS(Y3136=\"\",0,Y3136>1920,_xlfn.XLOOKUP($H3136,'Data Categories'!$AE$20:$AE$42,'Data Categories'!$AG$20:$AG$42,0))","v":0},{"$f":"_xlfn.IFS(Y3136=\"\",0,Y3136>0,(2025-Y3136))","v":0},{"$f":"_xlfn.IFS(Z3136=\"Non-Deficient\",\"Non-Deficient\",Z3136=\"Deficient\",\"Deficient\",AB3136=\"Deficient\",\"Deficient\",Z3136=\"Non-Deficient\",\"Non-Deficient\",AB3136=\"Non-Deficient\",\"Non-Deficient\",P3136=\"\",\"None\",AL3136<0,\"Deficient\",AL3136>10,\"Non-Deficient\")","v":"None"},{"$f":"_xlfn.IFS(H3136=\"LOW WATER CROSSING\",\"Non-Functional\",G3136=\"Natural\",\"Functional\",AA3136=\"Functional\",\"Functional\",AC3136=\"Functional\",\"Functional\",AA3136=\"Non-Functional\",\"Non-Functional\",AC3136=\"Non-Functional\",\"Non-Functional\",AA3136=\"Unknown\",\"Unknown\",AC3136=\"Unknown\",\"Unknown\",AA3136=\"\",\"None\")","v":"None"},{"$f":"_xlfn.IFS(X3136=\"Functionality\",\"Low\",W3136=\"No\",\"Low\",Y3136>=2015,\"High\",Y3136>=1920,\"Low\",W3136=\"\",\"None\",W3136=\"Unknown\",\"None\")","v":"None"},{"$f":"_xlfn.IFS(H3136=\"LOW WATER CROSSING\",\"Unknown\",G3136=\"Natural\",\"None\",AM3136<AN3136,\"High\",AC3136=\"Functional\",\"Low\",AC3136=\"Non-Functional\",\"Low\",W3136=\"No\",\"Low\",W3136=\"Unknown\",\"None\",X3136=\"Deficiency\",\"None\",W3136=\"Yes\",\"High\",W3136=\"\",\"None\")","v":"None"},0,0,0,0,{"$f":"_xlfn.CONCAT(LEFT(H3136,3),\"-\")&IF(H3136=\"-\",0,COUNTIF($H$4:H3136,H3136))","v":"-0"},{"$f":"_xlfn.IFS($H3136<=0,\"-\",AS3136=1,_xlfn.CONCAT(\"FUN_NONDEF\",\"-DCON_\",LEFT(AQ3136,1),\"-FCON_\",LEFT(AR3136,1)),AT3136=1,_xlfn.CONCAT(\"FUN_DEF\",\"-DCON_\",LEFT(AQ3136,1),\"-FCON_\",LEFT(AR3136,1)),AU3136=1,_xlfn.CONCAT(\"NONFUN_NONDEF\",\"-DCON_\",LEFT(AQ3136,1),\"-FCON_\",LEFT(AR3136,1)),AV3136=1,_xlfn.CONCAT(\"NONFUN_DEF\",\"-DCON_\",LEFT(AQ3136,1),\"-FCON_\",LEFT(AR3136,1)),AS3136+AT3136+AU3136+AV3136<1,_xlfn.CONCAT(\"-\"))","v":"-"}]
[null,null,null,null,null,null,null,null,null,null,null,null,null,null,null,null,null,null,null,null,null,0,null,null,null,null,null,null,null,null,null,0,0,0,0,"Unknown",{"$f":"_xlfn.IFS(G3151=\"Natural\",0,H3151=\"\",0,H3151=\"COASTAL-CONSTRUCTED\",0,G3151=\"Constructed\",_xlfn.XLOOKUP($H3151,'Data Categories'!$U$4:$U$25,'Data Categories'!$V$4:V$25))","v":0},{"$f":"_xlfn.IFS(AK3151=\"\",0,AJ3151=\"Unknown\",0,AK3151>1,AK3151-AJ3151,AK3151=0,0)","v":0},{"$f":"_xlfn.IFS(Y3151=\"\",0,Y3151>1920,_xlfn.XLOOKUP($H3151,'Data Categories'!$AE$20:$AE$42,'Data Categories'!$AG$20:$AG$42,0))","v":0},{"$f":"_xlfn.IFS(Y3151=\"\",0,Y3151>0,(2025-Y3151))","v":0},{"$f":"_xlfn.IFS(Z3151=\"Non-Deficient\",\"Non-Deficient\",Z3151=\"Deficient\",\"Deficient\",AB3151=\"Deficient\",\"Deficient\",Z3151=\"Non-Deficient\",\"Non-Deficient\",AB3151=\"Non-Deficient\",\"Non-Deficient\",P3151=\"\",\"None\",AL3151<0,\"Deficient\",AL3151>10,\"Non-Deficient\")","v":"None"},{"$f":"_xlfn.IFS(H3151=\"LOW WATER CROSSING\",\"Non-Functional\",G3151=\"Natural\",\"Functional\",AA3151=\"Functional\",\"Functional\",AC3151=\"Functional\",\"Functional\",AA3151=\"Non-Functional\",\"Non-Functional\",AC3151=\"Non-Functional\",\"Non-Functional\",AA3151=\"Unknown\",\"Unknown\",AC3151=\"Unknown\",\"Unknown\",AA3151=\"\",\"None\")","v":"None"},{"$f":"_xlfn.IFS(X3151=\"Functionality\",\"Low\",W3151=\"No\",\"Low\",Y3151>=2015,\"High\",Y3151>=1920,\"Low\",W3151=\"\",\"None\",W3151=\"Unknown\",\"None\")","v":"None"},{"$f":"_xlfn.IFS(H3151=\"LOW WATER CROSSING\",\"Unknown\",G3151=\"Natural\",\"None\",AM3151<AN3151,\"High\",AC3151=\"Functional\",\"Low\",AC3151=\"Non-Functional\",\"Low\",W3151=\"No\",\"Low\",W3151=\"Unknown\",\"None\",X3151=\"Deficiency\",\"None\",W3151=\"Yes\",\"High\",W3151=\"\",\"None\")","v":"None"},0,0,0,0,{"$f":"_xlfn.CONCAT(LEFT(H3151,3),\"-\")&IF(H3151=\"-\",0,COUNTIF($H$4:H3151,H3151))","v":"-0"},{"$f":"_xlfn.IFS($H3151<=0,\"-\",AS3151=1,_xlfn.CONCAT(\"FUN_NONDEF\",\"-DCON_\",LEFT(AQ3151,1),\"-FCON_\",LEFT(AR3151,1)),AT3151=1,_xlfn.CONCAT(\"FUN_DEF\",\"-DCON_\",LEFT(AQ3151,1),\"-FCON_\",LEFT(AR3151,1)),AU3151=1,_xlfn.CONCAT(\"NONFUN_NONDEF\",\"-DCON_\",LEFT(AQ3151,1),\"-FCON_\",LEFT(AR3151,1)),AV3151=1,_xlfn.CONCAT(\"NONFUN_DEF\",\"-DCON_\",LEFT(AQ3151,1),\"-FCON_\",LEFT(AR3151,1)),AS3151+AT3151+AU3151+AV3151<1,_xlfn.CONCAT(\"-\"))","v":"-"}]
[null,null,null,null,null,null,null,null,null,null,null,null,null,null,null,null,null,null,null,null,null,0,null,null,null,null,null,null,null,null,null,0,0,0,0,"Unknown",{"$f":"_xlfn.IFS(G3154=\"Natural\",0,H3154=\"\",0,H3154=\"COASTAL-CONSTRUCTED\",0,G3154=\"Constructed\",_xlfn.XLOOKUP($H3154,'Data Categories'!$U$4:$U$25,'Data Categories'!$V$4:V$25))","v":0},{"$f":"_xlfn.IFS(AK3154=\"\",0,AJ3154=\"Unknown\",0,AK3154>1,AK3154-AJ3154,AK3154=0,0)","v":0},{"$f":"_xlfn.IFS(Y3154=\"\",0,Y3154>1920,_xlfn.XLOOKUP($H3154,'Data Categories'!$AE$20:$AE$42,'Data Categories'!$AG$20:$AG$42,0))","v":0},{"$f":"_xlfn.IFS(Y3154=\"\",0,Y3154>0,(2025-Y3154))","v":0},{"$f":"_xlfn.IFS(Z3154=\"Non-Deficient\",\"Non-Deficient\",Z3154=\"Deficient\",\"Deficient\",AB3154=\"Deficient\",\"Deficient\",Z3154=\"Non-Deficient\",\"Non-Deficient\",AB3154=\"Non-Deficient\",\"Non-Deficient\",P3154=\"\",\"None\",AL3154<0,\"Deficient\",AL3154>10,\"Non-Deficient\")","v":"None"},{"$f":"_xlfn.IFS(H3154=\"LOW WATER CROSSING\",\"Non-Functional\",G3154=\"Natural\",\"Functional\",AA3154=\"Functional\",\"Functional\",AC3154=\"Functional\",\"Functional\",AA3154=\"Non-Functional\",\"Non-Functional\",AC3154=\"Non-Functional\",\"Non-Functional\",AA3154=\"Unknown\",\"Unknown\",AC3154=\"Unknown\",\"Unknown\",AA3154=\"\",\"None\")","v":"None"},{"$f":"_xlfn.IFS(X3154=\"Functionality\",\"Low\",W3154=\"No\",\"Low\",Y3154>=2015,\"High\",Y3154>=1920,\"Low\",W3154=\"\",\"None\",W3154=\"Unknown\",\"None\")","v":"None"},{"$f":"_xlfn.IFS(H3154=\"LOW WATER CROSSING\",\"Unknown\",G3154=\"Natural\",\"None\",AM3154<AN3154,\"High\",AC3154=\"Functional\",\"Low\",AC3154=\"Non-Functional\",\"Low\",W3154=\"No\",\"Low\",W3154=\"Unknown\",\"None\",X3154=\"Deficiency\",\"None\",W3154=\"Yes\",\"High\",W3154=\"\",\"None\")","v":"None"},0,0,0,0,{"$f":"_xlfn.CONCAT(LEFT(H3154,3),\"-\")&IF(H3154=\"-\",0,COUNTIF($H$4:H3154,H3154))","v":"-0"},{"$f":"_xlfn.IFS($H3154<=0,\"-\",AS3154=1,_xlfn.CONCAT(\"FUN_NONDEF\",\"-DCON_\",LEFT(AQ3154,1),\"-FCON_\",LEFT(AR3154,1)),AT3154=1,_xlfn.CONCAT(\"FUN_DEF\",\"-DCON_\",LEFT(AQ3154,1),\"-FCON_\",LEFT(AR3154,1)),AU3154=1,_xlfn.CONCAT(\"NONFUN_NONDEF\",\"-DCON_\",LEFT(AQ3154,1),\"-FCON_\",LEFT(AR3154,1)),AV3154=1,_xlfn.CONCAT(\"NONFUN_DEF\",\"-DCON_\",LEFT(AQ3154,1),\"-FCON_\",LEFT(AR3154,1)),AS3154+AT3154+AU3154+AV3154<1,_xlfn.CONCAT(\"-\"))","v":"-"}]
[null,null,null,null,null,null,null,null,null,null,null,null,null,null,null,null,null,null,null,null,null,0,null,null,null,null,null,null,null,null,null,0,0,0,0,"Unknown",{"$f":"_xlfn.IFS(G3161=\"Natural\",0,H3161=\"\",0,H3161=\"COASTAL-CONSTRUCTED\",0,G3161=\"Constructed\",_xlfn.XLOOKUP($H3161,'Data Categories'!$U$4:$U$25,'Data Categories'!$V$4:V$25))","v":0},{"$f":"_xlfn.IFS(AK3161=\"\",0,AJ3161=\"Unknown\",0,AK3161>1,AK3161-AJ3161,AK3161=0,0)","v":0},{"$f":"_xlfn.IFS(Y3161=\"\",0,Y3161>1920,_xlfn.XLOOKUP($H3161,'Data Categories'!$AE$20:$AE$42,'Data Categories'!$AG$20:$AG$42,0))","v":0},{"$f":"_xlfn.IFS(Y3161=\"\",0,Y3161>0,(2025-Y3161))","v":0},{"$f":"_xlfn.IFS(Z3161=\"Non-Deficient\",\"Non-Deficient\",Z3161=\"Deficient\",\"Deficient\",AB3161=\"Deficient\",\"Deficient\",Z3161=\"Non-Deficient\",\"Non-Deficient\",AB3161=\"Non-Deficient\",\"Non-Deficient\",P3161=\"\",\"None\",AL3161<0,\"Deficient\",AL3161>10,\"Non-Deficient\")","v":"None"},{"$f":"_xlfn.IFS(H3161=\"LOW WATER CROSSING\",\"Non-Functional\",G3161=\"Natural\",\"Functional\",AA3161=\"Functional\",\"Functional\",AC3161=\"Functional\",\"Functional\",AA3161=\"Non-Functional\",\"Non-Functional\",AC3161=\"Non-Functional\",\"Non-Functional\",AA3161=\"Unknown\",\"Unknown\",AC3161=\"Unknown\",\"Unknown\",AA3161=\"\",\"None\")","v":"None"},{"$f":"_xlfn.IFS(X3161=\"Functionality\",\"Low\",W3161=\"No\",\"Low\",Y3161>=2015,\"High\",Y3161>=1920,\"Low\",W3161=\"\",\"None\",W3161=\"Unknown\",\"None\")","v":"None"},{"$f":"_xlfn.IFS(H3161=\"LOW WATER CROSSING\",\"Unknown\",G3161=\"Natural\",\"None\",AM3161<AN3161,\"High\",AC3161=\"Functional\",\"Low\",AC3161=\"Non-Functional\",\"Low\",W3161=\"No\",\"Low\",W3161=\"Unknown\",\"None\",X3161=\"Deficiency\",\"None\",W3161=\"Yes\",\"High\",W3161=\"\",\"None\")","v":"None"},0,0,0,0,{"$f":"_xlfn.CONCAT(LEFT(H3161,3),\"-\")&IF(H3161=\"-\",0,COUNTIF($H$4:H3161,H3161))","v":"-0"},{"$f":"_xlfn.IFS($H3161<=0,\"-\",AS3161=1,_xlfn.CONCAT(\"FUN_NONDEF\",\"-DCON_\",LEFT(AQ3161,1),\"-FCON_\",LEFT(AR3161,1)),AT3161=1,_xlfn.CONCAT(\"FUN_DEF\",\"-DCON_\",LEFT(AQ3161,1),\"-FCON_\",LEFT(AR3161,1)),AU3161=1,_xlfn.CONCAT(\"NONFUN_NONDEF\",\"-DCON_\",LEFT(AQ3161,1),\"-FCON_\",LEFT(AR3161,1)),AV3161=1,_xlfn.CONCAT(\"NONFUN_DEF\",\"-DCON_\",LEFT(AQ3161,1),\"-FCON_\",LEFT(AR3161,1)),AS3161+AT3161+AU3161+AV3161<1,_xlfn.CONCAT(\"-\"))","v":"-"}]
[null,null,null,null,null,null,null,null,null,null,null,null,null,null,null,null,null,null,null,null,null,0,null,null,null,null,null,null,null,null,null,0,0,0,0,"Unknown",{"$f":"_xlfn.IFS(G3173=\"Natural\",0,H3173=\"\",0,H3173=\"COASTAL-CONSTRUCTED\",0,G3173=\"Constructed\",_xlfn.XLOOKUP($H3173,'Data Categories'!$U$4:$U$25,'Data Categories'!$V$4:V$25))","v":0},{"$f":"_xlfn.IFS(AK3173=\"\",0,AJ3173=\"Unknown\",0,AK3173>1,AK3173-AJ3173,AK3173=0,0)","v":0},{"$f":"_xlfn.IFS(Y3173=\"\",0,Y3173>1920,_xlfn.XLOOKUP($H3173,'Data Categories'!$AE$20:$AE$42,'Data Categories'!$AG$20:$AG$42,0))","v":0},{"$f":"_xlfn.IFS(Y3173=\"\",0,Y3173>0,(2025-Y3173))","v":0},{"$f":"_xlfn.IFS(Z3173=\"Non-Deficient\",\"Non-Deficient\",Z3173=\"Deficient\",\"Deficient\",AB3173=\"Deficient\",\"Deficient\",Z3173=\"Non-Deficient\",\"Non-Deficient\",AB3173=\"Non-Deficient\",\"Non-Deficient\",P3173=\"\",\"None\",AL3173<0,\"Deficient\",AL3173>10,\"Non-Deficient\")","v":"None"},{"$f":"_xlfn.IFS(H3173=\"LOW WATER CROSSING\",\"Non-Functional\",G3173=\"Natural\",\"Functional\",AA3173=\"Functional\",\"Functional\",AC3173=\"Functional\",\"Functional\",AA3173=\"Non-Functional\",\"Non-Functional\",AC3173=\"Non-Functional\",\"Non-Functional\",AA3173=\"Unknown\",\"Unknown\",AC3173=\"Unknown\",\"Unknown\",AA3173=\"\",\"None\")","v":"None"},{"$f":"_xlfn.IFS(X3173=\"Functionality\",\"Low\",W3173=\"No\",\"Low\",Y3173>=2015,\"High\",Y3173>=1920,\"Low\",W3173=\"\",\"None\",W3173=\"Unknown\",\"None\")","v":"None"},{"$f":"_xlfn.IFS(H3173=\"LOW WATER CROSSING\",\"Unknown\",G3173=\"Natural\",\"None\",AM3173<AN3173,\"High\",AC3173=\"Functional\",\"Low\",AC3173=\"Non-Functional\",\"Low\",W3173=\"No\",\"Low\",W3173=\"Unknown\",\"None\",X3173=\"Deficiency\",\"None\",W3173=\"Yes\",\"High\",W3173=\"\",\"None\")","v":"None"},0,0,0,0,{"$f":"_xlfn.CONCAT(LEFT(H3173,3),\"-\")&IF(H3173=\"-\",0,COUNTIF($H$4:H3173,H3173))","v":"-0"},{"$f":"_xlfn.IFS($H3173<=0,\"-\",AS3173=1,_xlfn.CONCAT(\"FUN_NONDEF\",\"-DCON_\",LEFT(AQ3173,1),\"-FCON_\",LEFT(AR3173,1)),AT3173=1,_xlfn.CONCAT(\"FUN_DEF\",\"-DCON_\",LEFT(AQ3173,1),\"-FCON_\",LEFT(AR3173,1)),AU3173=1,_xlfn.CONCAT(\"NONFUN_NONDEF\",\"-DCON_\",LEFT(AQ3173,1),\"-FCON_\",LEFT(AR3173,1)),AV3173=1,_xlfn.CONCAT(\"NONFUN_DEF\",\"-DCON_\",LEFT(AQ3173,1),\"-FCON_\",LEFT(AR3173,1)),AS3173+AT3173+AU3173+AV3173<1,_xlfn.CONCAT(\"-\"))","v":"-"}]
[null,null,null,null,null,null,null,null,null,null,null,null,null,null,null,null,null,null,null,null,null,0,null,null,null,null,null,null,null,null,null,0,0,0,0,"Unknown",{"$f":"_xlfn.IFS(G3182=\"Natural\",0,H3182=\"\",0,H3182=\"COASTAL-CONSTRUCTED\",0,G3182=\"Constructed\",_xlfn.XLOOKUP($H3182,'Data Categories'!$U$4:$U$25,'Data Categories'!$V$4:V$25))","v":0},{"$f":"_xlfn.IFS(AK3182=\"\",0,AJ3182=\"Unknown\",0,AK3182>1,AK3182-AJ3182,AK3182=0,0)","v":0},{"$f":"_xlfn.IFS(Y3182=\"\",0,Y3182>1920,_xlfn.XLOOKUP($H3182,'Data Categories'!$AE$20:$AE$42,'Data Categories'!$AG$20:$AG$42,0))","v":0},{"$f":"_xlfn.IFS(Y3182=\"\",0,Y3182>0,(2025-Y3182))","v":0},{"$f":"_xlfn.IFS(Z3182=\"Non-Deficient\",\"Non-Deficient\",Z3182=\"Deficient\",\"Deficient\",AB3182=\"Deficient\",\"Deficient\",Z3182=\"Non-Deficient\",\"Non-Deficient\",AB3182=\"Non-Deficient\",\"Non-Deficient\",P3182=\"\",\"None\",AL3182<0,\"Deficient\",AL3182>10,\"Non-Deficient\")","v":"None"},{"$f":"_xlfn.IFS(H3182=\"LOW WATER CROSSING\",\"Non-Functional\",G3182=\"Natural\",\"Functional\",AA3182=\"Functional\",\"Functional\",AC3182=\"Functional\",\"Functional\",AA3182=\"Non-Functional\",\"Non-Functional\",AC3182=\"Non-Functional\",\"Non-Functional\",AA3182=\"Unknown\",\"Unknown\",AC3182=\"Unknown\",\"Unknown\",AA3182=\"\",\"None\")","v":"None"},{"$f":"_xlfn.IFS(X3182=\"Functionality\",\"Low\",W3182=\"No\",\"Low\",Y3182>=2015,\"High\",Y3182>=1920,\"Low\",W3182=\"\",\"None\",W3182=\"Unknown\",\"None\")","v":"None"},{"$f":"_xlfn.IFS(H3182=\"LOW WATER CROSSING\",\"Unknown\",G3182=\"Natural\",\"None\",AM3182<AN3182,\"High\",AC3182=\"Functional\",\"Low\",AC3182=\"Non-Functional\",\"Low\",W3182=\"No\",\"Low\",W3182=\"Unknown\",\"None\",X3182=\"Deficiency\",\"None\",W3182=\"Yes\",\"High\",W3182=\"\",\"None\")","v":"None"},0,0,0,0,{"$f":"_xlfn.CONCAT(LEFT(H3182,3),\"-\")&IF(H3182=\"-\",0,COUNTIF($H$4:H3182,H3182))","v":"-0"},{"$f":"_xlfn.IFS($H3182<=0,\"-\",AS3182=1,_xlfn.CONCAT(\"FUN_NONDEF\",\"-DCON_\",LEFT(AQ3182,1),\"-FCON_\",LEFT(AR3182,1)),AT3182=1,_xlfn.CONCAT(\"FUN_DEF\",\"-DCON_\",LEFT(AQ3182,1),\"-FCON_\",LEFT(AR3182,1)),AU3182=1,_xlfn.CONCAT(\"NONFUN_NONDEF\",\"-DCON_\",LEFT(AQ3182,1),\"-FCON_\",LEFT(AR3182,1)),AV3182=1,_xlfn.CONCAT(\"NONFUN_DEF\",\"-DCON_\",LEFT(AQ3182,1),\"-FCON_\",LEFT(AR3182,1)),AS3182+AT3182+AU3182+AV3182<1,_xlfn.CONCAT(\"-\"))","v":"-"}]
[null,null,null,null,null,null,null,null,null,null,null,null,null,null,null,null,null,null,null,null,null,0,null,null,null,null,null,null,null,null,null,0,0,0,0,"Unknown",{"$f":"_xlfn.IFS(G3191=\"Natural\",0,H3191=\"\",0,H3191=\"COASTAL-CONSTRUCTED\",0,G3191=\"Constructed\",_xlfn.XLOOKUP($H3191,'Data Categories'!$U$4:$U$25,'Data Categories'!$V$4:V$25))","v":0},{"$f":"_xlfn.IFS(AK3191=\"\",0,AJ3191=\"Unknown\",0,AK3191>1,AK3191-AJ3191,AK3191=0,0)","v":0},{"$f":"_xlfn.IFS(Y3191=\"\",0,Y3191>1920,_xlfn.XLOOKUP($H3191,'Data Categories'!$AE$20:$AE$42,'Data Categories'!$AG$20:$AG$42,0))","v":0},{"$f":"_xlfn.IFS(Y3191=\"\",0,Y3191>0,(2025-Y3191))","v":0},{"$f":"_xlfn.IFS(Z3191=\"Non-Deficient\",\"Non-Deficient\",Z3191=\"Deficient\",\"Deficient\",AB3191=\"Deficient\",\"Deficient\",Z3191=\"Non-Deficient\",\"Non-Deficient\",AB3191=\"Non-Deficient\",\"Non-Deficient\",P3191=\"\",\"None\",AL3191<0,\"Deficient\",AL3191>10,\"Non-Deficient\")","v":"None"},{"$f":"_xlfn.IFS(H3191=\"LOW WATER CROSSING\",\"Non-Functional\",G3191=\"Natural\",\"Functional\",AA3191=\"Functional\",\"Functional\",AC3191=\"Functional\",\"Functional\",AA3191=\"Non-Functional\",\"Non-Functional\",AC3191=\"Non-Functional\",\"Non-Functional\",AA3191=\"Unknown\",\"Unknown\",AC3191=\"Unknown\",\"Unknown\",AA3191=\"\",\"None\")","v":"None"},{"$f":"_xlfn.IFS(X3191=\"Functionality\",\"Low\",W3191=\"No\",\"Low\",Y3191>=2015,\"High\",Y3191>=1920,\"Low\",W3191=\"\",\"None\",W3191=\"Unknown\",\"None\")","v":"None"},{"$f":"_xlfn.IFS(H3191=\"LOW WATER CROSSING\",\"Unknown\",G3191=\"Natural\",\"None\",AM3191<AN3191,\"High\",AC3191=\"Functional\",\"Low\",AC3191=\"Non-Functional\",\"Low\",W3191=\"No\",\"Low\",W3191=\"Unknown\",\"None\",X3191=\"Deficiency\",\"None\",W3191=\"Yes\",\"High\",W3191=\"\",\"None\")","v":"None"},0,0,0,0,{"$f":"_xlfn.CONCAT(LEFT(H3191,3),\"-\")&IF(H3191=\"-\",0,COUNTIF($H$4:H3191,H3191))","v":"-0"},{"$f":"_xlfn.IFS($H3191<=0,\"-\",AS3191=1,_xlfn.CONCAT(\"FUN_NONDEF\",\"-DCON_\",LEFT(AQ3191,1),\"-FCON_\",LEFT(AR3191,1)),AT3191=1,_xlfn.CONCAT(\"FUN_DEF\",\"-DCON_\",LEFT(AQ3191,1),\"-FCON_\",LEFT(AR3191,1)),AU3191=1,_xlfn.CONCAT(\"NONFUN_NONDEF\",\"-DCON_\",LEFT(AQ3191,1),\"-FCON_\",LEFT(AR3191,1)),AV3191=1,_xlfn.CONCAT(\"NONFUN_DEF\",\"-DCON_\",LEFT(AQ3191,1),\"-FCON_\",LEFT(AR3191,1)),AS3191+AT3191+AU3191+AV3191<1,_xlfn.CONCAT(\"-\"))","v":"-"}]
[null,null,null,null,null,null,null,null,null,null,null,null,null,null,null,null,null,null,null,null,null,0,null,null,null,null,null,null,null,null,null,0,0,0,0,"Unknown",{"$f":"_xlfn.IFS(G3203=\"Natural\",0,H3203=\"\",0,H3203=\"COASTAL-CONSTRUCTED\",0,G3203=\"Constructed\",_xlfn.XLOOKUP($H3203,'Data Categories'!$U$4:$U$25,'Data Categories'!$V$4:V$25))","v":0},{"$f":"_xlfn.IFS(AK3203=\"\",0,AJ3203=\"Unknown\",0,AK3203>1,AK3203-AJ3203,AK3203=0,0)","v":0},{"$f":"_xlfn.IFS(Y3203=\"\",0,Y3203>1920,_xlfn.XLOOKUP($H3203,'Data Categories'!$AE$20:$AE$42,'Data Categories'!$AG$20:$AG$42,0))","v":0},{"$f":"_xlfn.IFS(Y3203=\"\",0,Y3203>0,(2025-Y3203))","v":0},{"$f":"_xlfn.IFS(Z3203=\"Non-Deficient\",\"Non-Deficient\",Z3203=\"Deficient\",\"Deficient\",AB3203=\"Deficient\",\"Deficient\",Z3203=\"Non-Deficient\",\"Non-Deficient\",AB3203=\"Non-Deficient\",\"Non-Deficient\",P3203=\"\",\"None\",AL3203<0,\"Deficient\",AL3203>10,\"Non-Deficient\")","v":"None"},{"$f":"_xlfn.IFS(H3203=\"LOW WATER CROSSING\",\"Non-Functional\",G3203=\"Natural\",\"Functional\",AA3203=\"Functional\",\"Functional\",AC3203=\"Functional\",\"Functional\",AA3203=\"Non-Functional\",\"Non-Functional\",AC3203=\"Non-Functional\",\"Non-Functional\",AA3203=\"Unknown\",\"Unknown\",AC3203=\"Unknown\",\"Unknown\",AA3203=\"\",\"None\")","v":"None"},{"$f":"_xlfn.IFS(X3203=\"Functionality\",\"Low\",W3203=\"No\",\"Low\",Y3203>=2015,\"High\",Y3203>=1920,\"Low\",W3203=\"\",\"None\",W3203=\"Unknown\",\"None\")","v":"None"},{"$f":"_xlfn.IFS(H3203=\"LOW WATER CROSSING\",\"Unknown\",G3203=\"Natural\",\"None\",AM3203<AN3203,\"High\",AC3203=\"Functional\",\"Low\",AC3203=\"Non-Functional\",\"Low\",W3203=\"No\",\"Low\",W3203=\"Unknown\",\"None\",X3203=\"Deficiency\",\"None\",W3203=\"Yes\",\"High\",W3203=\"\",\"None\")","v":"None"},0,0,0,0,{"$f":"_xlfn.CONCAT(LEFT(H3203,3),\"-\")&IF(H3203=\"-\",0,COUNTIF($H$4:H3203,H3203))","v":"-0"},{"$f":"_xlfn.IFS($H3203<=0,\"-\",AS3203=1,_xlfn.CONCAT(\"FUN_NONDEF\",\"-DCON_\",LEFT(AQ3203,1),\"-FCON_\",LEFT(AR3203,1)),AT3203=1,_xlfn.CONCAT(\"FUN_DEF\",\"-DCON_\",LEFT(AQ3203,1),\"-FCON_\",LEFT(AR3203,1)),AU3203=1,_xlfn.CONCAT(\"NONFUN_NONDEF\",\"-DCON_\",LEFT(AQ3203,1),\"-FCON_\",LEFT(AR3203,1)),AV3203=1,_xlfn.CONCAT(\"NONFUN_DEF\",\"-DCON_\",LEFT(AQ3203,1),\"-FCON_\",LEFT(AR3203,1)),AS3203+AT3203+AU3203+AV3203<1,_xlfn.CONCAT(\"-\"))","v":"-"}]
[null,null,null,null,null,null,null,null,null,null,null,null,null,null,null,null,null,null,null,null,null,0,null,null,null,null,null,null,null,null,null,0,0,0,0,"Unknown",{"$f":"_xlfn.IFS(G3210=\"Natural\",0,H3210=\"\",0,H3210=\"COASTAL-CONSTRUCTED\",0,G3210=\"Constructed\",_xlfn.XLOOKUP($H3210,'Data Categories'!$U$4:$U$25,'Data Categories'!$V$4:V$25))","v":0},{"$f":"_xlfn.IFS(AK3210=\"\",0,AJ3210=\"Unknown\",0,AK3210>1,AK3210-AJ3210,AK3210=0,0)","v":0},{"$f":"_xlfn.IFS(Y3210=\"\",0,Y3210>1920,_xlfn.XLOOKUP($H3210,'Data Categories'!$AE$20:$AE$42,'Data Categories'!$AG$20:$AG$42,0))","v":0},{"$f":"_xlfn.IFS(Y3210=\"\",0,Y3210>0,(2025-Y3210))","v":0},{"$f":"_xlfn.IFS(Z3210=\"Non-Deficient\",\"Non-Deficient\",Z3210=\"Deficient\",\"Deficient\",AB3210=\"Deficient\",\"Deficient\",Z3210=\"Non-Deficient\",\"Non-Deficient\",AB3210=\"Non-Deficient\",\"Non-Deficient\",P3210=\"\",\"None\",AL3210<0,\"Deficient\",AL3210>10,\"Non-Deficient\")","v":"None"},{"$f":"_xlfn.IFS(H3210=\"LOW WATER CROSSING\",\"Non-Functional\",G3210=\"Natural\",\"Functional\",AA3210=\"Functional\",\"Functional\",AC3210=\"Functional\",\"Functional\",AA3210=\"Non-Functional\",\"Non-Functional\",AC3210=\"Non-Functional\",\"Non-Functional\",AA3210=\"Unknown\",\"Unknown\",AC3210=\"Unknown\",\"Unknown\",AA3210=\"\",\"None\")","v":"None"},{"$f":"_xlfn.IFS(X3210=\"Functionality\",\"Low\",W3210=\"No\",\"Low\",Y3210>=2015,\"High\",Y3210>=1920,\"Low\",W3210=\"\",\"None\",W3210=\"Unknown\",\"None\")","v":"None"},{"$f":"_xlfn.IFS(H3210=\"LOW WATER CROSSING\",\"Unknown\",G3210=\"Natural\",\"None\",AM3210<AN3210,\"High\",AC3210=\"Functional\",\"Low\",AC3210=\"Non-Functional\",\"Low\",W3210=\"No\",\"Low\",W3210=\"Unknown\",\"None\",X3210=\"Deficiency\",\"None\",W3210=\"Yes\",\"High\",W3210=\"\",\"None\")","v":"None"},0,0,0,0,{"$f":"_xlfn.CONCAT(LEFT(H3210,3),\"-\")&IF(H3210=\"-\",0,COUNTIF($H$4:H3210,H3210))","v":"-0"},{"$f":"_xlfn.IFS($H3210<=0,\"-\",AS3210=1,_xlfn.CONCAT(\"FUN_NONDEF\",\"-DCON_\",LEFT(AQ3210,1),\"-FCON_\",LEFT(AR3210,1)),AT3210=1,_xlfn.CONCAT(\"FUN_DEF\",\"-DCON_\",LEFT(AQ3210,1),\"-FCON_\",LEFT(AR3210,1)),AU3210=1,_xlfn.CONCAT(\"NONFUN_NONDEF\",\"-DCON_\",LEFT(AQ3210,1),\"-FCON_\",LEFT(AR3210,1)),AV3210=1,_xlfn.CONCAT(\"NONFUN_DEF\",\"-DCON_\",LEFT(AQ3210,1),\"-FCON_\",LEFT(AR3210,1)),AS3210+AT3210+AU3210+AV3210<1,_xlfn.CONCAT(\"-\"))","v":"-"}]
[null,null,null,null,null,null,null,null,null,null,null,null,null,null,null,null,null,null,null,null,null,0,null,null,null,null,null,null,null,null,null,0,0,0,0,"Unknown",{"$f":"_xlfn.IFS(G3221=\"Natural\",0,H3221=\"\",0,H3221=\"COASTAL-CONSTRUCTED\",0,G3221=\"Constructed\",_xlfn.XLOOKUP($H3221,'Data Categories'!$U$4:$U$25,'Data Categories'!$V$4:V$25))","v":0},{"$f":"_xlfn.IFS(AK3221=\"\",0,AJ3221=\"Unknown\",0,AK3221>1,AK3221-AJ3221,AK3221=0,0)","v":0},{"$f":"_xlfn.IFS(Y3221=\"\",0,Y3221>1920,_xlfn.XLOOKUP($H3221,'Data Categories'!$AE$20:$AE$42,'Data Categories'!$AG$20:$AG$42,0))","v":0},{"$f":"_xlfn.IFS(Y3221=\"\",0,Y3221>0,(2025-Y3221))","v":0},{"$f":"_xlfn.IFS(Z3221=\"Non-Deficient\",\"Non-Deficient\",Z3221=\"Deficient\",\"Deficient\",AB3221=\"Deficient\",\"Deficient\",Z3221=\"Non-Deficient\",\"Non-Deficient\",AB3221=\"Non-Deficient\",\"Non-Deficient\",P3221=\"\",\"None\",AL3221<0,\"Deficient\",AL3221>10,\"Non-Deficient\")","v":"None"},{"$f":"_xlfn.IFS(H3221=\"LOW WATER CROSSING\",\"Non-Functional\",G3221=\"Natural\",\"Functional\",AA3221=\"Functional\",\"Functional\",AC3221=\"Functional\",\"Functional\",AA3221=\"Non-Functional\",\"Non-Functional\",AC3221=\"Non-Functional\",\"Non-Functional\",AA3221=\"Unknown\",\"Unknown\",AC3221=\"Unknown\",\"Unknown\",AA3221=\"\",\"None\")","v":"None"},{"$f":"_xlfn.IFS(X3221=\"Functionality\",\"Low\",W3221=\"No\",\"Low\",Y3221>=2015,\"High\",Y3221>=1920,\"Low\",W3221=\"\",\"None\",W3221=\"Unknown\",\"None\")","v":"None"},{"$f":"_xlfn.IFS(H3221=\"LOW WATER CROSSING\",\"Unknown\",G3221=\"Natural\",\"None\",AM3221<AN3221,\"High\",AC3221=\"Functional\",\"Low\",AC3221=\"Non-Functional\",\"Low\",W3221=\"No\",\"Low\",W3221=\"Unknown\",\"None\",X3221=\"Deficiency\",\"None\",W3221=\"Yes\",\"High\",W3221=\"\",\"None\")","v":"None"},0,0,0,0,{"$f":"_xlfn.CONCAT(LEFT(H3221,3),\"-\")&IF(H3221=\"-\",0,COUNTIF($H$4:H3221,H3221))","v":"-0"},{"$f":"_xlfn.IFS($H3221<=0,\"-\",AS3221=1,_xlfn.CONCAT(\"FUN_NONDEF\",\"-DCON_\",LEFT(AQ3221,1),\"-FCON_\",LEFT(AR3221,1)),AT3221=1,_xlfn.CONCAT(\"FUN_DEF\",\"-DCON_\",LEFT(AQ3221,1),\"-FCON_\",LEFT(AR3221,1)),AU3221=1,_xlfn.CONCAT(\"NONFUN_NONDEF\",\"-DCON_\",LEFT(AQ3221,1),\"-FCON_\",LEFT(AR3221,1)),AV3221=1,_xlfn.CONCAT(\"NONFUN_DEF\",\"-DCON_\",LEFT(AQ3221,1),\"-FCON_\",LEFT(AR3221,1)),AS3221+AT3221+AU3221+AV3221<1,_xlfn.CONCAT(\"-\"))","v":"-"}]
[null,null,null,null,null,null,null,null,null,null,null,null,null,null,null,null,null,null,null,null,null,0,null,null,null,null,null,null,null,null,null,0,0,0,0,"Unknown",{"$f":"_xlfn.IFS(G3224=\"Natural\",0,H3224=\"\",0,H3224=\"COASTAL-CONSTRUCTED\",0,G3224=\"Constructed\",_xlfn.XLOOKUP($H3224,'Data Categories'!$U$4:$U$25,'Data Categories'!$V$4:V$25))","v":0},{"$f":"_xlfn.IFS(AK3224=\"\",0,AJ3224=\"Unknown\",0,AK3224>1,AK3224-AJ3224,AK3224=0,0)","v":0},{"$f":"_xlfn.IFS(Y3224=\"\",0,Y3224>1920,_xlfn.XLOOKUP($H3224,'Data Categories'!$AE$20:$AE$42,'Data Categories'!$AG$20:$AG$42,0))","v":0},{"$f":"_xlfn.IFS(Y3224=\"\",0,Y3224>0,(2025-Y3224))","v":0},{"$f":"_xlfn.IFS(Z3224=\"Non-Deficient\",\"Non-Deficient\",Z3224=\"Deficient\",\"Deficient\",AB3224=\"Deficient\",\"Deficient\",Z3224=\"Non-Deficient\",\"Non-Deficient\",AB3224=\"Non-Deficient\",\"Non-Deficient\",P3224=\"\",\"None\",AL3224<0,\"Deficient\",AL3224>10,\"Non-Deficient\")","v":"None"},{"$f":"_xlfn.IFS(H3224=\"LOW WATER CROSSING\",\"Non-Functional\",G3224=\"Natural\",\"Functional\",AA3224=\"Functional\",\"Functional\",AC3224=\"Functional\",\"Functional\",AA3224=\"Non-Functional\",\"Non-Functional\",AC3224=\"Non-Functional\",\"Non-Functional\",AA3224=\"Unknown\",\"Unknown\",AC3224=\"Unknown\",\"Unknown\",AA3224=\"\",\"None\")","v":"None"},{"$f":"_xlfn.IFS(X3224=\"Functionality\",\"Low\",W3224=\"No\",\"Low\",Y3224>=2015,\"High\",Y3224>=1920,\"Low\",W3224=\"\",\"None\",W3224=\"Unknown\",\"None\")","v":"None"},{"$f":"_xlfn.IFS(H3224=\"LOW WATER CROSSING\",\"Unknown\",G3224=\"Natural\",\"None\",AM3224<AN3224,\"High\",AC3224=\"Functional\",\"Low\",AC3224=\"Non-Functional\",\"Low\",W3224=\"No\",\"Low\",W3224=\"Unknown\",\"None\",X3224=\"Deficiency\",\"None\",W3224=\"Yes\",\"High\",W3224=\"\",\"None\")","v":"None"},0,0,0,0,{"$f":"_xlfn.CONCAT(LEFT(H3224,3),\"-\")&IF(H3224=\"-\",0,COUNTIF($H$4:H3224,H3224))","v":"-0"},{"$f":"_xlfn.IFS($H3224<=0,\"-\",AS3224=1,_xlfn.CONCAT(\"FUN_NONDEF\",\"-DCON_\",LEFT(AQ3224,1),\"-FCON_\",LEFT(AR3224,1)),AT3224=1,_xlfn.CONCAT(\"FUN_DEF\",\"-DCON_\",LEFT(AQ3224,1),\"-FCON_\",LEFT(AR3224,1)),AU3224=1,_xlfn.CONCAT(\"NONFUN_NONDEF\",\"-DCON_\",LEFT(AQ3224,1),\"-FCON_\",LEFT(AR3224,1)),AV3224=1,_xlfn.CONCAT(\"NONFUN_DEF\",\"-DCON_\",LEFT(AQ3224,1),\"-FCON_\",LEFT(AR3224,1)),AS3224+AT3224+AU3224+AV3224<1,_xlfn.CONCAT(\"-\"))","v":"-"}]
[null,null,null,null,null,null,null,null,null,null,null,null,null,null,null,null,null,null,null,null,null,0,null,null,null,null,null,null,null,null,null,0,0,0,0,"Unknown",{"$f":"_xlfn.IFS(G3231=\"Natural\",0,H3231=\"\",0,H3231=\"COASTAL-CONSTRUCTED\",0,G3231=\"Constructed\",_xlfn.XLOOKUP($H3231,'Data Categories'!$U$4:$U$25,'Data Categories'!$V$4:V$25))","v":0},{"$f":"_xlfn.IFS(AK3231=\"\",0,AJ3231=\"Unknown\",0,AK3231>1,AK3231-AJ3231,AK3231=0,0)","v":0},{"$f":"_xlfn.IFS(Y3231=\"\",0,Y3231>1920,_xlfn.XLOOKUP($H3231,'Data Categories'!$AE$20:$AE$42,'Data Categories'!$AG$20:$AG$42,0))","v":0},{"$f":"_xlfn.IFS(Y3231=\"\",0,Y3231>0,(2025-Y3231))","v":0},{"$f":"_xlfn.IFS(Z3231=\"Non-Deficient\",\"Non-Deficient\",Z3231=\"Deficient\",\"Deficient\",AB3231=\"Deficient\",\"Deficient\",Z3231=\"Non-Deficient\",\"Non-Deficient\",AB3231=\"Non-Deficient\",\"Non-Deficient\",P3231=\"\",\"None\",AL3231<0,\"Deficient\",AL3231>10,\"Non-Deficient\")","v":"None"},{"$f":"_xlfn.IFS(H3231=\"LOW WATER CROSSING\",\"Non-Functional\",G3231=\"Natural\",\"Functional\",AA3231=\"Functional\",\"Functional\",AC3231=\"Functional\",\"Functional\",AA3231=\"Non-Functional\",\"Non-Functional\",AC3231=\"Non-Functional\",\"Non-Functional\",AA3231=\"Unknown\",\"Unknown\",AC3231=\"Unknown\",\"Unknown\",AA3231=\"\",\"None\")","v":"None"},{"$f":"_xlfn.IFS(X3231=\"Functionality\",\"Low\",W3231=\"No\",\"Low\",Y3231>=2015,\"High\",Y3231>=1920,\"Low\",W3231=\"\",\"None\",W3231=\"Unknown\",\"None\")","v":"None"},{"$f":"_xlfn.IFS(H3231=\"LOW WATER CROSSING\",\"Unknown\",G3231=\"Natural\",\"None\",AM3231<AN3231,\"High\",AC3231=\"Functional\",\"Low\",AC3231=\"Non-Functional\",\"Low\",W3231=\"No\",\"Low\",W3231=\"Unknown\",\"None\",X3231=\"Deficiency\",\"None\",W3231=\"Yes\",\"High\",W3231=\"\",\"None\")","v":"None"},0,0,0,0,{"$f":"_xlfn.CONCAT(LEFT(H3231,3),\"-\")&IF(H3231=\"-\",0,COUNTIF($H$4:H3231,H3231))","v":"-0"},{"$f":"_xlfn.IFS($H3231<=0,\"-\",AS3231=1,_xlfn.CONCAT(\"FUN_NONDEF\",\"-DCON_\",LEFT(AQ3231,1),\"-FCON_\",LEFT(AR3231,1)),AT3231=1,_xlfn.CONCAT(\"FUN_DEF\",\"-DCON_\",LEFT(AQ3231,1),\"-FCON_\",LEFT(AR3231,1)),AU3231=1,_xlfn.CONCAT(\"NONFUN_NONDEF\",\"-DCON_\",LEFT(AQ3231,1),\"-FCON_\",LEFT(AR3231,1)),AV3231=1,_xlfn.CONCAT(\"NONFUN_DEF\",\"-DCON_\",LEFT(AQ3231,1),\"-FCON_\",LEFT(AR3231,1)),AS3231+AT3231+AU3231+AV3231<1,_xlfn.CONCAT(\"-\"))","v":"-"}]
[null,null,null,null,null,null,null,null,null,null,null,null,null,null,null,null,null,null,null,null,null,0,null,null,null,null,null,null,null,null,null,0,0,0,0,"Unknown",{"$f":"_xlfn.IFS(G3243=\"Natural\",0,H3243=\"\",0,H3243=\"COASTAL-CONSTRUCTED\",0,G3243=\"Constructed\",_xlfn.XLOOKUP($H3243,'Data Categories'!$U$4:$U$25,'Data Categories'!$V$4:V$25))","v":0},{"$f":"_xlfn.IFS(AK3243=\"\",0,AJ3243=\"Unknown\",0,AK3243>1,AK3243-AJ3243,AK3243=0,0)","v":0},{"$f":"_xlfn.IFS(Y3243=\"\",0,Y3243>1920,_xlfn.XLOOKUP($H3243,'Data Categories'!$AE$20:$AE$42,'Data Categories'!$AG$20:$AG$42,0))","v":0},{"$f":"_xlfn.IFS(Y3243=\"\",0,Y3243>0,(2025-Y3243))","v":0},{"$f":"_xlfn.IFS(Z3243=\"Non-Deficient\",\"Non-Deficient\",Z3243=\"Deficient\",\"Deficient\",AB3243=\"Deficient\",\"Deficient\",Z3243=\"Non-Deficient\",\"Non-Deficient\",AB3243=\"Non-Deficient\",\"Non-Deficient\",P3243=\"\",\"None\",AL3243<0,\"Deficient\",AL3243>10,\"Non-Deficient\")","v":"None"},{"$f":"_xlfn.IFS(H3243=\"LOW WATER CROSSING\",\"Non-Functional\",G3243=\"Natural\",\"Functional\",AA3243=\"Functional\",\"Functional\",AC3243=\"Functional\",\"Functional\",AA3243=\"Non-Functional\",\"Non-Functional\",AC3243=\"Non-Functional\",\"Non-Functional\",AA3243=\"Unknown\",\"Unknown\",AC3243=\"Unknown\",\"Unknown\",AA3243=\"\",\"None\")","v":"None"},{"$f":"_xlfn.IFS(X3243=\"Functionality\",\"Low\",W3243=\"No\",\"Low\",Y3243>=2015,\"High\",Y3243>=1920,\"Low\",W3243=\"\",\"None\",W3243=\"Unknown\",\"None\")","v":"None"},{"$f":"_xlfn.IFS(H3243=\"LOW WATER CROSSING\",\"Unknown\",G3243=\"Natural\",\"None\",AM3243<AN3243,\"High\",AC3243=\"Functional\",\"Low\",AC3243=\"Non-Functional\",\"Low\",W3243=\"No\",\"Low\",W3243=\"Unknown\",\"None\",X3243=\"Deficiency\",\"None\",W3243=\"Yes\",\"High\",W3243=\"\",\"None\")","v":"None"},0,0,0,0,{"$f":"_xlfn.CONCAT(LEFT(H3243,3),\"-\")&IF(H3243=\"-\",0,COUNTIF($H$4:H3243,H3243))","v":"-0"},{"$f":"_xlfn.IFS($H3243<=0,\"-\",AS3243=1,_xlfn.CONCAT(\"FUN_NONDEF\",\"-DCON_\",LEFT(AQ3243,1),\"-FCON_\",LEFT(AR3243,1)),AT3243=1,_xlfn.CONCAT(\"FUN_DEF\",\"-DCON_\",LEFT(AQ3243,1),\"-FCON_\",LEFT(AR3243,1)),AU3243=1,_xlfn.CONCAT(\"NONFUN_NONDEF\",\"-DCON_\",LEFT(AQ3243,1),\"-FCON_\",LEFT(AR3243,1)),AV3243=1,_xlfn.CONCAT(\"NONFUN_DEF\",\"-DCON_\",LEFT(AQ3243,1),\"-FCON_\",LEFT(AR3243,1)),AS3243+AT3243+AU3243+AV3243<1,_xlfn.CONCAT(\"-\"))","v":"-"}]
[null,null,null,null,null,null,null,null,null,null,null,null,null,null,null,null,null,null,null,null,null,0,null,null,null,null,null,null,null,null,null,0,0,0,0,"Unknown",{"$f":"_xlfn.IFS(G3252=\"Natural\",0,H3252=\"\",0,H3252=\"COASTAL-CONSTRUCTED\",0,G3252=\"Constructed\",_xlfn.XLOOKUP($H3252,'Data Categories'!$U$4:$U$25,'Data Categories'!$V$4:V$25))","v":0},{"$f":"_xlfn.IFS(AK3252=\"\",0,AJ3252=\"Unknown\",0,AK3252>1,AK3252-AJ3252,AK3252=0,0)","v":0},{"$f":"_xlfn.IFS(Y3252=\"\",0,Y3252>1920,_xlfn.XLOOKUP($H3252,'Data Categories'!$AE$20:$AE$42,'Data Categories'!$AG$20:$AG$42,0))","v":0},{"$f":"_xlfn.IFS(Y3252=\"\",0,Y3252>0,(2025-Y3252))","v":0},{"$f":"_xlfn.IFS(Z3252=\"Non-Deficient\",\"Non-Deficient\",Z3252=\"Deficient\",\"Deficient\",AB3252=\"Deficient\",\"Deficient\",Z3252=\"Non-Deficient\",\"Non-Deficient\",AB3252=\"Non-Deficient\",\"Non-Deficient\",P3252=\"\",\"None\",AL3252<0,\"Deficient\",AL3252>10,\"Non-Deficient\")","v":"None"},{"$f":"_xlfn.IFS(H3252=\"LOW WATER CROSSING\",\"Non-Functional\",G3252=\"Natural\",\"Functional\",AA3252=\"Functional\",\"Functional\",AC3252=\"Functional\",\"Functional\",AA3252=\"Non-Functional\",\"Non-Functional\",AC3252=\"Non-Functional\",\"Non-Functional\",AA3252=\"Unknown\",\"Unknown\",AC3252=\"Unknown\",\"Unknown\",AA3252=\"\",\"None\")","v":"None"},{"$f":"_xlfn.IFS(X3252=\"Functionality\",\"Low\",W3252=\"No\",\"Low\",Y3252>=2015,\"High\",Y3252>=1920,\"Low\",W3252=\"\",\"None\",W3252=\"Unknown\",\"None\")","v":"None"},{"$f":"_xlfn.IFS(H3252=\"LOW WATER CROSSING\",\"Unknown\",G3252=\"Natural\",\"None\",AM3252<AN3252,\"High\",AC3252=\"Functional\",\"Low\",AC3252=\"Non-Functional\",\"Low\",W3252=\"No\",\"Low\",W3252=\"Unknown\",\"None\",X3252=\"Deficiency\",\"None\",W3252=\"Yes\",\"High\",W3252=\"\",\"None\")","v":"None"},0,0,0,0,{"$f":"_xlfn.CONCAT(LEFT(H3252,3),\"-\")&IF(H3252=\"-\",0,COUNTIF($H$4:H3252,H3252))","v":"-0"},{"$f":"_xlfn.IFS($H3252<=0,\"-\",AS3252=1,_xlfn.CONCAT(\"FUN_NONDEF\",\"-DCON_\",LEFT(AQ3252,1),\"-FCON_\",LEFT(AR3252,1)),AT3252=1,_xlfn.CONCAT(\"FUN_DEF\",\"-DCON_\",LEFT(AQ3252,1),\"-FCON_\",LEFT(AR3252,1)),AU3252=1,_xlfn.CONCAT(\"NONFUN_NONDEF\",\"-DCON_\",LEFT(AQ3252,1),\"-FCON_\",LEFT(AR3252,1)),AV3252=1,_xlfn.CONCAT(\"NONFUN_DEF\",\"-DCON_\",LEFT(AQ3252,1),\"-FCON_\",LEFT(AR3252,1)),AS3252+AT3252+AU3252+AV3252<1,_xlfn.CONCAT(\"-\"))","v":"-"}]
[null,null,null,null,null,null,null,null,null,null,null,null,null,null,null,null,null,null,null,null,null,0,null,null,null,null,null,null,null,null,null,0,0,0,0,"Unknown",{"$f":"_xlfn.IFS(G3261=\"Natural\",0,H3261=\"\",0,H3261=\"COASTAL-CONSTRUCTED\",0,G3261=\"Constructed\",_xlfn.XLOOKUP($H3261,'Data Categories'!$U$4:$U$25,'Data Categories'!$V$4:V$25))","v":0},{"$f":"_xlfn.IFS(AK3261=\"\",0,AJ3261=\"Unknown\",0,AK3261>1,AK3261-AJ3261,AK3261=0,0)","v":0},{"$f":"_xlfn.IFS(Y3261=\"\",0,Y3261>1920,_xlfn.XLOOKUP($H3261,'Data Categories'!$AE$20:$AE$42,'Data Categories'!$AG$20:$AG$42,0))","v":0},{"$f":"_xlfn.IFS(Y3261=\"\",0,Y3261>0,(2025-Y3261))","v":0},{"$f":"_xlfn.IFS(Z3261=\"Non-Deficient\",\"Non-Deficient\",Z3261=\"Deficient\",\"Deficient\",AB3261=\"Deficient\",\"Deficient\",Z3261=\"Non-Deficient\",\"Non-Deficient\",AB3261=\"Non-Deficient\",\"Non-Deficient\",P3261=\"\",\"None\",AL3261<0,\"Deficient\",AL3261>10,\"Non-Deficient\")","v":"None"},{"$f":"_xlfn.IFS(H3261=\"LOW WATER CROSSING\",\"Non-Functional\",G3261=\"Natural\",\"Functional\",AA3261=\"Functional\",\"Functional\",AC3261=\"Functional\",\"Functional\",AA3261=\"Non-Functional\",\"Non-Functional\",AC3261=\"Non-Functional\",\"Non-Functional\",AA3261=\"Unknown\",\"Unknown\",AC3261=\"Unknown\",\"Unknown\",AA3261=\"\",\"None\")","v":"None"},{"$f":"_xlfn.IFS(X3261=\"Functionality\",\"Low\",W3261=\"No\",\"Low\",Y3261>=2015,\"High\",Y3261>=1920,\"Low\",W3261=\"\",\"None\",W3261=\"Unknown\",\"None\")","v":"None"},{"$f":"_xlfn.IFS(H3261=\"LOW WATER CROSSING\",\"Unknown\",G3261=\"Natural\",\"None\",AM3261<AN3261,\"High\",AC3261=\"Functional\",\"Low\",AC3261=\"Non-Functional\",\"Low\",W3261=\"No\",\"Low\",W3261=\"Unknown\",\"None\",X3261=\"Deficiency\",\"None\",W3261=\"Yes\",\"High\",W3261=\"\",\"None\")","v":"None"},0,0,0,0,{"$f":"_xlfn.CONCAT(LEFT(H3261,3),\"-\")&IF(H3261=\"-\",0,COUNTIF($H$4:H3261,H3261))","v":"-0"},{"$f":"_xlfn.IFS($H3261<=0,\"-\",AS3261=1,_xlfn.CONCAT(\"FUN_NONDEF\",\"-DCON_\",LEFT(AQ3261,1),\"-FCON_\",LEFT(AR3261,1)),AT3261=1,_xlfn.CONCAT(\"FUN_DEF\",\"-DCON_\",LEFT(AQ3261,1),\"-FCON_\",LEFT(AR3261,1)),AU3261=1,_xlfn.CONCAT(\"NONFUN_NONDEF\",\"-DCON_\",LEFT(AQ3261,1),\"-FCON_\",LEFT(AR3261,1)),AV3261=1,_xlfn.CONCAT(\"NONFUN_DEF\",\"-DCON_\",LEFT(AQ3261,1),\"-FCON_\",LEFT(AR3261,1)),AS3261+AT3261+AU3261+AV3261<1,_xlfn.CONCAT(\"-\"))","v":"-"}]
[null,null,null,null,null,null,null,null,null,null,null,null,null,null,null,null,null,null,null,null,null,0,null,null,null,null,null,null,null,null,null,0,0,0,0,"Unknown",{"$f":"_xlfn.IFS(G3273=\"Natural\",0,H3273=\"\",0,H3273=\"COASTAL-CONSTRUCTED\",0,G3273=\"Constructed\",_xlfn.XLOOKUP($H3273,'Data Categories'!$U$4:$U$25,'Data Categories'!$V$4:V$25))","v":0},{"$f":"_xlfn.IFS(AK3273=\"\",0,AJ3273=\"Unknown\",0,AK3273>1,AK3273-AJ3273,AK3273=0,0)","v":0},{"$f":"_xlfn.IFS(Y3273=\"\",0,Y3273>1920,_xlfn.XLOOKUP($H3273,'Data Categories'!$AE$20:$AE$42,'Data Categories'!$AG$20:$AG$42,0))","v":0},{"$f":"_xlfn.IFS(Y3273=\"\",0,Y3273>0,(2025-Y3273))","v":0},{"$f":"_xlfn.IFS(Z3273=\"Non-Deficient\",\"Non-Deficient\",Z3273=\"Deficient\",\"Deficient\",AB3273=\"Deficient\",\"Deficient\",Z3273=\"Non-Deficient\",\"Non-Deficient\",AB3273=\"Non-Deficient\",\"Non-Deficient\",P3273=\"\",\"None\",AL3273<0,\"Deficient\",AL3273>10,\"Non-Deficient\")","v":"None"},{"$f":"_xlfn.IFS(H3273=\"LOW WATER CROSSING\",\"Non-Functional\",G3273=\"Natural\",\"Functional\",AA3273=\"Functional\",\"Functional\",AC3273=\"Functional\",\"Functional\",AA3273=\"Non-Functional\",\"Non-Functional\",AC3273=\"Non-Functional\",\"Non-Functional\",AA3273=\"Unknown\",\"Unknown\",AC3273=\"Unknown\",\"Unknown\",AA3273=\"\",\"None\")","v":"None"},{"$f":"_xlfn.IFS(X3273=\"Functionality\",\"Low\",W3273=\"No\",\"Low\",Y3273>=2015,\"High\",Y3273>=1920,\"Low\",W3273=\"\",\"None\",W3273=\"Unknown\",\"None\")","v":"None"},{"$f":"_xlfn.IFS(H3273=\"LOW WATER CROSSING\",\"Unknown\",G3273=\"Natural\",\"None\",AM3273<AN3273,\"High\",AC3273=\"Functional\",\"Low\",AC3273=\"Non-Functional\",\"Low\",W3273=\"No\",\"Low\",W3273=\"Unknown\",\"None\",X3273=\"Deficiency\",\"None\",W3273=\"Yes\",\"High\",W3273=\"\",\"None\")","v":"None"},0,0,0,0,{"$f":"_xlfn.CONCAT(LEFT(H3273,3),\"-\")&IF(H3273=\"-\",0,COUNTIF($H$4:H3273,H3273))","v":"-0"},{"$f":"_xlfn.IFS($H3273<=0,\"-\",AS3273=1,_xlfn.CONCAT(\"FUN_NONDEF\",\"-DCON_\",LEFT(AQ3273,1),\"-FCON_\",LEFT(AR3273,1)),AT3273=1,_xlfn.CONCAT(\"FUN_DEF\",\"-DCON_\",LEFT(AQ3273,1),\"-FCON_\",LEFT(AR3273,1)),AU3273=1,_xlfn.CONCAT(\"NONFUN_NONDEF\",\"-DCON_\",LEFT(AQ3273,1),\"-FCON_\",LEFT(AR3273,1)),AV3273=1,_xlfn.CONCAT(\"NONFUN_DEF\",\"-DCON_\",LEFT(AQ3273,1),\"-FCON_\",LEFT(AR3273,1)),AS3273+AT3273+AU3273+AV3273<1,_xlfn.CONCAT(\"-\"))","v":"-"}]
[null,null,null,null,null,null,null,null,null,null,null,null,null,null,null,null,null,null,null,null,null,0,null,null,null,null,null,null,null,null,null,0,0,0,0,"Unknown",{"$f":"_xlfn.IFS(G3280=\"Natural\",0,H3280=\"\",0,H3280=\"COASTAL-CONSTRUCTED\",0,G3280=\"Constructed\",_xlfn.XLOOKUP($H3280,'Data Categories'!$U$4:$U$25,'Data Categories'!$V$4:V$25))","v":0},{"$f":"_xlfn.IFS(AK3280=\"\",0,AJ3280=\"Unknown\",0,AK3280>1,AK3280-AJ3280,AK3280=0,0)","v":0},{"$f":"_xlfn.IFS(Y3280=\"\",0,Y3280>1920,_xlfn.XLOOKUP($H3280,'Data Categories'!$AE$20:$AE$42,'Data Categories'!$AG$20:$AG$42,0))","v":0},{"$f":"_xlfn.IFS(Y3280=\"\",0,Y3280>0,(2025-Y3280))","v":0},{"$f":"_xlfn.IFS(Z3280=\"Non-Deficient\",\"Non-Deficient\",Z3280=\"Deficient\",\"Deficient\",AB3280=\"Deficient\",\"Deficient\",Z3280=\"Non-Deficient\",\"Non-Deficient\",AB3280=\"Non-Deficient\",\"Non-Deficient\",P3280=\"\",\"None\",AL3280<0,\"Deficient\",AL3280>10,\"Non-Deficient\")","v":"None"},{"$f":"_xlfn.IFS(H3280=\"LOW WATER CROSSING\",\"Non-Functional\",G3280=\"Natural\",\"Functional\",AA3280=\"Functional\",\"Functional\",AC3280=\"Functional\",\"Functional\",AA3280=\"Non-Functional\",\"Non-Functional\",AC3280=\"Non-Functional\",\"Non-Functional\",AA3280=\"Unknown\",\"Unknown\",AC3280=\"Unknown\",\"Unknown\",AA3280=\"\",\"None\")","v":"None"},{"$f":"_xlfn.IFS(X3280=\"Functionality\",\"Low\",W3280=\"No\",\"Low\",Y3280>=2015,\"High\",Y3280>=1920,\"Low\",W3280=\"\",\"None\",W3280=\"Unknown\",\"None\")","v":"None"},{"$f":"_xlfn.IFS(H3280=\"LOW WATER CROSSING\",\"Unknown\",G3280=\"Natural\",\"None\",AM3280<AN3280,\"High\",AC3280=\"Functional\",\"Low\",AC3280=\"Non-Functional\",\"Low\",W3280=\"No\",\"Low\",W3280=\"Unknown\",\"None\",X3280=\"Deficiency\",\"None\",W3280=\"Yes\",\"High\",W3280=\"\",\"None\")","v":"None"},0,0,0,0,{"$f":"_xlfn.CONCAT(LEFT(H3280,3),\"-\")&IF(H3280=\"-\",0,COUNTIF($H$4:H3280,H3280))","v":"-0"},{"$f":"_xlfn.IFS($H3280<=0,\"-\",AS3280=1,_xlfn.CONCAT(\"FUN_NONDEF\",\"-DCON_\",LEFT(AQ3280,1),\"-FCON_\",LEFT(AR3280,1)),AT3280=1,_xlfn.CONCAT(\"FUN_DEF\",\"-DCON_\",LEFT(AQ3280,1),\"-FCON_\",LEFT(AR3280,1)),AU3280=1,_xlfn.CONCAT(\"NONFUN_NONDEF\",\"-DCON_\",LEFT(AQ3280,1),\"-FCON_\",LEFT(AR3280,1)),AV3280=1,_xlfn.CONCAT(\"NONFUN_DEF\",\"-DCON_\",LEFT(AQ3280,1),\"-FCON_\",LEFT(AR3280,1)),AS3280+AT3280+AU3280+AV3280<1,_xlfn.CONCAT(\"-\"))","v":"-"}]
[null,null,null,null,null,null,null,null,null,null,null,null,null,null,null,null,null,null,null,null,null,0,null,null,null,null,null,null,null,null,null,0,0,0,0,"Unknown",{"$f":"_xlfn.IFS(G3291=\"Natural\",0,H3291=\"\",0,H3291=\"COASTAL-CONSTRUCTED\",0,G3291=\"Constructed\",_xlfn.XLOOKUP($H3291,'Data Categories'!$U$4:$U$25,'Data Categories'!$V$4:V$25))","v":0},{"$f":"_xlfn.IFS(AK3291=\"\",0,AJ3291=\"Unknown\",0,AK3291>1,AK3291-AJ3291,AK3291=0,0)","v":0},{"$f":"_xlfn.IFS(Y3291=\"\",0,Y3291>1920,_xlfn.XLOOKUP($H3291,'Data Categories'!$AE$20:$AE$42,'Data Categories'!$AG$20:$AG$42,0))","v":0},{"$f":"_xlfn.IFS(Y3291=\"\",0,Y3291>0,(2025-Y3291))","v":0},{"$f":"_xlfn.IFS(Z3291=\"Non-Deficient\",\"Non-Deficient\",Z3291=\"Deficient\",\"Deficient\",AB3291=\"Deficient\",\"Deficient\",Z3291=\"Non-Deficient\",\"Non-Deficient\",AB3291=\"Non-Deficient\",\"Non-Deficient\",P3291=\"\",\"None\",AL3291<0,\"Deficient\",AL3291>10,\"Non-Deficient\")","v":"None"},{"$f":"_xlfn.IFS(H3291=\"LOW WATER CROSSING\",\"Non-Functional\",G3291=\"Natural\",\"Functional\",AA3291=\"Functional\",\"Functional\",AC3291=\"Functional\",\"Functional\",AA3291=\"Non-Functional\",\"Non-Functional\",AC3291=\"Non-Functional\",\"Non-Functional\",AA3291=\"Unknown\",\"Unknown\",AC3291=\"Unknown\",\"Unknown\",AA3291=\"\",\"None\")","v":"None"},{"$f":"_xlfn.IFS(X3291=\"Functionality\",\"Low\",W3291=\"No\",\"Low\",Y3291>=2015,\"High\",Y3291>=1920,\"Low\",W3291=\"\",\"None\",W3291=\"Unknown\",\"None\")","v":"None"},{"$f":"_xlfn.IFS(H3291=\"LOW WATER CROSSING\",\"Unknown\",G3291=\"Natural\",\"None\",AM3291<AN3291,\"High\",AC3291=\"Functional\",\"Low\",AC3291=\"Non-Functional\",\"Low\",W3291=\"No\",\"Low\",W3291=\"Unknown\",\"None\",X3291=\"Deficiency\",\"None\",W3291=\"Yes\",\"High\",W3291=\"\",\"None\")","v":"None"},0,0,0,0,{"$f":"_xlfn.CONCAT(LEFT(H3291,3),\"-\")&IF(H3291=\"-\",0,COUNTIF($H$4:H3291,H3291))","v":"-0"},{"$f":"_xlfn.IFS($H3291<=0,\"-\",AS3291=1,_xlfn.CONCAT(\"FUN_NONDEF\",\"-DCON_\",LEFT(AQ3291,1),\"-FCON_\",LEFT(AR3291,1)),AT3291=1,_xlfn.CONCAT(\"FUN_DEF\",\"-DCON_\",LEFT(AQ3291,1),\"-FCON_\",LEFT(AR3291,1)),AU3291=1,_xlfn.CONCAT(\"NONFUN_NONDEF\",\"-DCON_\",LEFT(AQ3291,1),\"-FCON_\",LEFT(AR3291,1)),AV3291=1,_xlfn.CONCAT(\"NONFUN_DEF\",\"-DCON_\",LEFT(AQ3291,1),\"-FCON_\",LEFT(AR3291,1)),AS3291+AT3291+AU3291+AV3291<1,_xlfn.CONCAT(\"-\"))","v":"-"}]
[null,null,null,null,null,null,null,null,null,null,null,null,null,null,null,null,null,null,null,null,null,0,null,null,null,null,null,null,null,null,null,0,0,0,0,"Unknown",{"$f":"_xlfn.IFS(G3294=\"Natural\",0,H3294=\"\",0,H3294=\"COASTAL-CONSTRUCTED\",0,G3294=\"Constructed\",_xlfn.XLOOKUP($H3294,'Data Categories'!$U$4:$U$25,'Data Categories'!$V$4:V$25))","v":0},{"$f":"_xlfn.IFS(AK3294=\"\",0,AJ3294=\"Unknown\",0,AK3294>1,AK3294-AJ3294,AK3294=0,0)","v":0},{"$f":"_xlfn.IFS(Y3294=\"\",0,Y3294>1920,_xlfn.XLOOKUP($H3294,'Data Categories'!$AE$20:$AE$42,'Data Categories'!$AG$20:$AG$42,0))","v":0},{"$f":"_xlfn.IFS(Y3294=\"\",0,Y3294>0,(2025-Y3294))","v":0},{"$f":"_xlfn.IFS(Z3294=\"Non-Deficient\",\"Non-Deficient\",Z3294=\"Deficient\",\"Deficient\",AB3294=\"Deficient\",\"Deficient\",Z3294=\"Non-Deficient\",\"Non-Deficient\",AB3294=\"Non-Deficient\",\"Non-Deficient\",P3294=\"\",\"None\",AL3294<0,\"Deficient\",AL3294>10,\"Non-Deficient\")","v":"None"},{"$f":"_xlfn.IFS(H3294=\"LOW WATER CROSSING\",\"Non-Functional\",G3294=\"Natural\",\"Functional\",AA3294=\"Functional\",\"Functional\",AC3294=\"Functional\",\"Functional\",AA3294=\"Non-Functional\",\"Non-Functional\",AC3294=\"Non-Functional\",\"Non-Functional\",AA3294=\"Unknown\",\"Unknown\",AC3294=\"Unknown\",\"Unknown\",AA3294=\"\",\"None\")","v":"None"},{"$f":"_xlfn.IFS(X3294=\"Functionality\",\"Low\",W3294=\"No\",\"Low\",Y3294>=2015,\"High\",Y3294>=1920,\"Low\",W3294=\"\",\"None\",W3294=\"Unknown\",\"None\")","v":"None"},{"$f":"_xlfn.IFS(H3294=\"LOW WATER CROSSING\",\"Unknown\",G3294=\"Natural\",\"None\",AM3294<AN3294,\"High\",AC3294=\"Functional\",\"Low\",AC3294=\"Non-Functional\",\"Low\",W3294=\"No\",\"Low\",W3294=\"Unknown\",\"None\",X3294=\"Deficiency\",\"None\",W3294=\"Yes\",\"High\",W3294=\"\",\"None\")","v":"None"},0,0,0,0,{"$f":"_xlfn.CONCAT(LEFT(H3294,3),\"-\")&IF(H3294=\"-\",0,COUNTIF($H$4:H3294,H3294))","v":"-0"},{"$f":"_xlfn.IFS($H3294<=0,\"-\",AS3294=1,_xlfn.CONCAT(\"FUN_NONDEF\",\"-DCON_\",LEFT(AQ3294,1),\"-FCON_\",LEFT(AR3294,1)),AT3294=1,_xlfn.CONCAT(\"FUN_DEF\",\"-DCON_\",LEFT(AQ3294,1),\"-FCON_\",LEFT(AR3294,1)),AU3294=1,_xlfn.CONCAT(\"NONFUN_NONDEF\",\"-DCON_\",LEFT(AQ3294,1),\"-FCON_\",LEFT(AR3294,1)),AV3294=1,_xlfn.CONCAT(\"NONFUN_DEF\",\"-DCON_\",LEFT(AQ3294,1),\"-FCON_\",LEFT(AR3294,1)),AS3294+AT3294+AU3294+AV3294<1,_xlfn.CONCAT(\"-\"))","v":"-"}]
[null,null,null,null,null,null,null,null,null,null,null,null,null,null,null,null,null,null,null,null,null,0,null,null,null,null,null,null,null,null,null,0,0,0,0,"Unknown",{"$f":"_xlfn.IFS(G3301=\"Natural\",0,H3301=\"\",0,H3301=\"COASTAL-CONSTRUCTED\",0,G3301=\"Constructed\",_xlfn.XLOOKUP($H3301,'Data Categories'!$U$4:$U$25,'Data Categories'!$V$4:V$25))","v":0},{"$f":"_xlfn.IFS(AK3301=\"\",0,AJ3301=\"Unknown\",0,AK3301>1,AK3301-AJ3301,AK3301=0,0)","v":0},{"$f":"_xlfn.IFS(Y3301=\"\",0,Y3301>1920,_xlfn.XLOOKUP($H3301,'Data Categories'!$AE$20:$AE$42,'Data Categories'!$AG$20:$AG$42,0))","v":0},{"$f":"_xlfn.IFS(Y3301=\"\",0,Y3301>0,(2025-Y3301))","v":0},{"$f":"_xlfn.IFS(Z3301=\"Non-Deficient\",\"Non-Deficient\",Z3301=\"Deficient\",\"Deficient\",AB3301=\"Deficient\",\"Deficient\",Z3301=\"Non-Deficient\",\"Non-Deficient\",AB3301=\"Non-Deficient\",\"Non-Deficient\",P3301=\"\",\"None\",AL3301<0,\"Deficient\",AL3301>10,\"Non-Deficient\")","v":"None"},{"$f":"_xlfn.IFS(H3301=\"LOW WATER CROSSING\",\"Non-Functional\",G3301=\"Natural\",\"Functional\",AA3301=\"Functional\",\"Functional\",AC3301=\"Functional\",\"Functional\",AA3301=\"Non-Functional\",\"Non-Functional\",AC3301=\"Non-Functional\",\"Non-Functional\",AA3301=\"Unknown\",\"Unknown\",AC3301=\"Unknown\",\"Unknown\",AA3301=\"\",\"None\")","v":"None"},{"$f":"_xlfn.IFS(X3301=\"Functionality\",\"Low\",W3301=\"No\",\"Low\",Y3301>=2015,\"High\",Y3301>=1920,\"Low\",W3301=\"\",\"None\",W3301=\"Unknown\",\"None\")","v":"None"},{"$f":"_xlfn.IFS(H3301=\"LOW WATER CROSSING\",\"Unknown\",G3301=\"Natural\",\"None\",AM3301<AN3301,\"High\",AC3301=\"Functional\",\"Low\",AC3301=\"Non-Functional\",\"Low\",W3301=\"No\",\"Low\",W3301=\"Unknown\",\"None\",X3301=\"Deficiency\",\"None\",W3301=\"Yes\",\"High\",W3301=\"\",\"None\")","v":"None"},0,0,0,0,{"$f":"_xlfn.CONCAT(LEFT(H3301,3),\"-\")&IF(H3301=\"-\",0,COUNTIF($H$4:H3301,H3301))","v":"-0"},{"$f":"_xlfn.IFS($H3301<=0,\"-\",AS3301=1,_xlfn.CONCAT(\"FUN_NONDEF\",\"-DCON_\",LEFT(AQ3301,1),\"-FCON_\",LEFT(AR3301,1)),AT3301=1,_xlfn.CONCAT(\"FUN_DEF\",\"-DCON_\",LEFT(AQ3301,1),\"-FCON_\",LEFT(AR3301,1)),AU3301=1,_xlfn.CONCAT(\"NONFUN_NONDEF\",\"-DCON_\",LEFT(AQ3301,1),\"-FCON_\",LEFT(AR3301,1)),AV3301=1,_xlfn.CONCAT(\"NONFUN_DEF\",\"-DCON_\",LEFT(AQ3301,1),\"-FCON_\",LEFT(AR3301,1)),AS3301+AT3301+AU3301+AV3301<1,_xlfn.CONCAT(\"-\"))","v":"-"}]
[null,null,null,null,null,null,null,null,null,null,null,null,null,null,null,null,null,null,null,null,null,0,null,null,null,null,null,null,null,null,null,0,0,0,0,"Unknown",{"$f":"_xlfn.IFS(G3313=\"Natural\",0,H3313=\"\",0,H3313=\"COASTAL-CONSTRUCTED\",0,G3313=\"Constructed\",_xlfn.XLOOKUP($H3313,'Data Categories'!$U$4:$U$25,'Data Categories'!$V$4:V$25))","v":0},{"$f":"_xlfn.IFS(AK3313=\"\",0,AJ3313=\"Unknown\",0,AK3313>1,AK3313-AJ3313,AK3313=0,0)","v":0},{"$f":"_xlfn.IFS(Y3313=\"\",0,Y3313>1920,_xlfn.XLOOKUP($H3313,'Data Categories'!$AE$20:$AE$42,'Data Categories'!$AG$20:$AG$42,0))","v":0},{"$f":"_xlfn.IFS(Y3313=\"\",0,Y3313>0,(2025-Y3313))","v":0},{"$f":"_xlfn.IFS(Z3313=\"Non-Deficient\",\"Non-Deficient\",Z3313=\"Deficient\",\"Deficient\",AB3313=\"Deficient\",\"Deficient\",Z3313=\"Non-Deficient\",\"Non-Deficient\",AB3313=\"Non-Deficient\",\"Non-Deficient\",P3313=\"\",\"None\",AL3313<0,\"Deficient\",AL3313>10,\"Non-Deficient\")","v":"None"},{"$f":"_xlfn.IFS(H3313=\"LOW WATER CROSSING\",\"Non-Functional\",G3313=\"Natural\",\"Functional\",AA3313=\"Functional\",\"Functional\",AC3313=\"Functional\",\"Functional\",AA3313=\"Non-Functional\",\"Non-Functional\",AC3313=\"Non-Functional\",\"Non-Functional\",AA3313=\"Unknown\",\"Unknown\",AC3313=\"Unknown\",\"Unknown\",AA3313=\"\",\"None\")","v":"None"},{"$f":"_xlfn.IFS(X3313=\"Functionality\",\"Low\",W3313=\"No\",\"Low\",Y3313>=2015,\"High\",Y3313>=1920,\"Low\",W3313=\"\",\"None\",W3313=\"Unknown\",\"None\")","v":"None"},{"$f":"_xlfn.IFS(H3313=\"LOW WATER CROSSING\",\"Unknown\",G3313=\"Natural\",\"None\",AM3313<AN3313,\"High\",AC3313=\"Functional\",\"Low\",AC3313=\"Non-Functional\",\"Low\",W3313=\"No\",\"Low\",W3313=\"Unknown\",\"None\",X3313=\"Deficiency\",\"None\",W3313=\"Yes\",\"High\",W3313=\"\",\"None\")","v":"None"},0,0,0,0,{"$f":"_xlfn.CONCAT(LEFT(H3313,3),\"-\")&IF(H3313=\"-\",0,COUNTIF($H$4:H3313,H3313))","v":"-0"},{"$f":"_xlfn.IFS($H3313<=0,\"-\",AS3313=1,_xlfn.CONCAT(\"FUN_NONDEF\",\"-DCON_\",LEFT(AQ3313,1),\"-FCON_\",LEFT(AR3313,1)),AT3313=1,_xlfn.CONCAT(\"FUN_DEF\",\"-DCON_\",LEFT(AQ3313,1),\"-FCON_\",LEFT(AR3313,1)),AU3313=1,_xlfn.CONCAT(\"NONFUN_NONDEF\",\"-DCON_\",LEFT(AQ3313,1),\"-FCON_\",LEFT(AR3313,1)),AV3313=1,_xlfn.CONCAT(\"NONFUN_DEF\",\"-DCON_\",LEFT(AQ3313,1),\"-FCON_\",LEFT(AR3313,1)),AS3313+AT3313+AU3313+AV3313<1,_xlfn.CONCAT(\"-\"))","v":"-"}]
[null,null,null,null,null,null,null,null,null,null,null,null,null,null,null,null,null,null,null,null,null,0,null,null,null,null,null,null,null,null,null,0,0,0,0,"Unknown",{"$f":"_xlfn.IFS(G3322=\"Natural\",0,H3322=\"\",0,H3322=\"COASTAL-CONSTRUCTED\",0,G3322=\"Constructed\",_xlfn.XLOOKUP($H3322,'Data Categories'!$U$4:$U$25,'Data Categories'!$V$4:V$25))","v":0},{"$f":"_xlfn.IFS(AK3322=\"\",0,AJ3322=\"Unknown\",0,AK3322>1,AK3322-AJ3322,AK3322=0,0)","v":0},{"$f":"_xlfn.IFS(Y3322=\"\",0,Y3322>1920,_xlfn.XLOOKUP($H3322,'Data Categories'!$AE$20:$AE$42,'Data Categories'!$AG$20:$AG$42,0))","v":0},{"$f":"_xlfn.IFS(Y3322=\"\",0,Y3322>0,(2025-Y3322))","v":0},{"$f":"_xlfn.IFS(Z3322=\"Non-Deficient\",\"Non-Deficient\",Z3322=\"Deficient\",\"Deficient\",AB3322=\"Deficient\",\"Deficient\",Z3322=\"Non-Deficient\",\"Non-Deficient\",AB3322=\"Non-Deficient\",\"Non-Deficient\",P3322=\"\",\"None\",AL3322<0,\"Deficient\",AL3322>10,\"Non-Deficient\")","v":"None"},{"$f":"_xlfn.IFS(H3322=\"LOW WATER CROSSING\",\"Non-Functional\",G3322=\"Natural\",\"Functional\",AA3322=\"Functional\",\"Functional\",AC3322=\"Functional\",\"Functional\",AA3322=\"Non-Functional\",\"Non-Functional\",AC3322=\"Non-Functional\",\"Non-Functional\",AA3322=\"Unknown\",\"Unknown\",AC3322=\"Unknown\",\"Unknown\",AA3322=\"\",\"None\")","v":"None"},{"$f":"_xlfn.IFS(X3322=\"Functionality\",\"Low\",W3322=\"No\",\"Low\",Y3322>=2015,\"High\",Y3322>=1920,\"Low\",W3322=\"\",\"None\",W3322=\"Unknown\",\"None\")","v":"None"},{"$f":"_xlfn.IFS(H3322=\"LOW WATER CROSSING\",\"Unknown\",G3322=\"Natural\",\"None\",AM3322<AN3322,\"High\",AC3322=\"Functional\",\"Low\",AC3322=\"Non-Functional\",\"Low\",W3322=\"No\",\"Low\",W3322=\"Unknown\",\"None\",X3322=\"Deficiency\",\"None\",W3322=\"Yes\",\"High\",W3322=\"\",\"None\")","v":"None"},0,0,0,0,{"$f":"_xlfn.CONCAT(LEFT(H3322,3),\"-\")&IF(H3322=\"-\",0,COUNTIF($H$4:H3322,H3322))","v":"-0"},{"$f":"_xlfn.IFS($H3322<=0,\"-\",AS3322=1,_xlfn.CONCAT(\"FUN_NONDEF\",\"-DCON_\",LEFT(AQ3322,1),\"-FCON_\",LEFT(AR3322,1)),AT3322=1,_xlfn.CONCAT(\"FUN_DEF\",\"-DCON_\",LEFT(AQ3322,1),\"-FCON_\",LEFT(AR3322,1)),AU3322=1,_xlfn.CONCAT(\"NONFUN_NONDEF\",\"-DCON_\",LEFT(AQ3322,1),\"-FCON_\",LEFT(AR3322,1)),AV3322=1,_xlfn.CONCAT(\"NONFUN_DEF\",\"-DCON_\",LEFT(AQ3322,1),\"-FCON_\",LEFT(AR3322,1)),AS3322+AT3322+AU3322+AV3322<1,_xlfn.CONCAT(\"-\"))","v":"-"}]
[null,null,null,null,null,null,null,null,null,null,null,null,null,null,null,null,null,null,null,null,null,0,null,null,null,null,null,null,null,null,null,0,0,0,0,"Unknown",{"$f":"_xlfn.IFS(G3331=\"Natural\",0,H3331=\"\",0,H3331=\"COASTAL-CONSTRUCTED\",0,G3331=\"Constructed\",_xlfn.XLOOKUP($H3331,'Data Categories'!$U$4:$U$25,'Data Categories'!$V$4:V$25))","v":0},{"$f":"_xlfn.IFS(AK3331=\"\",0,AJ3331=\"Unknown\",0,AK3331>1,AK3331-AJ3331,AK3331=0,0)","v":0},{"$f":"_xlfn.IFS(Y3331=\"\",0,Y3331>1920,_xlfn.XLOOKUP($H3331,'Data Categories'!$AE$20:$AE$42,'Data Categories'!$AG$20:$AG$42,0))","v":0},{"$f":"_xlfn.IFS(Y3331=\"\",0,Y3331>0,(2025-Y3331))","v":0},{"$f":"_xlfn.IFS(Z3331=\"Non-Deficient\",\"Non-Deficient\",Z3331=\"Deficient\",\"Deficient\",AB3331=\"Deficient\",\"Deficient\",Z3331=\"Non-Deficient\",\"Non-Deficient\",AB3331=\"Non-Deficient\",\"Non-Deficient\",P3331=\"\",\"None\",AL3331<0,\"Deficient\",AL3331>10,\"Non-Deficient\")","v":"None"},{"$f":"_xlfn.IFS(H3331=\"LOW WATER CROSSING\",\"Non-Functional\",G3331=\"Natural\",\"Functional\",AA3331=\"Functional\",\"Functional\",AC3331=\"Functional\",\"Functional\",AA3331=\"Non-Functional\",\"Non-Functional\",AC3331=\"Non-Functional\",\"Non-Functional\",AA3331=\"Unknown\",\"Unknown\",AC3331=\"Unknown\",\"Unknown\",AA3331=\"\",\"None\")","v":"None"},{"$f":"_xlfn.IFS(X3331=\"Functionality\",\"Low\",W3331=\"No\",\"Low\",Y3331>=2015,\"High\",Y3331>=1920,\"Low\",W3331=\"\",\"None\",W3331=\"Unknown\",\"None\")","v":"None"},{"$f":"_xlfn.IFS(H3331=\"LOW WATER CROSSING\",\"Unknown\",G3331=\"Natural\",\"None\",AM3331<AN3331,\"High\",AC3331=\"Functional\",\"Low\",AC3331=\"Non-Functional\",\"Low\",W3331=\"No\",\"Low\",W3331=\"Unknown\",\"None\",X3331=\"Deficiency\",\"None\",W3331=\"Yes\",\"High\",W3331=\"\",\"None\")","v":"None"},0,0,0,0,{"$f":"_xlfn.CONCAT(LEFT(H3331,3),\"-\")&IF(H3331=\"-\",0,COUNTIF($H$4:H3331,H3331))","v":"-0"},{"$f":"_xlfn.IFS($H3331<=0,\"-\",AS3331=1,_xlfn.CONCAT(\"FUN_NONDEF\",\"-DCON_\",LEFT(AQ3331,1),\"-FCON_\",LEFT(AR3331,1)),AT3331=1,_xlfn.CONCAT(\"FUN_DEF\",\"-DCON_\",LEFT(AQ3331,1),\"-FCON_\",LEFT(AR3331,1)),AU3331=1,_xlfn.CONCAT(\"NONFUN_NONDEF\",\"-DCON_\",LEFT(AQ3331,1),\"-FCON_\",LEFT(AR3331,1)),AV3331=1,_xlfn.CONCAT(\"NONFUN_DEF\",\"-DCON_\",LEFT(AQ3331,1),\"-FCON_\",LEFT(AR3331,1)),AS3331+AT3331+AU3331+AV3331<1,_xlfn.CONCAT(\"-\"))","v":"-"}]
[null,null,null,null,null,null,null,null,null,null,null,null,null,null,null,null,null,null,null,null,null,0,null,null,null,null,null,null,null,null,null,0,0,0,0,"Unknown",{"$f":"_xlfn.IFS(G3343=\"Natural\",0,H3343=\"\",0,H3343=\"COASTAL-CONSTRUCTED\",0,G3343=\"Constructed\",_xlfn.XLOOKUP($H3343,'Data Categories'!$U$4:$U$25,'Data Categories'!$V$4:V$25))","v":0},{"$f":"_xlfn.IFS(AK3343=\"\",0,AJ3343=\"Unknown\",0,AK3343>1,AK3343-AJ3343,AK3343=0,0)","v":0},{"$f":"_xlfn.IFS(Y3343=\"\",0,Y3343>1920,_xlfn.XLOOKUP($H3343,'Data Categories'!$AE$20:$AE$42,'Data Categories'!$AG$20:$AG$42,0))","v":0},{"$f":"_xlfn.IFS(Y3343=\"\",0,Y3343>0,(2025-Y3343))","v":0},{"$f":"_xlfn.IFS(Z3343=\"Non-Deficient\",\"Non-Deficient\",Z3343=\"Deficient\",\"Deficient\",AB3343=\"Deficient\",\"Deficient\",Z3343=\"Non-Deficient\",\"Non-Deficient\",AB3343=\"Non-Deficient\",\"Non-Deficient\",P3343=\"\",\"None\",AL3343<0,\"Deficient\",AL3343>10,\"Non-Deficient\")","v":"None"},{"$f":"_xlfn.IFS(H3343=\"LOW WATER CROSSING\",\"Non-Functional\",G3343=\"Natural\",\"Functional\",AA3343=\"Functional\",\"Functional\",AC3343=\"Functional\",\"Functional\",AA3343=\"Non-Functional\",\"Non-Functional\",AC3343=\"Non-Functional\",\"Non-Functional\",AA3343=\"Unknown\",\"Unknown\",AC3343=\"Unknown\",\"Unknown\",AA3343=\"\",\"None\")","v":"None"},{"$f":"_xlfn.IFS(X3343=\"Functionality\",\"Low\",W3343=\"No\",\"Low\",Y3343>=2015,\"High\",Y3343>=1920,\"Low\",W3343=\"\",\"None\",W3343=\"Unknown\",\"None\")","v":"None"},{"$f":"_xlfn.IFS(H3343=\"LOW WATER CROSSING\",\"Unknown\",G3343=\"Natural\",\"None\",AM3343<AN3343,\"High\",AC3343=\"Functional\",\"Low\",AC3343=\"Non-Functional\",\"Low\",W3343=\"No\",\"Low\",W3343=\"Unknown\",\"None\",X3343=\"Deficiency\",\"None\",W3343=\"Yes\",\"High\",W3343=\"\",\"None\")","v":"None"},0,0,0,0,{"$f":"_xlfn.CONCAT(LEFT(H3343,3),\"-\")&IF(H3343=\"-\",0,COUNTIF($H$4:H3343,H3343))","v":"-0"},{"$f":"_xlfn.IFS($H3343<=0,\"-\",AS3343=1,_xlfn.CONCAT(\"FUN_NONDEF\",\"-DCON_\",LEFT(AQ3343,1),\"-FCON_\",LEFT(AR3343,1)),AT3343=1,_xlfn.CONCAT(\"FUN_DEF\",\"-DCON_\",LEFT(AQ3343,1),\"-FCON_\",LEFT(AR3343,1)),AU3343=1,_xlfn.CONCAT(\"NONFUN_NONDEF\",\"-DCON_\",LEFT(AQ3343,1),\"-FCON_\",LEFT(AR3343,1)),AV3343=1,_xlfn.CONCAT(\"NONFUN_DEF\",\"-DCON_\",LEFT(AQ3343,1),\"-FCON_\",LEFT(AR3343,1)),AS3343+AT3343+AU3343+AV3343<1,_xlfn.CONCAT(\"-\"))","v":"-"}]
[null,null,null,null,null,null,null,null,null,null,null,null,null,null,null,null,null,null,null,null,null,0,null,null,null,null,null,null,null,null,null,0,0,0,0,"Unknown",{"$f":"_xlfn.IFS(G3350=\"Natural\",0,H3350=\"\",0,H3350=\"COASTAL-CONSTRUCTED\",0,G3350=\"Constructed\",_xlfn.XLOOKUP($H3350,'Data Categories'!$U$4:$U$25,'Data Categories'!$V$4:V$25))","v":0},{"$f":"_xlfn.IFS(AK3350=\"\",0,AJ3350=\"Unknown\",0,AK3350>1,AK3350-AJ3350,AK3350=0,0)","v":0},{"$f":"_xlfn.IFS(Y3350=\"\",0,Y3350>1920,_xlfn.XLOOKUP($H3350,'Data Categories'!$AE$20:$AE$42,'Data Categories'!$AG$20:$AG$42,0))","v":0},{"$f":"_xlfn.IFS(Y3350=\"\",0,Y3350>0,(2025-Y3350))","v":0},{"$f":"_xlfn.IFS(Z3350=\"Non-Deficient\",\"Non-Deficient\",Z3350=\"Deficient\",\"Deficient\",AB3350=\"Deficient\",\"Deficient\",Z3350=\"Non-Deficient\",\"Non-Deficient\",AB3350=\"Non-Deficient\",\"Non-Deficient\",P3350=\"\",\"None\",AL3350<0,\"Deficient\",AL3350>10,\"Non-Deficient\")","v":"None"},{"$f":"_xlfn.IFS(H3350=\"LOW WATER CROSSING\",\"Non-Functional\",G3350=\"Natural\",\"Functional\",AA3350=\"Functional\",\"Functional\",AC3350=\"Functional\",\"Functional\",AA3350=\"Non-Functional\",\"Non-Functional\",AC3350=\"Non-Functional\",\"Non-Functional\",AA3350=\"Unknown\",\"Unknown\",AC3350=\"Unknown\",\"Unknown\",AA3350=\"\",\"None\")","v":"None"},{"$f":"_xlfn.IFS(X3350=\"Functionality\",\"Low\",W3350=\"No\",\"Low\",Y3350>=2015,\"High\",Y3350>=1920,\"Low\",W3350=\"\",\"None\",W3350=\"Unknown\",\"None\")","v":"None"},{"$f":"_xlfn.IFS(H3350=\"LOW WATER CROSSING\",\"Unknown\",G3350=\"Natural\",\"None\",AM3350<AN3350,\"High\",AC3350=\"Functional\",\"Low\",AC3350=\"Non-Functional\",\"Low\",W3350=\"No\",\"Low\",W3350=\"Unknown\",\"None\",X3350=\"Deficiency\",\"None\",W3350=\"Yes\",\"High\",W3350=\"\",\"None\")","v":"None"},0,0,0,0,{"$f":"_xlfn.CONCAT(LEFT(H3350,3),\"-\")&IF(H3350=\"-\",0,COUNTIF($H$4:H3350,H3350))","v":"-0"},{"$f":"_xlfn.IFS($H3350<=0,\"-\",AS3350=1,_xlfn.CONCAT(\"FUN_NONDEF\",\"-DCON_\",LEFT(AQ3350,1),\"-FCON_\",LEFT(AR3350,1)),AT3350=1,_xlfn.CONCAT(\"FUN_DEF\",\"-DCON_\",LEFT(AQ3350,1),\"-FCON_\",LEFT(AR3350,1)),AU3350=1,_xlfn.CONCAT(\"NONFUN_NONDEF\",\"-DCON_\",LEFT(AQ3350,1),\"-FCON_\",LEFT(AR3350,1)),AV3350=1,_xlfn.CONCAT(\"NONFUN_DEF\",\"-DCON_\",LEFT(AQ3350,1),\"-FCON_\",LEFT(AR3350,1)),AS3350+AT3350+AU3350+AV3350<1,_xlfn.CONCAT(\"-\"))","v":"-"}]
[null,null,null,null,null,null,null,null,null,null,null,null,null,null,null,null,null,null,null,null,null,0,null,null,null,null,null,null,null,null,null,0,0,0,0,"Unknown",{"$f":"_xlfn.IFS(G3361=\"Natural\",0,H3361=\"\",0,H3361=\"COASTAL-CONSTRUCTED\",0,G3361=\"Constructed\",_xlfn.XLOOKUP($H3361,'Data Categories'!$U$4:$U$25,'Data Categories'!$V$4:V$25))","v":0},{"$f":"_xlfn.IFS(AK3361=\"\",0,AJ3361=\"Unknown\",0,AK3361>1,AK3361-AJ3361,AK3361=0,0)","v":0},{"$f":"_xlfn.IFS(Y3361=\"\",0,Y3361>1920,_xlfn.XLOOKUP($H3361,'Data Categories'!$AE$20:$AE$42,'Data Categories'!$AG$20:$AG$42,0))","v":0},{"$f":"_xlfn.IFS(Y3361=\"\",0,Y3361>0,(2025-Y3361))","v":0},{"$f":"_xlfn.IFS(Z3361=\"Non-Deficient\",\"Non-Deficient\",Z3361=\"Deficient\",\"Deficient\",AB3361=\"Deficient\",\"Deficient\",Z3361=\"Non-Deficient\",\"Non-Deficient\",AB3361=\"Non-Deficient\",\"Non-Deficient\",P3361=\"\",\"None\",AL3361<0,\"Deficient\",AL3361>10,\"Non-Deficient\")","v":"None"},{"$f":"_xlfn.IFS(H3361=\"LOW WATER CROSSING\",\"Non-Functional\",G3361=\"Natural\",\"Functional\",AA3361=\"Functional\",\"Functional\",AC3361=\"Functional\",\"Functional\",AA3361=\"Non-Functional\",\"Non-Functional\",AC3361=\"Non-Functional\",\"Non-Functional\",AA3361=\"Unknown\",\"Unknown\",AC3361=\"Unknown\",\"Unknown\",AA3361=\"\",\"None\")","v":"None"},{"$f":"_xlfn.IFS(X3361=\"Functionality\",\"Low\",W3361=\"No\",\"Low\",Y3361>=2015,\"High\",Y3361>=1920,\"Low\",W3361=\"\",\"None\",W3361=\"Unknown\",\"None\")","v":"None"},{"$f":"_xlfn.IFS(H3361=\"LOW WATER CROSSING\",\"Unknown\",G3361=\"Natural\",\"None\",AM3361<AN3361,\"High\",AC3361=\"Functional\",\"Low\",AC3361=\"Non-Functional\",\"Low\",W3361=\"No\",\"Low\",W3361=\"Unknown\",\"None\",X3361=\"Deficiency\",\"None\",W3361=\"Yes\",\"High\",W3361=\"\",\"None\")","v":"None"},0,0,0,0,{"$f":"_xlfn.CONCAT(LEFT(H3361,3),\"-\")&IF(H3361=\"-\",0,COUNTIF($H$4:H3361,H3361))","v":"-0"},{"$f":"_xlfn.IFS($H3361<=0,\"-\",AS3361=1,_xlfn.CONCAT(\"FUN_NONDEF\",\"-DCON_\",LEFT(AQ3361,1),\"-FCON_\",LEFT(AR3361,1)),AT3361=1,_xlfn.CONCAT(\"FUN_DEF\",\"-DCON_\",LEFT(AQ3361,1),\"-FCON_\",LEFT(AR3361,1)),AU3361=1,_xlfn.CONCAT(\"NONFUN_NONDEF\",\"-DCON_\",LEFT(AQ3361,1),\"-FCON_\",LEFT(AR3361,1)),AV3361=1,_xlfn.CONCAT(\"NONFUN_DEF\",\"-DCON_\",LEFT(AQ3361,1),\"-FCON_\",LEFT(AR3361,1)),AS3361+AT3361+AU3361+AV3361<1,_xlfn.CONCAT(\"-\"))","v":"-"}]
[null,null,null,null,null,null,null,null,null,null,null,null,null,null,null,null,null,null,null,null,null,0,null,null,null,null,null,null,null,null,null,0,0,0,0,"Unknown",{"$f":"_xlfn.IFS(G3364=\"Natural\",0,H3364=\"\",0,H3364=\"COASTAL-CONSTRUCTED\",0,G3364=\"Constructed\",_xlfn.XLOOKUP($H3364,'Data Categories'!$U$4:$U$25,'Data Categories'!$V$4:V$25))","v":0},{"$f":"_xlfn.IFS(AK3364=\"\",0,AJ3364=\"Unknown\",0,AK3364>1,AK3364-AJ3364,AK3364=0,0)","v":0},{"$f":"_xlfn.IFS(Y3364=\"\",0,Y3364>1920,_xlfn.XLOOKUP($H3364,'Data Categories'!$AE$20:$AE$42,'Data Categories'!$AG$20:$AG$42,0))","v":0},{"$f":"_xlfn.IFS(Y3364=\"\",0,Y3364>0,(2025-Y3364))","v":0},{"$f":"_xlfn.IFS(Z3364=\"Non-Deficient\",\"Non-Deficient\",Z3364=\"Deficient\",\"Deficient\",AB3364=\"Deficient\",\"Deficient\",Z3364=\"Non-Deficient\",\"Non-Deficient\",AB3364=\"Non-Deficient\",\"Non-Deficient\",P3364=\"\",\"None\",AL3364<0,\"Deficient\",AL3364>10,\"Non-Deficient\")","v":"None"},{"$f":"_xlfn.IFS(H3364=\"LOW WATER CROSSING\",\"Non-Functional\",G3364=\"Natural\",\"Functional\",AA3364=\"Functional\",\"Functional\",AC3364=\"Functional\",\"Functional\",AA3364=\"Non-Functional\",\"Non-Functional\",AC3364=\"Non-Functional\",\"Non-Functional\",AA3364=\"Unknown\",\"Unknown\",AC3364=\"Unknown\",\"Unknown\",AA3364=\"\",\"None\")","v":"None"},{"$f":"_xlfn.IFS(X3364=\"Functionality\",\"Low\",W3364=\"No\",\"Low\",Y3364>=2015,\"High\",Y3364>=1920,\"Low\",W3364=\"\",\"None\",W3364=\"Unknown\",\"None\")","v":"None"},{"$f":"_xlfn.IFS(H3364=\"LOW WATER CROSSING\",\"Unknown\",G3364=\"Natural\",\"None\",AM3364<AN3364,\"High\",AC3364=\"Functional\",\"Low\",AC3364=\"Non-Functional\",\"Low\",W3364=\"No\",\"Low\",W3364=\"Unknown\",\"None\",X3364=\"Deficiency\",\"None\",W3364=\"Yes\",\"High\",W3364=\"\",\"None\")","v":"None"},0,0,0,0,{"$f":"_xlfn.CONCAT(LEFT(H3364,3),\"-\")&IF(H3364=\"-\",0,COUNTIF($H$4:H3364,H3364))","v":"-0"},{"$f":"_xlfn.IFS($H3364<=0,\"-\",AS3364=1,_xlfn.CONCAT(\"FUN_NONDEF\",\"-DCON_\",LEFT(AQ3364,1),\"-FCON_\",LEFT(AR3364,1)),AT3364=1,_xlfn.CONCAT(\"FUN_DEF\",\"-DCON_\",LEFT(AQ3364,1),\"-FCON_\",LEFT(AR3364,1)),AU3364=1,_xlfn.CONCAT(\"NONFUN_NONDEF\",\"-DCON_\",LEFT(AQ3364,1),\"-FCON_\",LEFT(AR3364,1)),AV3364=1,_xlfn.CONCAT(\"NONFUN_DEF\",\"-DCON_\",LEFT(AQ3364,1),\"-FCON_\",LEFT(AR3364,1)),AS3364+AT3364+AU3364+AV3364<1,_xlfn.CONCAT(\"-\"))","v":"-"}]
[null,null,null,null,null,null,null,null,null,null,null,null,null,null,null,null,null,null,null,null,null,0,null,null,null,null,null,null,null,null,null,0,0,0,0,"Unknown",{"$f":"_xlfn.IFS(G3371=\"Natural\",0,H3371=\"\",0,H3371=\"COASTAL-CONSTRUCTED\",0,G3371=\"Constructed\",_xlfn.XLOOKUP($H3371,'Data Categories'!$U$4:$U$25,'Data Categories'!$V$4:V$25))","v":0},{"$f":"_xlfn.IFS(AK3371=\"\",0,AJ3371=\"Unknown\",0,AK3371>1,AK3371-AJ3371,AK3371=0,0)","v":0},{"$f":"_xlfn.IFS(Y3371=\"\",0,Y3371>1920,_xlfn.XLOOKUP($H3371,'Data Categories'!$AE$20:$AE$42,'Data Categories'!$AG$20:$AG$42,0))","v":0},{"$f":"_xlfn.IFS(Y3371=\"\",0,Y3371>0,(2025-Y3371))","v":0},{"$f":"_xlfn.IFS(Z3371=\"Non-Deficient\",\"Non-Deficient\",Z3371=\"Deficient\",\"Deficient\",AB3371=\"Deficient\",\"Deficient\",Z3371=\"Non-Deficient\",\"Non-Deficient\",AB3371=\"Non-Deficient\",\"Non-Deficient\",P3371=\"\",\"None\",AL3371<0,\"Deficient\",AL3371>10,\"Non-Deficient\")","v":"None"},{"$f":"_xlfn.IFS(H3371=\"LOW WATER CROSSING\",\"Non-Functional\",G3371=\"Natural\",\"Functional\",AA3371=\"Functional\",\"Functional\",AC3371=\"Functional\",\"Functional\",AA3371=\"Non-Functional\",\"Non-Functional\",AC3371=\"Non-Functional\",\"Non-Functional\",AA3371=\"Unknown\",\"Unknown\",AC3371=\"Unknown\",\"Unknown\",AA3371=\"\",\"None\")","v":"None"},{"$f":"_xlfn.IFS(X3371=\"Functionality\",\"Low\",W3371=\"No\",\"Low\",Y3371>=2015,\"High\",Y3371>=1920,\"Low\",W3371=\"\",\"None\",W3371=\"Unknown\",\"None\")","v":"None"},{"$f":"_xlfn.IFS(H3371=\"LOW WATER CROSSING\",\"Unknown\",G3371=\"Natural\",\"None\",AM3371<AN3371,\"High\",AC3371=\"Functional\",\"Low\",AC3371=\"Non-Functional\",\"Low\",W3371=\"No\",\"Low\",W3371=\"Unknown\",\"None\",X3371=\"Deficiency\",\"None\",W3371=\"Yes\",\"High\",W3371=\"\",\"None\")","v":"None"},0,0,0,0,{"$f":"_xlfn.CONCAT(LEFT(H3371,3),\"-\")&IF(H3371=\"-\",0,COUNTIF($H$4:H3371,H3371))","v":"-0"},{"$f":"_xlfn.IFS($H3371<=0,\"-\",AS3371=1,_xlfn.CONCAT(\"FUN_NONDEF\",\"-DCON_\",LEFT(AQ3371,1),\"-FCON_\",LEFT(AR3371,1)),AT3371=1,_xlfn.CONCAT(\"FUN_DEF\",\"-DCON_\",LEFT(AQ3371,1),\"-FCON_\",LEFT(AR3371,1)),AU3371=1,_xlfn.CONCAT(\"NONFUN_NONDEF\",\"-DCON_\",LEFT(AQ3371,1),\"-FCON_\",LEFT(AR3371,1)),AV3371=1,_xlfn.CONCAT(\"NONFUN_DEF\",\"-DCON_\",LEFT(AQ3371,1),\"-FCON_\",LEFT(AR3371,1)),AS3371+AT3371+AU3371+AV3371<1,_xlfn.CONCAT(\"-\"))","v":"-"}]
[null,null,null,null,null,null,null,null,null,null,null,null,null,null,null,null,null,null,null,null,null,0,null,null,null,null,null,null,null,null,null,0,0,0,0,"Unknown",{"$f":"_xlfn.IFS(G3383=\"Natural\",0,H3383=\"\",0,H3383=\"COASTAL-CONSTRUCTED\",0,G3383=\"Constructed\",_xlfn.XLOOKUP($H3383,'Data Categories'!$U$4:$U$25,'Data Categories'!$V$4:V$25))","v":0},{"$f":"_xlfn.IFS(AK3383=\"\",0,AJ3383=\"Unknown\",0,AK3383>1,AK3383-AJ3383,AK3383=0,0)","v":0},{"$f":"_xlfn.IFS(Y3383=\"\",0,Y3383>1920,_xlfn.XLOOKUP($H3383,'Data Categories'!$AE$20:$AE$42,'Data Categories'!$AG$20:$AG$42,0))","v":0},{"$f":"_xlfn.IFS(Y3383=\"\",0,Y3383>0,(2025-Y3383))","v":0},{"$f":"_xlfn.IFS(Z3383=\"Non-Deficient\",\"Non-Deficient\",Z3383=\"Deficient\",\"Deficient\",AB3383=\"Deficient\",\"Deficient\",Z3383=\"Non-Deficient\",\"Non-Deficient\",AB3383=\"Non-Deficient\",\"Non-Deficient\",P3383=\"\",\"None\",AL3383<0,\"Deficient\",AL3383>10,\"Non-Deficient\")","v":"None"},{"$f":"_xlfn.IFS(H3383=\"LOW WATER CROSSING\",\"Non-Functional\",G3383=\"Natural\",\"Functional\",AA3383=\"Functional\",\"Functional\",AC3383=\"Functional\",\"Functional\",AA3383=\"Non-Functional\",\"Non-Functional\",AC3383=\"Non-Functional\",\"Non-Functional\",AA3383=\"Unknown\",\"Unknown\",AC3383=\"Unknown\",\"Unknown\",AA3383=\"\",\"None\")","v":"None"},{"$f":"_xlfn.IFS(X3383=\"Functionality\",\"Low\",W3383=\"No\",\"Low\",Y3383>=2015,\"High\",Y3383>=1920,\"Low\",W3383=\"\",\"None\",W3383=\"Unknown\",\"None\")","v":"None"},{"$f":"_xlfn.IFS(H3383=\"LOW WATER CROSSING\",\"Unknown\",G3383=\"Natural\",\"None\",AM3383<AN3383,\"High\",AC3383=\"Functional\",\"Low\",AC3383=\"Non-Functional\",\"Low\",W3383=\"No\",\"Low\",W3383=\"Unknown\",\"None\",X3383=\"Deficiency\",\"None\",W3383=\"Yes\",\"High\",W3383=\"\",\"None\")","v":"None"},0,0,0,0,{"$f":"_xlfn.CONCAT(LEFT(H3383,3),\"-\")&IF(H3383=\"-\",0,COUNTIF($H$4:H3383,H3383))","v":"-0"},{"$f":"_xlfn.IFS($H3383<=0,\"-\",AS3383=1,_xlfn.CONCAT(\"FUN_NONDEF\",\"-DCON_\",LEFT(AQ3383,1),\"-FCON_\",LEFT(AR3383,1)),AT3383=1,_xlfn.CONCAT(\"FUN_DEF\",\"-DCON_\",LEFT(AQ3383,1),\"-FCON_\",LEFT(AR3383,1)),AU3383=1,_xlfn.CONCAT(\"NONFUN_NONDEF\",\"-DCON_\",LEFT(AQ3383,1),\"-FCON_\",LEFT(AR3383,1)),AV3383=1,_xlfn.CONCAT(\"NONFUN_DEF\",\"-DCON_\",LEFT(AQ3383,1),\"-FCON_\",LEFT(AR3383,1)),AS3383+AT3383+AU3383+AV3383<1,_xlfn.CONCAT(\"-\"))","v":"-"}]
[null,null,null,null,null,null,null,null,null,null,null,null,null,null,null,null,null,null,null,null,null,0,null,null,null,null,null,null,null,null,null,0,0,0,0,"Unknown",{"$f":"_xlfn.IFS(G3392=\"Natural\",0,H3392=\"\",0,H3392=\"COASTAL-CONSTRUCTED\",0,G3392=\"Constructed\",_xlfn.XLOOKUP($H3392,'Data Categories'!$U$4:$U$25,'Data Categories'!$V$4:V$25))","v":0},{"$f":"_xlfn.IFS(AK3392=\"\",0,AJ3392=\"Unknown\",0,AK3392>1,AK3392-AJ3392,AK3392=0,0)","v":0},{"$f":"_xlfn.IFS(Y3392=\"\",0,Y3392>1920,_xlfn.XLOOKUP($H3392,'Data Categories'!$AE$20:$AE$42,'Data Categories'!$AG$20:$AG$42,0))","v":0},{"$f":"_xlfn.IFS(Y3392=\"\",0,Y3392>0,(2025-Y3392))","v":0},{"$f":"_xlfn.IFS(Z3392=\"Non-Deficient\",\"Non-Deficient\",Z3392=\"Deficient\",\"Deficient\",AB3392=\"Deficient\",\"Deficient\",Z3392=\"Non-Deficient\",\"Non-Deficient\",AB3392=\"Non-Deficient\",\"Non-Deficient\",P3392=\"\",\"None\",AL3392<0,\"Deficient\",AL3392>10,\"Non-Deficient\")","v":"None"},{"$f":"_xlfn.IFS(H3392=\"LOW WATER CROSSING\",\"Non-Functional\",G3392=\"Natural\",\"Functional\",AA3392=\"Functional\",\"Functional\",AC3392=\"Functional\",\"Functional\",AA3392=\"Non-Functional\",\"Non-Functional\",AC3392=\"Non-Functional\",\"Non-Functional\",AA3392=\"Unknown\",\"Unknown\",AC3392=\"Unknown\",\"Unknown\",AA3392=\"\",\"None\")","v":"None"},{"$f":"_xlfn.IFS(X3392=\"Functionality\",\"Low\",W3392=\"No\",\"Low\",Y3392>=2015,\"High\",Y3392>=1920,\"Low\",W3392=\"\",\"None\",W3392=\"Unknown\",\"None\")","v":"None"},{"$f":"_xlfn.IFS(H3392=\"LOW WATER CROSSING\",\"Unknown\",G3392=\"Natural\",\"None\",AM3392<AN3392,\"High\",AC3392=\"Functional\",\"Low\",AC3392=\"Non-Functional\",\"Low\",W3392=\"No\",\"Low\",W3392=\"Unknown\",\"None\",X3392=\"Deficiency\",\"None\",W3392=\"Yes\",\"High\",W3392=\"\",\"None\")","v":"None"},0,0,0,0,{"$f":"_xlfn.CONCAT(LEFT(H3392,3),\"-\")&IF(H3392=\"-\",0,COUNTIF($H$4:H3392,H3392))","v":"-0"},{"$f":"_xlfn.IFS($H3392<=0,\"-\",AS3392=1,_xlfn.CONCAT(\"FUN_NONDEF\",\"-DCON_\",LEFT(AQ3392,1),\"-FCON_\",LEFT(AR3392,1)),AT3392=1,_xlfn.CONCAT(\"FUN_DEF\",\"-DCON_\",LEFT(AQ3392,1),\"-FCON_\",LEFT(AR3392,1)),AU3392=1,_xlfn.CONCAT(\"NONFUN_NONDEF\",\"-DCON_\",LEFT(AQ3392,1),\"-FCON_\",LEFT(AR3392,1)),AV3392=1,_xlfn.CONCAT(\"NONFUN_DEF\",\"-DCON_\",LEFT(AQ3392,1),\"-FCON_\",LEFT(AR3392,1)),AS3392+AT3392+AU3392+AV3392<1,_xlfn.CONCAT(\"-\"))","v":"-"}]
[null,null,null,null,null,null,null,null,null,null,null,null,null,null,null,null,null,null,null,null,null,0,null,null,null,null,null,null,null,null,null,0,0,0,0,"Unknown",{"$f":"_xlfn.IFS(G3401=\"Natural\",0,H3401=\"\",0,H3401=\"COASTAL-CONSTRUCTED\",0,G3401=\"Constructed\",_xlfn.XLOOKUP($H3401,'Data Categories'!$U$4:$U$25,'Data Categories'!$V$4:V$25))","v":0},{"$f":"_xlfn.IFS(AK3401=\"\",0,AJ3401=\"Unknown\",0,AK3401>1,AK3401-AJ3401,AK3401=0,0)","v":0},{"$f":"_xlfn.IFS(Y3401=\"\",0,Y3401>1920,_xlfn.XLOOKUP($H3401,'Data Categories'!$AE$20:$AE$42,'Data Categories'!$AG$20:$AG$42,0))","v":0},{"$f":"_xlfn.IFS(Y3401=\"\",0,Y3401>0,(2025-Y3401))","v":0},{"$f":"_xlfn.IFS(Z3401=\"Non-Deficient\",\"Non-Deficient\",Z3401=\"Deficient\",\"Deficient\",AB3401=\"Deficient\",\"Deficient\",Z3401=\"Non-Deficient\",\"Non-Deficient\",AB3401=\"Non-Deficient\",\"Non-Deficient\",P3401=\"\",\"None\",AL3401<0,\"Deficient\",AL3401>10,\"Non-Deficient\")","v":"None"},{"$f":"_xlfn.IFS(H3401=\"LOW WATER CROSSING\",\"Non-Functional\",G3401=\"Natural\",\"Functional\",AA3401=\"Functional\",\"Functional\",AC3401=\"Functional\",\"Functional\",AA3401=\"Non-Functional\",\"Non-Functional\",AC3401=\"Non-Functional\",\"Non-Functional\",AA3401=\"Unknown\",\"Unknown\",AC3401=\"Unknown\",\"Unknown\",AA3401=\"\",\"None\")","v":"None"},{"$f":"_xlfn.IFS(X3401=\"Functionality\",\"Low\",W3401=\"No\",\"Low\",Y3401>=2015,\"High\",Y3401>=1920,\"Low\",W3401=\"\",\"None\",W3401=\"Unknown\",\"None\")","v":"None"},{"$f":"_xlfn.IFS(H3401=\"LOW WATER CROSSING\",\"Unknown\",G3401=\"Natural\",\"None\",AM3401<AN3401,\"High\",AC3401=\"Functional\",\"Low\",AC3401=\"Non-Functional\",\"Low\",W3401=\"No\",\"Low\",W3401=\"Unknown\",\"None\",X3401=\"Deficiency\",\"None\",W3401=\"Yes\",\"High\",W3401=\"\",\"None\")","v":"None"},0,0,0,0,{"$f":"_xlfn.CONCAT(LEFT(H3401,3),\"-\")&IF(H3401=\"-\",0,COUNTIF($H$4:H3401,H3401))","v":"-0"},{"$f":"_xlfn.IFS($H3401<=0,\"-\",AS3401=1,_xlfn.CONCAT(\"FUN_NONDEF\",\"-DCON_\",LEFT(AQ3401,1),\"-FCON_\",LEFT(AR3401,1)),AT3401=1,_xlfn.CONCAT(\"FUN_DEF\",\"-DCON_\",LEFT(AQ3401,1),\"-FCON_\",LEFT(AR3401,1)),AU3401=1,_xlfn.CONCAT(\"NONFUN_NONDEF\",\"-DCON_\",LEFT(AQ3401,1),\"-FCON_\",LEFT(AR3401,1)),AV3401=1,_xlfn.CONCAT(\"NONFUN_DEF\",\"-DCON_\",LEFT(AQ3401,1),\"-FCON_\",LEFT(AR3401,1)),AS3401+AT3401+AU3401+AV3401<1,_xlfn.CONCAT(\"-\"))","v":"-"}]
[null,null,null,null,null,null,null,null,null,null,null,null,null,null,null,null,null,null,null,null,null,0,null,null,null,null,null,null,null,null,null,0,0,0,0,"Unknown",{"$f":"_xlfn.IFS(G3413=\"Natural\",0,H3413=\"\",0,H3413=\"COASTAL-CONSTRUCTED\",0,G3413=\"Constructed\",_xlfn.XLOOKUP($H3413,'Data Categories'!$U$4:$U$25,'Data Categories'!$V$4:V$25))","v":0},{"$f":"_xlfn.IFS(AK3413=\"\",0,AJ3413=\"Unknown\",0,AK3413>1,AK3413-AJ3413,AK3413=0,0)","v":0},{"$f":"_xlfn.IFS(Y3413=\"\",0,Y3413>1920,_xlfn.XLOOKUP($H3413,'Data Categories'!$AE$20:$AE$42,'Data Categories'!$AG$20:$AG$42,0))","v":0},{"$f":"_xlfn.IFS(Y3413=\"\",0,Y3413>0,(2025-Y3413))","v":0},{"$f":"_xlfn.IFS(Z3413=\"Non-Deficient\",\"Non-Deficient\",Z3413=\"Deficient\",\"Deficient\",AB3413=\"Deficient\",\"Deficient\",Z3413=\"Non-Deficient\",\"Non-Deficient\",AB3413=\"Non-Deficient\",\"Non-Deficient\",P3413=\"\",\"None\",AL3413<0,\"Deficient\",AL3413>10,\"Non-Deficient\")","v":"None"},{"$f":"_xlfn.IFS(H3413=\"LOW WATER CROSSING\",\"Non-Functional\",G3413=\"Natural\",\"Functional\",AA3413=\"Functional\",\"Functional\",AC3413=\"Functional\",\"Functional\",AA3413=\"Non-Functional\",\"Non-Functional\",AC3413=\"Non-Functional\",\"Non-Functional\",AA3413=\"Unknown\",\"Unknown\",AC3413=\"Unknown\",\"Unknown\",AA3413=\"\",\"None\")","v":"None"},{"$f":"_xlfn.IFS(X3413=\"Functionality\",\"Low\",W3413=\"No\",\"Low\",Y3413>=2015,\"High\",Y3413>=1920,\"Low\",W3413=\"\",\"None\",W3413=\"Unknown\",\"None\")","v":"None"},{"$f":"_xlfn.IFS(H3413=\"LOW WATER CROSSING\",\"Unknown\",G3413=\"Natural\",\"None\",AM3413<AN3413,\"High\",AC3413=\"Functional\",\"Low\",AC3413=\"Non-Functional\",\"Low\",W3413=\"No\",\"Low\",W3413=\"Unknown\",\"None\",X3413=\"Deficiency\",\"None\",W3413=\"Yes\",\"High\",W3413=\"\",\"None\")","v":"None"},0,0,0,0,{"$f":"_xlfn.CONCAT(LEFT(H3413,3),\"-\")&IF(H3413=\"-\",0,COUNTIF($H$4:H3413,H3413))","v":"-0"},{"$f":"_xlfn.IFS($H3413<=0,\"-\",AS3413=1,_xlfn.CONCAT(\"FUN_NONDEF\",\"-DCON_\",LEFT(AQ3413,1),\"-FCON_\",LEFT(AR3413,1)),AT3413=1,_xlfn.CONCAT(\"FUN_DEF\",\"-DCON_\",LEFT(AQ3413,1),\"-FCON_\",LEFT(AR3413,1)),AU3413=1,_xlfn.CONCAT(\"NONFUN_NONDEF\",\"-DCON_\",LEFT(AQ3413,1),\"-FCON_\",LEFT(AR3413,1)),AV3413=1,_xlfn.CONCAT(\"NONFUN_DEF\",\"-DCON_\",LEFT(AQ3413,1),\"-FCON_\",LEFT(AR3413,1)),AS3413+AT3413+AU3413+AV3413<1,_xlfn.CONCAT(\"-\"))","v":"-"}]
[null,null,null,null,null,null,null,null,null,null,null,null,null,null,null,null,null,null,null,null,null,0,null,null,null,null,null,null,null,null,null,0,0,0,0,"Unknown",{"$f":"_xlfn.IFS(G3420=\"Natural\",0,H3420=\"\",0,H3420=\"COASTAL-CONSTRUCTED\",0,G3420=\"Constructed\",_xlfn.XLOOKUP($H3420,'Data Categories'!$U$4:$U$25,'Data Categories'!$V$4:V$25))","v":0},{"$f":"_xlfn.IFS(AK3420=\"\",0,AJ3420=\"Unknown\",0,AK3420>1,AK3420-AJ3420,AK3420=0,0)","v":0},{"$f":"_xlfn.IFS(Y3420=\"\",0,Y3420>1920,_xlfn.XLOOKUP($H3420,'Data Categories'!$AE$20:$AE$42,'Data Categories'!$AG$20:$AG$42,0))","v":0},{"$f":"_xlfn.IFS(Y3420=\"\",0,Y3420>0,(2025-Y3420))","v":0},{"$f":"_xlfn.IFS(Z3420=\"Non-Deficient\",\"Non-Deficient\",Z3420=\"Deficient\",\"Deficient\",AB3420=\"Deficient\",\"Deficient\",Z3420=\"Non-Deficient\",\"Non-Deficient\",AB3420=\"Non-Deficient\",\"Non-Deficient\",P3420=\"\",\"None\",AL3420<0,\"Deficient\",AL3420>10,\"Non-Deficient\")","v":"None"},{"$f":"_xlfn.IFS(H3420=\"LOW WATER CROSSING\",\"Non-Functional\",G3420=\"Natural\",\"Functional\",AA3420=\"Functional\",\"Functional\",AC3420=\"Functional\",\"Functional\",AA3420=\"Non-Functional\",\"Non-Functional\",AC3420=\"Non-Functional\",\"Non-Functional\",AA3420=\"Unknown\",\"Unknown\",AC3420=\"Unknown\",\"Unknown\",AA3420=\"\",\"None\")","v":"None"},{"$f":"_xlfn.IFS(X3420=\"Functionality\",\"Low\",W3420=\"No\",\"Low\",Y3420>=2015,\"High\",Y3420>=1920,\"Low\",W3420=\"\",\"None\",W3420=\"Unknown\",\"None\")","v":"None"},{"$f":"_xlfn.IFS(H3420=\"LOW WATER CROSSING\",\"Unknown\",G3420=\"Natural\",\"None\",AM3420<AN3420,\"High\",AC3420=\"Functional\",\"Low\",AC3420=\"Non-Functional\",\"Low\",W3420=\"No\",\"Low\",W3420=\"Unknown\",\"None\",X3420=\"Deficiency\",\"None\",W3420=\"Yes\",\"High\",W3420=\"\",\"None\")","v":"None"},0,0,0,0,{"$f":"_xlfn.CONCAT(LEFT(H3420,3),\"-\")&IF(H3420=\"-\",0,COUNTIF($H$4:H3420,H3420))","v":"-0"},{"$f":"_xlfn.IFS($H3420<=0,\"-\",AS3420=1,_xlfn.CONCAT(\"FUN_NONDEF\",\"-DCON_\",LEFT(AQ3420,1),\"-FCON_\",LEFT(AR3420,1)),AT3420=1,_xlfn.CONCAT(\"FUN_DEF\",\"-DCON_\",LEFT(AQ3420,1),\"-FCON_\",LEFT(AR3420,1)),AU3420=1,_xlfn.CONCAT(\"NONFUN_NONDEF\",\"-DCON_\",LEFT(AQ3420,1),\"-FCON_\",LEFT(AR3420,1)),AV3420=1,_xlfn.CONCAT(\"NONFUN_DEF\",\"-DCON_\",LEFT(AQ3420,1),\"-FCON_\",LEFT(AR3420,1)),AS3420+AT3420+AU3420+AV3420<1,_xlfn.CONCAT(\"-\"))","v":"-"}]
[null,null,null,null,null,null,null,null,null,null,null,null,null,null,null,null,null,null,null,null,null,0,null,null,null,null,null,null,null,null,null,0,0,0,0,"Unknown",{"$f":"_xlfn.IFS(G3431=\"Natural\",0,H3431=\"\",0,H3431=\"COASTAL-CONSTRUCTED\",0,G3431=\"Constructed\",_xlfn.XLOOKUP($H3431,'Data Categories'!$U$4:$U$25,'Data Categories'!$V$4:V$25))","v":0},{"$f":"_xlfn.IFS(AK3431=\"\",0,AJ3431=\"Unknown\",0,AK3431>1,AK3431-AJ3431,AK3431=0,0)","v":0},{"$f":"_xlfn.IFS(Y3431=\"\",0,Y3431>1920,_xlfn.XLOOKUP($H3431,'Data Categories'!$AE$20:$AE$42,'Data Categories'!$AG$20:$AG$42,0))","v":0},{"$f":"_xlfn.IFS(Y3431=\"\",0,Y3431>0,(2025-Y3431))","v":0},{"$f":"_xlfn.IFS(Z3431=\"Non-Deficient\",\"Non-Deficient\",Z3431=\"Deficient\",\"Deficient\",AB3431=\"Deficient\",\"Deficient\",Z3431=\"Non-Deficient\",\"Non-Deficient\",AB3431=\"Non-Deficient\",\"Non-Deficient\",P3431=\"\",\"None\",AL3431<0,\"Deficient\",AL3431>10,\"Non-Deficient\")","v":"None"},{"$f":"_xlfn.IFS(H3431=\"LOW WATER CROSSING\",\"Non-Functional\",G3431=\"Natural\",\"Functional\",AA3431=\"Functional\",\"Functional\",AC3431=\"Functional\",\"Functional\",AA3431=\"Non-Functional\",\"Non-Functional\",AC3431=\"Non-Functional\",\"Non-Functional\",AA3431=\"Unknown\",\"Unknown\",AC3431=\"Unknown\",\"Unknown\",AA3431=\"\",\"None\")","v":"None"},{"$f":"_xlfn.IFS(X3431=\"Functionality\",\"Low\",W3431=\"No\",\"Low\",Y3431>=2015,\"High\",Y3431>=1920,\"Low\",W3431=\"\",\"None\",W3431=\"Unknown\",\"None\")","v":"None"},{"$f":"_xlfn.IFS(H3431=\"LOW WATER CROSSING\",\"Unknown\",G3431=\"Natural\",\"None\",AM3431<AN3431,\"High\",AC3431=\"Functional\",\"Low\",AC3431=\"Non-Functional\",\"Low\",W3431=\"No\",\"Low\",W3431=\"Unknown\",\"None\",X3431=\"Deficiency\",\"None\",W3431=\"Yes\",\"High\",W3431=\"\",\"None\")","v":"None"},0,0,0,0,{"$f":"_xlfn.CONCAT(LEFT(H3431,3),\"-\")&IF(H3431=\"-\",0,COUNTIF($H$4:H3431,H3431))","v":"-0"},{"$f":"_xlfn.IFS($H3431<=0,\"-\",AS3431=1,_xlfn.CONCAT(\"FUN_NONDEF\",\"-DCON_\",LEFT(AQ3431,1),\"-FCON_\",LEFT(AR3431,1)),AT3431=1,_xlfn.CONCAT(\"FUN_DEF\",\"-DCON_\",LEFT(AQ3431,1),\"-FCON_\",LEFT(AR3431,1)),AU3431=1,_xlfn.CONCAT(\"NONFUN_NONDEF\",\"-DCON_\",LEFT(AQ3431,1),\"-FCON_\",LEFT(AR3431,1)),AV3431=1,_xlfn.CONCAT(\"NONFUN_DEF\",\"-DCON_\",LEFT(AQ3431,1),\"-FCON_\",LEFT(AR3431,1)),AS3431+AT3431+AU3431+AV3431<1,_xlfn.CONCAT(\"-\"))","v":"-"}]
[null,null,null,null,null,null,null,null,null,null,null,null,null,null,null,null,null,null,null,null,null,0,null,null,null,null,null,null,null,null,null,0,0,0,0,"Unknown",{"$f":"_xlfn.IFS(G3434=\"Natural\",0,H3434=\"\",0,H3434=\"COASTAL-CONSTRUCTED\",0,G3434=\"Constructed\",_xlfn.XLOOKUP($H3434,'Data Categories'!$U$4:$U$25,'Data Categories'!$V$4:V$25))","v":0},{"$f":"_xlfn.IFS(AK3434=\"\",0,AJ3434=\"Unknown\",0,AK3434>1,AK3434-AJ3434,AK3434=0,0)","v":0},{"$f":"_xlfn.IFS(Y3434=\"\",0,Y3434>1920,_xlfn.XLOOKUP($H3434,'Data Categories'!$AE$20:$AE$42,'Data Categories'!$AG$20:$AG$42,0))","v":0},{"$f":"_xlfn.IFS(Y3434=\"\",0,Y3434>0,(2025-Y3434))","v":0},{"$f":"_xlfn.IFS(Z3434=\"Non-Deficient\",\"Non-Deficient\",Z3434=\"Deficient\",\"Deficient\",AB3434=\"Deficient\",\"Deficient\",Z3434=\"Non-Deficient\",\"Non-Deficient\",AB3434=\"Non-Deficient\",\"Non-Deficient\",P3434=\"\",\"None\",AL3434<0,\"Deficient\",AL3434>10,\"Non-Deficient\")","v":"None"},{"$f":"_xlfn.IFS(H3434=\"LOW WATER CROSSING\",\"Non-Functional\",G3434=\"Natural\",\"Functional\",AA3434=\"Functional\",\"Functional\",AC3434=\"Functional\",\"Functional\",AA3434=\"Non-Functional\",\"Non-Functional\",AC3434=\"Non-Functional\",\"Non-Functional\",AA3434=\"Unknown\",\"Unknown\",AC3434=\"Unknown\",\"Unknown\",AA3434=\"\",\"None\")","v":"None"},{"$f":"_xlfn.IFS(X3434=\"Functionality\",\"Low\",W3434=\"No\",\"Low\",Y3434>=2015,\"High\",Y3434>=1920,\"Low\",W3434=\"\",\"None\",W3434=\"Unknown\",\"None\")","v":"None"},{"$f":"_xlfn.IFS(H3434=\"LOW WATER CROSSING\",\"Unknown\",G3434=\"Natural\",\"None\",AM3434<AN3434,\"High\",AC3434=\"Functional\",\"Low\",AC3434=\"Non-Functional\",\"Low\",W3434=\"No\",\"Low\",W3434=\"Unknown\",\"None\",X3434=\"Deficiency\",\"None\",W3434=\"Yes\",\"High\",W3434=\"\",\"None\")","v":"None"},0,0,0,0,{"$f":"_xlfn.CONCAT(LEFT(H3434,3),\"-\")&IF(H3434=\"-\",0,COUNTIF($H$4:H3434,H3434))","v":"-0"},{"$f":"_xlfn.IFS($H3434<=0,\"-\",AS3434=1,_xlfn.CONCAT(\"FUN_NONDEF\",\"-DCON_\",LEFT(AQ3434,1),\"-FCON_\",LEFT(AR3434,1)),AT3434=1,_xlfn.CONCAT(\"FUN_DEF\",\"-DCON_\",LEFT(AQ3434,1),\"-FCON_\",LEFT(AR3434,1)),AU3434=1,_xlfn.CONCAT(\"NONFUN_NONDEF\",\"-DCON_\",LEFT(AQ3434,1),\"-FCON_\",LEFT(AR3434,1)),AV3434=1,_xlfn.CONCAT(\"NONFUN_DEF\",\"-DCON_\",LEFT(AQ3434,1),\"-FCON_\",LEFT(AR3434,1)),AS3434+AT3434+AU3434+AV3434<1,_xlfn.CONCAT(\"-\"))","v":"-"}]
[null,null,null,null,null,null,null,null,null,null,null,null,null,null,null,null,null,null,null,null,null,0,null,null,null,null,null,null,null,null,null,0,0,0,0,"Unknown",{"$f":"_xlfn.IFS(G3441=\"Natural\",0,H3441=\"\",0,H3441=\"COASTAL-CONSTRUCTED\",0,G3441=\"Constructed\",_xlfn.XLOOKUP($H3441,'Data Categories'!$U$4:$U$25,'Data Categories'!$V$4:V$25))","v":0},{"$f":"_xlfn.IFS(AK3441=\"\",0,AJ3441=\"Unknown\",0,AK3441>1,AK3441-AJ3441,AK3441=0,0)","v":0},{"$f":"_xlfn.IFS(Y3441=\"\",0,Y3441>1920,_xlfn.XLOOKUP($H3441,'Data Categories'!$AE$20:$AE$42,'Data Categories'!$AG$20:$AG$42,0))","v":0},{"$f":"_xlfn.IFS(Y3441=\"\",0,Y3441>0,(2025-Y3441))","v":0},{"$f":"_xlfn.IFS(Z3441=\"Non-Deficient\",\"Non-Deficient\",Z3441=\"Deficient\",\"Deficient\",AB3441=\"Deficient\",\"Deficient\",Z3441=\"Non-Deficient\",\"Non-Deficient\",AB3441=\"Non-Deficient\",\"Non-Deficient\",P3441=\"\",\"None\",AL3441<0,\"Deficient\",AL3441>10,\"Non-Deficient\")","v":"None"},{"$f":"_xlfn.IFS(H3441=\"LOW WATER CROSSING\",\"Non-Functional\",G3441=\"Natural\",\"Functional\",AA3441=\"Functional\",\"Functional\",AC3441=\"Functional\",\"Functional\",AA3441=\"Non-Functional\",\"Non-Functional\",AC3441=\"Non-Functional\",\"Non-Functional\",AA3441=\"Unknown\",\"Unknown\",AC3441=\"Unknown\",\"Unknown\",AA3441=\"\",\"None\")","v":"None"},{"$f":"_xlfn.IFS(X3441=\"Functionality\",\"Low\",W3441=\"No\",\"Low\",Y3441>=2015,\"High\",Y3441>=1920,\"Low\",W3441=\"\",\"None\",W3441=\"Unknown\",\"None\")","v":"None"},{"$f":"_xlfn.IFS(H3441=\"LOW WATER CROSSING\",\"Unknown\",G3441=\"Natural\",\"None\",AM3441<AN3441,\"High\",AC3441=\"Functional\",\"Low\",AC3441=\"Non-Functional\",\"Low\",W3441=\"No\",\"Low\",W3441=\"Unknown\",\"None\",X3441=\"Deficiency\",\"None\",W3441=\"Yes\",\"High\",W3441=\"\",\"None\")","v":"None"},0,0,0,0,{"$f":"_xlfn.CONCAT(LEFT(H3441,3),\"-\")&IF(H3441=\"-\",0,COUNTIF($H$4:H3441,H3441))","v":"-0"},{"$f":"_xlfn.IFS($H3441<=0,\"-\",AS3441=1,_xlfn.CONCAT(\"FUN_NONDEF\",\"-DCON_\",LEFT(AQ3441,1),\"-FCON_\",LEFT(AR3441,1)),AT3441=1,_xlfn.CONCAT(\"FUN_DEF\",\"-DCON_\",LEFT(AQ3441,1),\"-FCON_\",LEFT(AR3441,1)),AU3441=1,_xlfn.CONCAT(\"NONFUN_NONDEF\",\"-DCON_\",LEFT(AQ3441,1),\"-FCON_\",LEFT(AR3441,1)),AV3441=1,_xlfn.CONCAT(\"NONFUN_DEF\",\"-DCON_\",LEFT(AQ3441,1),\"-FCON_\",LEFT(AR3441,1)),AS3441+AT3441+AU3441+AV3441<1,_xlfn.CONCAT(\"-\"))","v":"-"}]
[null,null,null,null,null,null,null,null,null,null,null,null,null,null,null,null,null,null,null,null,null,0,null,null,null,null,null,null,null,null,null,0,0,0,0,"Unknown",{"$f":"_xlfn.IFS(G3453=\"Natural\",0,H3453=\"\",0,H3453=\"COASTAL-CONSTRUCTED\",0,G3453=\"Constructed\",_xlfn.XLOOKUP($H3453,'Data Categories'!$U$4:$U$25,'Data Categories'!$V$4:V$25))","v":0},{"$f":"_xlfn.IFS(AK3453=\"\",0,AJ3453=\"Unknown\",0,AK3453>1,AK3453-AJ3453,AK3453=0,0)","v":0},{"$f":"_xlfn.IFS(Y3453=\"\",0,Y3453>1920,_xlfn.XLOOKUP($H3453,'Data Categories'!$AE$20:$AE$42,'Data Categories'!$AG$20:$AG$42,0))","v":0},{"$f":"_xlfn.IFS(Y3453=\"\",0,Y3453>0,(2025-Y3453))","v":0},{"$f":"_xlfn.IFS(Z3453=\"Non-Deficient\",\"Non-Deficient\",Z3453=\"Deficient\",\"Deficient\",AB3453=\"Deficient\",\"Deficient\",Z3453=\"Non-Deficient\",\"Non-Deficient\",AB3453=\"Non-Deficient\",\"Non-Deficient\",P3453=\"\",\"None\",AL3453<0,\"Deficient\",AL3453>10,\"Non-Deficient\")","v":"None"},{"$f":"_xlfn.IFS(H3453=\"LOW WATER CROSSING\",\"Non-Functional\",G3453=\"Natural\",\"Functional\",AA3453=\"Functional\",\"Functional\",AC3453=\"Functional\",\"Functional\",AA3453=\"Non-Functional\",\"Non-Functional\",AC3453=\"Non-Functional\",\"Non-Functional\",AA3453=\"Unknown\",\"Unknown\",AC3453=\"Unknown\",\"Unknown\",AA3453=\"\",\"None\")","v":"None"},{"$f":"_xlfn.IFS(X3453=\"Functionality\",\"Low\",W3453=\"No\",\"Low\",Y3453>=2015,\"High\",Y3453>=1920,\"Low\",W3453=\"\",\"None\",W3453=\"Unknown\",\"None\")","v":"None"},{"$f":"_xlfn.IFS(H3453=\"LOW WATER CROSSING\",\"Unknown\",G3453=\"Natural\",\"None\",AM3453<AN3453,\"High\",AC3453=\"Functional\",\"Low\",AC3453=\"Non-Functional\",\"Low\",W3453=\"No\",\"Low\",W3453=\"Unknown\",\"None\",X3453=\"Deficiency\",\"None\",W3453=\"Yes\",\"High\",W3453=\"\",\"None\")","v":"None"},0,0,0,0,{"$f":"_xlfn.CONCAT(LEFT(H3453,3),\"-\")&IF(H3453=\"-\",0,COUNTIF($H$4:H3453,H3453))","v":"-0"},{"$f":"_xlfn.IFS($H3453<=0,\"-\",AS3453=1,_xlfn.CONCAT(\"FUN_NONDEF\",\"-DCON_\",LEFT(AQ3453,1),\"-FCON_\",LEFT(AR3453,1)),AT3453=1,_xlfn.CONCAT(\"FUN_DEF\",\"-DCON_\",LEFT(AQ3453,1),\"-FCON_\",LEFT(AR3453,1)),AU3453=1,_xlfn.CONCAT(\"NONFUN_NONDEF\",\"-DCON_\",LEFT(AQ3453,1),\"-FCON_\",LEFT(AR3453,1)),AV3453=1,_xlfn.CONCAT(\"NONFUN_DEF\",\"-DCON_\",LEFT(AQ3453,1),\"-FCON_\",LEFT(AR3453,1)),AS3453+AT3453+AU3453+AV3453<1,_xlfn.CONCAT(\"-\"))","v":"-"}]
[null,null,null,null,null,null,null,null,null,null,null,null,null,null,null,null,null,null,null,null,null,0,null,null,null,null,null,null,null,null,null,0,0,0,0,{"$f":"IF(P3462>=1900,2025-P3462,\"Unknown\")","v":"Unknown"},{"$f":"_xlfn.IFS(G3462=\"Natural\",0,H3462=\"\",0,H3462=\"COASTAL-CONSTRUCTED\",0,G3462=\"Constructed\",_xlfn.XLOOKUP($H3462,'Data Categories'!$U$4:$U$25,'Data Categories'!$V$4:V$25))","v":0},{"$f":"_xlfn.IFS(AK3462=\"\",0,AJ3462=\"Unknown\",0,AK3462>1,AK3462-AJ3462,AK3462=0,0)","v":0},{"$f":"_xlfn.IFS(Y3462=\"\",0,Y3462>1920,_xlfn.XLOOKUP($H3462,'Data Categories'!$AE$20:$AE$42,'Data Categories'!$AG$20:$AG$42,0))","v":0},{"$f":"_xlfn.IFS(Y3462=\"\",0,Y3462>0,(2025-Y3462))","v":0},{"$f":"_xlfn.IFS(Z3462=\"Non-Deficient\",\"Non-Deficient\",Z3462=\"Deficient\",\"Deficient\",AB3462=\"Deficient\",\"Deficient\",Z3462=\"Non-Deficient\",\"Non-Deficient\",AB3462=\"Non-Deficient\",\"Non-Deficient\",P3462=\"\",\"None\",AL3462<0,\"Deficient\",AL3462>10,\"Non-Deficient\")","v":"None"},{"$f":"_xlfn.IFS(H3462=\"LOW WATER CROSSING\",\"Non-Functional\",G3462=\"Natural\",\"Functional\",AA3462=\"Functional\",\"Functional\",AC3462=\"Functional\",\"Functional\",AA3462=\"Non-Functional\",\"Non-Functional\",AC3462=\"Non-Functional\",\"Non-Functional\",AA3462=\"Unknown\",\"Unknown\",AC3462=\"Unknown\",\"Unknown\",AA3462=\"\",\"None\")","v":"None"},{"$f":"_xlfn.IFS(X3462=\"Functionality\",\"Low\",W3462=\"No\",\"Low\",Y3462>=2015,\"High\",Y3462>=1920,\"Low\",W3462=\"\",\"None\",W3462=\"Unknown\",\"None\")","v":"None"},{"$f":"_xlfn.IFS(H3462=\"LOW WATER CROSSING\",\"Unknown\",G3462=\"Natural\",\"None\",AM3462<AN3462,\"High\",AC3462=\"Functional\",\"Low\",AC3462=\"Non-Functional\",\"Low\",W3462=\"No\",\"Low\",W3462=\"Unknown\",\"None\",X3462=\"Deficiency\",\"None\",W3462=\"Yes\",\"High\",W3462=\"\",\"None\")","v":"None"},0,0,0,0,{"$f":"_xlfn.CONCAT(LEFT(H3462,3),\"-\")&IF(H3462=\"-\",0,COUNTIF($H$4:H3462,H3462))","v":"-0"},{"$f":"_xlfn.IFS($H3462<=0,\"-\",AS3462=1,_xlfn.CONCAT(\"FUN_NONDEF\",\"-DCON_\",LEFT(AQ3462,1),\"-FCON_\",LEFT(AR3462,1)),AT3462=1,_xlfn.CONCAT(\"FUN_DEF\",\"-DCON_\",LEFT(AQ3462,1),\"-FCON_\",LEFT(AR3462,1)),AU3462=1,_xlfn.CONCAT(\"NONFUN_NONDEF\",\"-DCON_\",LEFT(AQ3462,1),\"-FCON_\",LEFT(AR3462,1)),AV3462=1,_xlfn.CONCAT(\"NONFUN_DEF\",\"-DCON_\",LEFT(AQ3462,1),\"-FCON_\",LEFT(AR3462,1)),AS3462+AT3462+AU3462+AV3462<1,_xlfn.CONCAT(\"-\"))","v":"-"}]
[null,null,null,null,null,null,null,null,null,null,null,null,null,null,null,null,null,null,null,null,null,0,null,null,null,null,null,null,null,null,null,0,0,0,0,"Unknown",{"$f":"_xlfn.IFS(G3471=\"Natural\",0,H3471=\"\",0,H3471=\"COASTAL-CONSTRUCTED\",0,G3471=\"Constructed\",_xlfn.XLOOKUP($H3471,'Data Categories'!$U$4:$U$25,'Data Categories'!$V$4:V$25))","v":0},{"$f":"_xlfn.IFS(AK3471=\"\",0,AJ3471=\"Unknown\",0,AK3471>1,AK3471-AJ3471,AK3471=0,0)","v":0},{"$f":"_xlfn.IFS(Y3471=\"\",0,Y3471>1920,_xlfn.XLOOKUP($H3471,'Data Categories'!$AE$20:$AE$42,'Data Categories'!$AG$20:$AG$42,0))","v":0},{"$f":"_xlfn.IFS(Y3471=\"\",0,Y3471>0,(2025-Y3471))","v":0},{"$f":"_xlfn.IFS(Z3471=\"Non-Deficient\",\"Non-Deficient\",Z3471=\"Deficient\",\"Deficient\",AB3471=\"Deficient\",\"Deficient\",Z3471=\"Non-Deficient\",\"Non-Deficient\",AB3471=\"Non-Deficient\",\"Non-Deficient\",P3471=\"\",\"None\",AL3471<0,\"Deficient\",AL3471>10,\"Non-Deficient\")","v":"None"},{"$f":"_xlfn.IFS(H3471=\"LOW WATER CROSSING\",\"Non-Functional\",G3471=\"Natural\",\"Functional\",AA3471=\"Functional\",\"Functional\",AC3471=\"Functional\",\"Functional\",AA3471=\"Non-Functional\",\"Non-Functional\",AC3471=\"Non-Functional\",\"Non-Functional\",AA3471=\"Unknown\",\"Unknown\",AC3471=\"Unknown\",\"Unknown\",AA3471=\"\",\"None\")","v":"None"},{"$f":"_xlfn.IFS(X3471=\"Functionality\",\"Low\",W3471=\"No\",\"Low\",Y3471>=2015,\"High\",Y3471>=1920,\"Low\",W3471=\"\",\"None\",W3471=\"Unknown\",\"None\")","v":"None"},{"$f":"_xlfn.IFS(H3471=\"LOW WATER CROSSING\",\"Unknown\",G3471=\"Natural\",\"None\",AM3471<AN3471,\"High\",AC3471=\"Functional\",\"Low\",AC3471=\"Non-Functional\",\"Low\",W3471=\"No\",\"Low\",W3471=\"Unknown\",\"None\",X3471=\"Deficiency\",\"None\",W3471=\"Yes\",\"High\",W3471=\"\",\"None\")","v":"None"},0,0,0,0,{"$f":"_xlfn.CONCAT(LEFT(H3471,3),\"-\")&IF(H3471=\"-\",0,COUNTIF($H$4:H3471,H3471))","v":"-0"},{"$f":"_xlfn.IFS($H3471<=0,\"-\",AS3471=1,_xlfn.CONCAT(\"FUN_NONDEF\",\"-DCON_\",LEFT(AQ3471,1),\"-FCON_\",LEFT(AR3471,1)),AT3471=1,_xlfn.CONCAT(\"FUN_DEF\",\"-DCON_\",LEFT(AQ3471,1),\"-FCON_\",LEFT(AR3471,1)),AU3471=1,_xlfn.CONCAT(\"NONFUN_NONDEF\",\"-DCON_\",LEFT(AQ3471,1),\"-FCON_\",LEFT(AR3471,1)),AV3471=1,_xlfn.CONCAT(\"NONFUN_DEF\",\"-DCON_\",LEFT(AQ3471,1),\"-FCON_\",LEFT(AR3471,1)),AS3471+AT3471+AU3471+AV3471<1,_xlfn.CONCAT(\"-\"))","v":"-"}]
[null,null,null,null,null,null,null,null,null,null,null,null,null,null,null,null,null,null,null,null,null,0,null,null,null,null,null,null,null,null,null,0,0,0,0,"Unknown",{"$f":"_xlfn.IFS(G3483=\"Natural\",0,H3483=\"\",0,H3483=\"COASTAL-CONSTRUCTED\",0,G3483=\"Constructed\",_xlfn.XLOOKUP($H3483,'Data Categories'!$U$4:$U$25,'Data Categories'!$V$4:V$25))","v":0},{"$f":"_xlfn.IFS(AK3483=\"\",0,AJ3483=\"Unknown\",0,AK3483>1,AK3483-AJ3483,AK3483=0,0)","v":0},{"$f":"_xlfn.IFS(Y3483=\"\",0,Y3483>1920,_xlfn.XLOOKUP($H3483,'Data Categories'!$AE$20:$AE$42,'Data Categories'!$AG$20:$AG$42,0))","v":0},{"$f":"_xlfn.IFS(Y3483=\"\",0,Y3483>0,(2025-Y3483))","v":0},{"$f":"_xlfn.IFS(Z3483=\"Non-Deficient\",\"Non-Deficient\",Z3483=\"Deficient\",\"Deficient\",AB3483=\"Deficient\",\"Deficient\",Z3483=\"Non-Deficient\",\"Non-Deficient\",AB3483=\"Non-Deficient\",\"Non-Deficient\",P3483=\"\",\"None\",AL3483<0,\"Deficient\",AL3483>10,\"Non-Deficient\")","v":"None"},{"$f":"_xlfn.IFS(H3483=\"LOW WATER CROSSING\",\"Non-Functional\",G3483=\"Natural\",\"Functional\",AA3483=\"Functional\",\"Functional\",AC3483=\"Functional\",\"Functional\",AA3483=\"Non-Functional\",\"Non-Functional\",AC3483=\"Non-Functional\",\"Non-Functional\",AA3483=\"Unknown\",\"Unknown\",AC3483=\"Unknown\",\"Unknown\",AA3483=\"\",\"None\")","v":"None"},{"$f":"_xlfn.IFS(X3483=\"Functionality\",\"Low\",W3483=\"No\",\"Low\",Y3483>=2015,\"High\",Y3483>=1920,\"Low\",W3483=\"\",\"None\",W3483=\"Unknown\",\"None\")","v":"None"},{"$f":"_xlfn.IFS(H3483=\"LOW WATER CROSSING\",\"Unknown\",G3483=\"Natural\",\"None\",AM3483<AN3483,\"High\",AC3483=\"Functional\",\"Low\",AC3483=\"Non-Functional\",\"Low\",W3483=\"No\",\"Low\",W3483=\"Unknown\",\"None\",X3483=\"Deficiency\",\"None\",W3483=\"Yes\",\"High\",W3483=\"\",\"None\")","v":"None"},0,0,0,0,{"$f":"_xlfn.CONCAT(LEFT(H3483,3),\"-\")&IF(H3483=\"-\",0,COUNTIF($H$4:H3483,H3483))","v":"-0"},{"$f":"_xlfn.IFS($H3483<=0,\"-\",AS3483=1,_xlfn.CONCAT(\"FUN_NONDEF\",\"-DCON_\",LEFT(AQ3483,1),\"-FCON_\",LEFT(AR3483,1)),AT3483=1,_xlfn.CONCAT(\"FUN_DEF\",\"-DCON_\",LEFT(AQ3483,1),\"-FCON_\",LEFT(AR3483,1)),AU3483=1,_xlfn.CONCAT(\"NONFUN_NONDEF\",\"-DCON_\",LEFT(AQ3483,1),\"-FCON_\",LEFT(AR3483,1)),AV3483=1,_xlfn.CONCAT(\"NONFUN_DEF\",\"-DCON_\",LEFT(AQ3483,1),\"-FCON_\",LEFT(AR3483,1)),AS3483+AT3483+AU3483+AV3483<1,_xlfn.CONCAT(\"-\"))","v":"-"}]
[null,null,null,null,null,null,null,null,null,null,null,null,null,null,null,null,null,null,null,null,null,0,null,null,null,null,null,null,null,null,null,0,0,0,0,"Unknown",{"$f":"_xlfn.IFS(G3490=\"Natural\",0,H3490=\"\",0,H3490=\"COASTAL-CONSTRUCTED\",0,G3490=\"Constructed\",_xlfn.XLOOKUP($H3490,'Data Categories'!$U$4:$U$25,'Data Categories'!$V$4:V$25))","v":0},{"$f":"_xlfn.IFS(AK3490=\"\",0,AJ3490=\"Unknown\",0,AK3490>1,AK3490-AJ3490,AK3490=0,0)","v":0},{"$f":"_xlfn.IFS(Y3490=\"\",0,Y3490>1920,_xlfn.XLOOKUP($H3490,'Data Categories'!$AE$20:$AE$42,'Data Categories'!$AG$20:$AG$42,0))","v":0},{"$f":"_xlfn.IFS(Y3490=\"\",0,Y3490>0,(2025-Y3490))","v":0},{"$f":"_xlfn.IFS(Z3490=\"Non-Deficient\",\"Non-Deficient\",Z3490=\"Deficient\",\"Deficient\",AB3490=\"Deficient\",\"Deficient\",Z3490=\"Non-Deficient\",\"Non-Deficient\",AB3490=\"Non-Deficient\",\"Non-Deficient\",P3490=\"\",\"None\",AL3490<0,\"Deficient\",AL3490>10,\"Non-Deficient\")","v":"None"},{"$f":"_xlfn.IFS(H3490=\"LOW WATER CROSSING\",\"Non-Functional\",G3490=\"Natural\",\"Functional\",AA3490=\"Functional\",\"Functional\",AC3490=\"Functional\",\"Functional\",AA3490=\"Non-Functional\",\"Non-Functional\",AC3490=\"Non-Functional\",\"Non-Functional\",AA3490=\"Unknown\",\"Unknown\",AC3490=\"Unknown\",\"Unknown\",AA3490=\"\",\"None\")","v":"None"},{"$f":"_xlfn.IFS(X3490=\"Functionality\",\"Low\",W3490=\"No\",\"Low\",Y3490>=2015,\"High\",Y3490>=1920,\"Low\",W3490=\"\",\"None\",W3490=\"Unknown\",\"None\")","v":"None"},{"$f":"_xlfn.IFS(H3490=\"LOW WATER CROSSING\",\"Unknown\",G3490=\"Natural\",\"None\",AM3490<AN3490,\"High\",AC3490=\"Functional\",\"Low\",AC3490=\"Non-Functional\",\"Low\",W3490=\"No\",\"Low\",W3490=\"Unknown\",\"None\",X3490=\"Deficiency\",\"None\",W3490=\"Yes\",\"High\",W3490=\"\",\"None\")","v":"None"},0,0,0,0,{"$f":"_xlfn.CONCAT(LEFT(H3490,3),\"-\")&IF(H3490=\"-\",0,COUNTIF($H$4:H3490,H3490))","v":"-0"},{"$f":"_xlfn.IFS($H3490<=0,\"-\",AS3490=1,_xlfn.CONCAT(\"FUN_NONDEF\",\"-DCON_\",LEFT(AQ3490,1),\"-FCON_\",LEFT(AR3490,1)),AT3490=1,_xlfn.CONCAT(\"FUN_DEF\",\"-DCON_\",LEFT(AQ3490,1),\"-FCON_\",LEFT(AR3490,1)),AU3490=1,_xlfn.CONCAT(\"NONFUN_NONDEF\",\"-DCON_\",LEFT(AQ3490,1),\"-FCON_\",LEFT(AR3490,1)),AV3490=1,_xlfn.CONCAT(\"NONFUN_DEF\",\"-DCON_\",LEFT(AQ3490,1),\"-FCON_\",LEFT(AR3490,1)),AS3490+AT3490+AU3490+AV3490<1,_xlfn.CONCAT(\"-\"))","v":"-"}]
[null,null,null,null,null,null,null,null,null,null,null,null,null,null,null,null,null,null,null,null,null,0,null,null,null,null,null,null,null,null,null,0,0,0,0,"Unknown",{"$f":"_xlfn.IFS(G3501=\"Natural\",0,H3501=\"\",0,H3501=\"COASTAL-CONSTRUCTED\",0,G3501=\"Constructed\",_xlfn.XLOOKUP($H3501,'Data Categories'!$U$4:$U$25,'Data Categories'!$V$4:V$25))","v":0},{"$f":"_xlfn.IFS(AK3501=\"\",0,AJ3501=\"Unknown\",0,AK3501>1,AK3501-AJ3501,AK3501=0,0)","v":0},{"$f":"_xlfn.IFS(Y3501=\"\",0,Y3501>1920,_xlfn.XLOOKUP($H3501,'Data Categories'!$AE$20:$AE$42,'Data Categories'!$AG$20:$AG$42,0))","v":0},{"$f":"_xlfn.IFS(Y3501=\"\",0,Y3501>0,(2025-Y3501))","v":0},{"$f":"_xlfn.IFS(Z3501=\"Non-Deficient\",\"Non-Deficient\",Z3501=\"Deficient\",\"Deficient\",AB3501=\"Deficient\",\"Deficient\",Z3501=\"Non-Deficient\",\"Non-Deficient\",AB3501=\"Non-Deficient\",\"Non-Deficient\",P3501=\"\",\"None\",AL3501<0,\"Deficient\",AL3501>10,\"Non-Deficient\")","v":"None"},{"$f":"_xlfn.IFS(H3501=\"LOW WATER CROSSING\",\"Non-Functional\",G3501=\"Natural\",\"Functional\",AA3501=\"Functional\",\"Functional\",AC3501=\"Functional\",\"Functional\",AA3501=\"Non-Functional\",\"Non-Functional\",AC3501=\"Non-Functional\",\"Non-Functional\",AA3501=\"Unknown\",\"Unknown\",AC3501=\"Unknown\",\"Unknown\",AA3501=\"\",\"None\")","v":"None"},{"$f":"_xlfn.IFS(X3501=\"Functionality\",\"Low\",W3501=\"No\",\"Low\",Y3501>=2015,\"High\",Y3501>=1920,\"Low\",W3501=\"\",\"None\",W3501=\"Unknown\",\"None\")","v":"None"},{"$f":"_xlfn.IFS(H3501=\"LOW WATER CROSSING\",\"Unknown\",G3501=\"Natural\",\"None\",AM3501<AN3501,\"High\",AC3501=\"Functional\",\"Low\",AC3501=\"Non-Functional\",\"Low\",W3501=\"No\",\"Low\",W3501=\"Unknown\",\"None\",X3501=\"Deficiency\",\"None\",W3501=\"Yes\",\"High\",W3501=\"\",\"None\")","v":"None"},0,0,0,0,{"$f":"_xlfn.CONCAT(LEFT(H3501,3),\"-\")&IF(H3501=\"-\",0,COUNTIF($H$4:H3501,H3501))","v":"-0"},{"$f":"_xlfn.IFS($H3501<=0,\"-\",AS3501=1,_xlfn.CONCAT(\"FUN_NONDEF\",\"-DCON_\",LEFT(AQ3501,1),\"-FCON_\",LEFT(AR3501,1)),AT3501=1,_xlfn.CONCAT(\"FUN_DEF\",\"-DCON_\",LEFT(AQ3501,1),\"-FCON_\",LEFT(AR3501,1)),AU3501=1,_xlfn.CONCAT(\"NONFUN_NONDEF\",\"-DCON_\",LEFT(AQ3501,1),\"-FCON_\",LEFT(AR3501,1)),AV3501=1,_xlfn.CONCAT(\"NONFUN_DEF\",\"-DCON_\",LEFT(AQ3501,1),\"-FCON_\",LEFT(AR3501,1)),AS3501+AT3501+AU3501+AV3501<1,_xlfn.CONCAT(\"-\"))","v":"-"}]
[null,null,null,null,null,null,null,null,null,null,null,null,null,null,null,null,null,null,null,null,null,0,null,null,null,null,null,null,null,null,null,0,0,0,0,"Unknown",{"$f":"_xlfn.IFS(G3508=\"Natural\",0,H3508=\"\",0,H3508=\"COASTAL-CONSTRUCTED\",0,G3508=\"Constructed\",_xlfn.XLOOKUP($H3508,'Data Categories'!$U$4:$U$25,'Data Categories'!$V$4:V$25))","v":0},{"$f":"_xlfn.IFS(AK3508=\"\",0,AJ3508=\"Unknown\",0,AK3508>1,AK3508-AJ3508,AK3508=0,0)","v":0},{"$f":"_xlfn.IFS(Y3508=\"\",0,Y3508>1920,_xlfn.XLOOKUP($H3508,'Data Categories'!$AE$20:$AE$42,'Data Categories'!$AG$20:$AG$42,0))","v":0},{"$f":"_xlfn.IFS(Y3508=\"\",0,Y3508>0,(2025-Y3508))","v":0},{"$f":"_xlfn.IFS(Z3508=\"Non-Deficient\",\"Non-Deficient\",Z3508=\"Deficient\",\"Deficient\",AB3508=\"Deficient\",\"Deficient\",Z3508=\"Non-Deficient\",\"Non-Deficient\",AB3508=\"Non-Deficient\",\"Non-Deficient\",P3508=\"\",\"None\",AL3508<0,\"Deficient\",AL3508>10,\"Non-Deficient\")","v":"None"},{"$f":"_xlfn.IFS(H3508=\"LOW WATER CROSSING\",\"Non-Functional\",G3508=\"Natural\",\"Functional\",AA3508=\"Functional\",\"Functional\",AC3508=\"Functional\",\"Functional\",AA3508=\"Non-Functional\",\"Non-Functional\",AC3508=\"Non-Functional\",\"Non-Functional\",AA3508=\"Unknown\",\"Unknown\",AC3508=\"Unknown\",\"Unknown\",AA3508=\"\",\"None\")","v":"None"},{"$f":"_xlfn.IFS(X3508=\"Functionality\",\"Low\",W3508=\"No\",\"Low\",Y3508>=2015,\"High\",Y3508>=1920,\"Low\",W3508=\"\",\"None\",W3508=\"Unknown\",\"None\")","v":"None"},{"$f":"_xlfn.IFS(H3508=\"LOW WATER CROSSING\",\"Unknown\",G3508=\"Natural\",\"None\",AM3508<AN3508,\"High\",AC3508=\"Functional\",\"Low\",AC3508=\"Non-Functional\",\"Low\",W3508=\"No\",\"Low\",W3508=\"Unknown\",\"None\",X3508=\"Deficiency\",\"None\",W3508=\"Yes\",\"High\",W3508=\"\",\"None\")","v":"None"},0,0,0,0,{"$f":"_xlfn.CONCAT(LEFT(H3508,3),\"-\")&IF(H3508=\"-\",0,COUNTIF($H$4:H3508,H3508))","v":"-0"},{"$f":"_xlfn.IFS($H3508<=0,\"-\",AS3508=1,_xlfn.CONCAT(\"FUN_NONDEF\",\"-DCON_\",LEFT(AQ3508,1),\"-FCON_\",LEFT(AR3508,1)),AT3508=1,_xlfn.CONCAT(\"FUN_DEF\",\"-DCON_\",LEFT(AQ3508,1),\"-FCON_\",LEFT(AR3508,1)),AU3508=1,_xlfn.CONCAT(\"NONFUN_NONDEF\",\"-DCON_\",LEFT(AQ3508,1),\"-FCON_\",LEFT(AR3508,1)),AV3508=1,_xlfn.CONCAT(\"NONFUN_DEF\",\"-DCON_\",LEFT(AQ3508,1),\"-FCON_\",LEFT(AR3508,1)),AS3508+AT3508+AU3508+AV3508<1,_xlfn.CONCAT(\"-\"))","v":"-"}]
[null,null,null,null,null,null,null,null,null,null,null,null,null,null,null,null,null,null,null,null,null,0,null,null,null,null,null,null,null,null,null,0,0,0,0,"Unknown",{"$f":"_xlfn.IFS(G3511=\"Natural\",0,H3511=\"\",0,H3511=\"COASTAL-CONSTRUCTED\",0,G3511=\"Constructed\",_xlfn.XLOOKUP($H3511,'Data Categories'!$U$4:$U$25,'Data Categories'!$V$4:V$25))","v":0},{"$f":"_xlfn.IFS(AK3511=\"\",0,AJ3511=\"Unknown\",0,AK3511>1,AK3511-AJ3511,AK3511=0,0)","v":0},{"$f":"_xlfn.IFS(Y3511=\"\",0,Y3511>1920,_xlfn.XLOOKUP($H3511,'Data Categories'!$AE$20:$AE$42,'Data Categories'!$AG$20:$AG$42,0))","v":0},{"$f":"_xlfn.IFS(Y3511=\"\",0,Y3511>0,(2025-Y3511))","v":0},{"$f":"_xlfn.IFS(Z3511=\"Non-Deficient\",\"Non-Deficient\",Z3511=\"Deficient\",\"Deficient\",AB3511=\"Deficient\",\"Deficient\",Z3511=\"Non-Deficient\",\"Non-Deficient\",AB3511=\"Non-Deficient\",\"Non-Deficient\",P3511=\"\",\"None\",AL3511<0,\"Deficient\",AL3511>10,\"Non-Deficient\")","v":"None"},{"$f":"_xlfn.IFS(H3511=\"LOW WATER CROSSING\",\"Non-Functional\",G3511=\"Natural\",\"Functional\",AA3511=\"Functional\",\"Functional\",AC3511=\"Functional\",\"Functional\",AA3511=\"Non-Functional\",\"Non-Functional\",AC3511=\"Non-Functional\",\"Non-Functional\",AA3511=\"Unknown\",\"Unknown\",AC3511=\"Unknown\",\"Unknown\",AA3511=\"\",\"None\")","v":"None"},{"$f":"_xlfn.IFS(X3511=\"Functionality\",\"Low\",W3511=\"No\",\"Low\",Y3511>=2015,\"High\",Y3511>=1920,\"Low\",W3511=\"\",\"None\",W3511=\"Unknown\",\"None\")","v":"None"},{"$f":"_xlfn.IFS(H3511=\"LOW WATER CROSSING\",\"Unknown\",G3511=\"Natural\",\"None\",AM3511<AN3511,\"High\",AC3511=\"Functional\",\"Low\",AC3511=\"Non-Functional\",\"Low\",W3511=\"No\",\"Low\",W3511=\"Unknown\",\"None\",X3511=\"Deficiency\",\"None\",W3511=\"Yes\",\"High\",W3511=\"\",\"None\")","v":"None"},0,0,0,0,{"$f":"_xlfn.CONCAT(LEFT(H3511,3),\"-\")&IF(H3511=\"-\",0,COUNTIF($H$4:H3511,H3511))","v":"-0"},{"$f":"_xlfn.IFS($H3511<=0,\"-\",AS3511=1,_xlfn.CONCAT(\"FUN_NONDEF\",\"-DCON_\",LEFT(AQ3511,1),\"-FCON_\",LEFT(AR3511,1)),AT3511=1,_xlfn.CONCAT(\"FUN_DEF\",\"-DCON_\",LEFT(AQ3511,1),\"-FCON_\",LEFT(AR3511,1)),AU3511=1,_xlfn.CONCAT(\"NONFUN_NONDEF\",\"-DCON_\",LEFT(AQ3511,1),\"-FCON_\",LEFT(AR3511,1)),AV3511=1,_xlfn.CONCAT(\"NONFUN_DEF\",\"-DCON_\",LEFT(AQ3511,1),\"-FCON_\",LEFT(AR3511,1)),AS3511+AT3511+AU3511+AV3511<1,_xlfn.CONCAT(\"-\"))","v":"-"}]
[null,null,null,null,null,null,null,null,null,null,null,null,null,null,null,null,null,null,null,null,null,0,null,null,null,null,null,null,null,null,null,0,0,0,0,"Unknown",{"$f":"_xlfn.IFS(G3523=\"Natural\",0,H3523=\"\",0,H3523=\"COASTAL-CONSTRUCTED\",0,G3523=\"Constructed\",_xlfn.XLOOKUP($H3523,'Data Categories'!$U$4:$U$25,'Data Categories'!$V$4:V$25))","v":0},{"$f":"_xlfn.IFS(AK3523=\"\",0,AJ3523=\"Unknown\",0,AK3523>1,AK3523-AJ3523,AK3523=0,0)","v":0},{"$f":"_xlfn.IFS(Y3523=\"\",0,Y3523>1920,_xlfn.XLOOKUP($H3523,'Data Categories'!$AE$20:$AE$42,'Data Categories'!$AG$20:$AG$42,0))","v":0},{"$f":"_xlfn.IFS(Y3523=\"\",0,Y3523>0,(2025-Y3523))","v":0},{"$f":"_xlfn.IFS(Z3523=\"Non-Deficient\",\"Non-Deficient\",Z3523=\"Deficient\",\"Deficient\",AB3523=\"Deficient\",\"Deficient\",Z3523=\"Non-Deficient\",\"Non-Deficient\",AB3523=\"Non-Deficient\",\"Non-Deficient\",P3523=\"\",\"None\",AL3523<0,\"Deficient\",AL3523>10,\"Non-Deficient\")","v":"None"},{"$f":"_xlfn.IFS(H3523=\"LOW WATER CROSSING\",\"Non-Functional\",G3523=\"Natural\",\"Functional\",AA3523=\"Functional\",\"Functional\",AC3523=\"Functional\",\"Functional\",AA3523=\"Non-Functional\",\"Non-Functional\",AC3523=\"Non-Functional\",\"Non-Functional\",AA3523=\"Unknown\",\"Unknown\",AC3523=\"Unknown\",\"Unknown\",AA3523=\"\",\"None\")","v":"None"},{"$f":"_xlfn.IFS(X3523=\"Functionality\",\"Low\",W3523=\"No\",\"Low\",Y3523>=2015,\"High\",Y3523>=1920,\"Low\",W3523=\"\",\"None\",W3523=\"Unknown\",\"None\")","v":"None"},{"$f":"_xlfn.IFS(H3523=\"LOW WATER CROSSING\",\"Unknown\",G3523=\"Natural\",\"None\",AM3523<AN3523,\"High\",AC3523=\"Functional\",\"Low\",AC3523=\"Non-Functional\",\"Low\",W3523=\"No\",\"Low\",W3523=\"Unknown\",\"None\",X3523=\"Deficiency\",\"None\",W3523=\"Yes\",\"High\",W3523=\"\",\"None\")","v":"None"},0,0,0,0,{"$f":"_xlfn.CONCAT(LEFT(H3523,3),\"-\")&IF(H3523=\"-\",0,COUNTIF($H$4:H3523,H3523))","v":"-0"},{"$f":"_xlfn.IFS($H3523<=0,\"-\",AS3523=1,_xlfn.CONCAT(\"FUN_NONDEF\",\"-DCON_\",LEFT(AQ3523,1),\"-FCON_\",LEFT(AR3523,1)),AT3523=1,_xlfn.CONCAT(\"FUN_DEF\",\"-DCON_\",LEFT(AQ3523,1),\"-FCON_\",LEFT(AR3523,1)),AU3523=1,_xlfn.CONCAT(\"NONFUN_NONDEF\",\"-DCON_\",LEFT(AQ3523,1),\"-FCON_\",LEFT(AR3523,1)),AV3523=1,_xlfn.CONCAT(\"NONFUN_DEF\",\"-DCON_\",LEFT(AQ3523,1),\"-FCON_\",LEFT(AR3523,1)),AS3523+AT3523+AU3523+AV3523<1,_xlfn.CONCAT(\"-\"))","v":"-"}]
[null,null,null,null,null,null,null,null,null,null,null,null,null,null,null,null,null,null,null,null,null,0,null,null,null,null,null,null,null,null,null,0,0,0,0,"Unknown",{"$f":"_xlfn.IFS(G3532=\"Natural\",0,H3532=\"\",0,H3532=\"COASTAL-CONSTRUCTED\",0,G3532=\"Constructed\",_xlfn.XLOOKUP($H3532,'Data Categories'!$U$4:$U$25,'Data Categories'!$V$4:V$25))","v":0},{"$f":"_xlfn.IFS(AK3532=\"\",0,AJ3532=\"Unknown\",0,AK3532>1,AK3532-AJ3532,AK3532=0,0)","v":0},{"$f":"_xlfn.IFS(Y3532=\"\",0,Y3532>1920,_xlfn.XLOOKUP($H3532,'Data Categories'!$AE$20:$AE$42,'Data Categories'!$AG$20:$AG$42,0))","v":0},{"$f":"_xlfn.IFS(Y3532=\"\",0,Y3532>0,(2025-Y3532))","v":0},{"$f":"_xlfn.IFS(Z3532=\"Non-Deficient\",\"Non-Deficient\",Z3532=\"Deficient\",\"Deficient\",AB3532=\"Deficient\",\"Deficient\",Z3532=\"Non-Deficient\",\"Non-Deficient\",AB3532=\"Non-Deficient\",\"Non-Deficient\",P3532=\"\",\"None\",AL3532<0,\"Deficient\",AL3532>10,\"Non-Deficient\")","v":"None"},{"$f":"_xlfn.IFS(H3532=\"LOW WATER CROSSING\",\"Non-Functional\",G3532=\"Natural\",\"Functional\",AA3532=\"Functional\",\"Functional\",AC3532=\"Functional\",\"Functional\",AA3532=\"Non-Functional\",\"Non-Functional\",AC3532=\"Non-Functional\",\"Non-Functional\",AA3532=\"Unknown\",\"Unknown\",AC3532=\"Unknown\",\"Unknown\",AA3532=\"\",\"None\")","v":"None"},{"$f":"_xlfn.IFS(X3532=\"Functionality\",\"Low\",W3532=\"No\",\"Low\",Y3532>=2015,\"High\",Y3532>=1920,\"Low\",W3532=\"\",\"None\",W3532=\"Unknown\",\"None\")","v":"None"},{"$f":"_xlfn.IFS(H3532=\"LOW WATER CROSSING\",\"Unknown\",G3532=\"Natural\",\"None\",AM3532<AN3532,\"High\",AC3532=\"Functional\",\"Low\",AC3532=\"Non-Functional\",\"Low\",W3532=\"No\",\"Low\",W3532=\"Unknown\",\"None\",X3532=\"Deficiency\",\"None\",W3532=\"Yes\",\"High\",W3532=\"\",\"None\")","v":"None"},0,0,0,0,{"$f":"_xlfn.CONCAT(LEFT(H3532,3),\"-\")&IF(H3532=\"-\",0,COUNTIF($H$4:H3532,H3532))","v":"-0"},{"$f":"_xlfn.IFS($H3532<=0,\"-\",AS3532=1,_xlfn.CONCAT(\"FUN_NONDEF\",\"-DCON_\",LEFT(AQ3532,1),\"-FCON_\",LEFT(AR3532,1)),AT3532=1,_xlfn.CONCAT(\"FUN_DEF\",\"-DCON_\",LEFT(AQ3532,1),\"-FCON_\",LEFT(AR3532,1)),AU3532=1,_xlfn.CONCAT(\"NONFUN_NONDEF\",\"-DCON_\",LEFT(AQ3532,1),\"-FCON_\",LEFT(AR3532,1)),AV3532=1,_xlfn.CONCAT(\"NONFUN_DEF\",\"-DCON_\",LEFT(AQ3532,1),\"-FCON_\",LEFT(AR3532,1)),AS3532+AT3532+AU3532+AV3532<1,_xlfn.CONCAT(\"-\"))","v":"-"}]
[null,null,null,null,null,null,null,null,null,null,null,null,null,null,null,null,null,null,null,null,null,0,null,null,null,null,null,null,null,null,null,0,0,0,0,"Unknown",{"$f":"_xlfn.IFS(G3541=\"Natural\",0,H3541=\"\",0,H3541=\"COASTAL-CONSTRUCTED\",0,G3541=\"Constructed\",_xlfn.XLOOKUP($H3541,'Data Categories'!$U$4:$U$25,'Data Categories'!$V$4:V$25))","v":0},{"$f":"_xlfn.IFS(AK3541=\"\",0,AJ3541=\"Unknown\",0,AK3541>1,AK3541-AJ3541,AK3541=0,0)","v":0},{"$f":"_xlfn.IFS(Y3541=\"\",0,Y3541>1920,_xlfn.XLOOKUP($H3541,'Data Categories'!$AE$20:$AE$42,'Data Categories'!$AG$20:$AG$42,0))","v":0},{"$f":"_xlfn.IFS(Y3541=\"\",0,Y3541>0,(2025-Y3541))","v":0},{"$f":"_xlfn.IFS(Z3541=\"Non-Deficient\",\"Non-Deficient\",Z3541=\"Deficient\",\"Deficient\",AB3541=\"Deficient\",\"Deficient\",Z3541=\"Non-Deficient\",\"Non-Deficient\",AB3541=\"Non-Deficient\",\"Non-Deficient\",P3541=\"\",\"None\",AL3541<0,\"Deficient\",AL3541>10,\"Non-Deficient\")","v":"None"},{"$f":"_xlfn.IFS(H3541=\"LOW WATER CROSSING\",\"Non-Functional\",G3541=\"Natural\",\"Functional\",AA3541=\"Functional\",\"Functional\",AC3541=\"Functional\",\"Functional\",AA3541=\"Non-Functional\",\"Non-Functional\",AC3541=\"Non-Functional\",\"Non-Functional\",AA3541=\"Unknown\",\"Unknown\",AC3541=\"Unknown\",\"Unknown\",AA3541=\"\",\"None\")","v":"None"},{"$f":"_xlfn.IFS(X3541=\"Functionality\",\"Low\",W3541=\"No\",\"Low\",Y3541>=2015,\"High\",Y3541>=1920,\"Low\",W3541=\"\",\"None\",W3541=\"Unknown\",\"None\")","v":"None"},{"$f":"_xlfn.IFS(H3541=\"LOW WATER CROSSING\",\"Unknown\",G3541=\"Natural\",\"None\",AM3541<AN3541,\"High\",AC3541=\"Functional\",\"Low\",AC3541=\"Non-Functional\",\"Low\",W3541=\"No\",\"Low\",W3541=\"Unknown\",\"None\",X3541=\"Deficiency\",\"None\",W3541=\"Yes\",\"High\",W3541=\"\",\"None\")","v":"None"},0,0,0,0,{"$f":"_xlfn.CONCAT(LEFT(H3541,3),\"-\")&IF(H3541=\"-\",0,COUNTIF($H$4:H3541,H3541))","v":"-0"},{"$f":"_xlfn.IFS($H3541<=0,\"-\",AS3541=1,_xlfn.CONCAT(\"FUN_NONDEF\",\"-DCON_\",LEFT(AQ3541,1),\"-FCON_\",LEFT(AR3541,1)),AT3541=1,_xlfn.CONCAT(\"FUN_DEF\",\"-DCON_\",LEFT(AQ3541,1),\"-FCON_\",LEFT(AR3541,1)),AU3541=1,_xlfn.CONCAT(\"NONFUN_NONDEF\",\"-DCON_\",LEFT(AQ3541,1),\"-FCON_\",LEFT(AR3541,1)),AV3541=1,_xlfn.CONCAT(\"NONFUN_DEF\",\"-DCON_\",LEFT(AQ3541,1),\"-FCON_\",LEFT(AR3541,1)),AS3541+AT3541+AU3541+AV3541<1,_xlfn.CONCAT(\"-\"))","v":"-"}]
[null,null,null,null,null,null,null,null,null,null,null,null,null,null,null,null,null,null,null,null,null,0,null,null,null,null,null,null,null,null,null,0,0,0,0,"Unknown",{"$f":"_xlfn.IFS(G3553=\"Natural\",0,H3553=\"\",0,H3553=\"COASTAL-CONSTRUCTED\",0,G3553=\"Constructed\",_xlfn.XLOOKUP($H3553,'Data Categories'!$U$4:$U$25,'Data Categories'!$V$4:V$25))","v":0},{"$f":"_xlfn.IFS(AK3553=\"\",0,AJ3553=\"Unknown\",0,AK3553>1,AK3553-AJ3553,AK3553=0,0)","v":0},{"$f":"_xlfn.IFS(Y3553=\"\",0,Y3553>1920,_xlfn.XLOOKUP($H3553,'Data Categories'!$AE$20:$AE$42,'Data Categories'!$AG$20:$AG$42,0))","v":0},{"$f":"_xlfn.IFS(Y3553=\"\",0,Y3553>0,(2025-Y3553))","v":0},{"$f":"_xlfn.IFS(Z3553=\"Non-Deficient\",\"Non-Deficient\",Z3553=\"Deficient\",\"Deficient\",AB3553=\"Deficient\",\"Deficient\",Z3553=\"Non-Deficient\",\"Non-Deficient\",AB3553=\"Non-Deficient\",\"Non-Deficient\",P3553=\"\",\"None\",AL3553<0,\"Deficient\",AL3553>10,\"Non-Deficient\")","v":"None"},{"$f":"_xlfn.IFS(H3553=\"LOW WATER CROSSING\",\"Non-Functional\",G3553=\"Natural\",\"Functional\",AA3553=\"Functional\",\"Functional\",AC3553=\"Functional\",\"Functional\",AA3553=\"Non-Functional\",\"Non-Functional\",AC3553=\"Non-Functional\",\"Non-Functional\",AA3553=\"Unknown\",\"Unknown\",AC3553=\"Unknown\",\"Unknown\",AA3553=\"\",\"None\")","v":"None"},{"$f":"_xlfn.IFS(X3553=\"Functionality\",\"Low\",W3553=\"No\",\"Low\",Y3553>=2015,\"High\",Y3553>=1920,\"Low\",W3553=\"\",\"None\",W3553=\"Unknown\",\"None\")","v":"None"},{"$f":"_xlfn.IFS(H3553=\"LOW WATER CROSSING\",\"Unknown\",G3553=\"Natural\",\"None\",AM3553<AN3553,\"High\",AC3553=\"Functional\",\"Low\",AC3553=\"Non-Functional\",\"Low\",W3553=\"No\",\"Low\",W3553=\"Unknown\",\"None\",X3553=\"Deficiency\",\"None\",W3553=\"Yes\",\"High\",W3553=\"\",\"None\")","v":"None"},0,0,0,0,{"$f":"_xlfn.CONCAT(LEFT(H3553,3),\"-\")&IF(H3553=\"-\",0,COUNTIF($H$4:H3553,H3553))","v":"-0"},{"$f":"_xlfn.IFS($H3553<=0,\"-\",AS3553=1,_xlfn.CONCAT(\"FUN_NONDEF\",\"-DCON_\",LEFT(AQ3553,1),\"-FCON_\",LEFT(AR3553,1)),AT3553=1,_xlfn.CONCAT(\"FUN_DEF\",\"-DCON_\",LEFT(AQ3553,1),\"-FCON_\",LEFT(AR3553,1)),AU3553=1,_xlfn.CONCAT(\"NONFUN_NONDEF\",\"-DCON_\",LEFT(AQ3553,1),\"-FCON_\",LEFT(AR3553,1)),AV3553=1,_xlfn.CONCAT(\"NONFUN_DEF\",\"-DCON_\",LEFT(AQ3553,1),\"-FCON_\",LEFT(AR3553,1)),AS3553+AT3553+AU3553+AV3553<1,_xlfn.CONCAT(\"-\"))","v":"-"}]
[null,null,null,null,null,null,null,null,null,null,null,null,null,null,null,null,null,null,null,null,null,0,null,null,null,null,null,null,null,null,null,0,0,0,0,"Unknown",{"$f":"_xlfn.IFS(G3560=\"Natural\",0,H3560=\"\",0,H3560=\"COASTAL-CONSTRUCTED\",0,G3560=\"Constructed\",_xlfn.XLOOKUP($H3560,'Data Categories'!$U$4:$U$25,'Data Categories'!$V$4:V$25))","v":0},{"$f":"_xlfn.IFS(AK3560=\"\",0,AJ3560=\"Unknown\",0,AK3560>1,AK3560-AJ3560,AK3560=0,0)","v":0},{"$f":"_xlfn.IFS(Y3560=\"\",0,Y3560>1920,_xlfn.XLOOKUP($H3560,'Data Categories'!$AE$20:$AE$42,'Data Categories'!$AG$20:$AG$42,0))","v":0},{"$f":"_xlfn.IFS(Y3560=\"\",0,Y3560>0,(2025-Y3560))","v":0},{"$f":"_xlfn.IFS(Z3560=\"Non-Deficient\",\"Non-Deficient\",Z3560=\"Deficient\",\"Deficient\",AB3560=\"Deficient\",\"Deficient\",Z3560=\"Non-Deficient\",\"Non-Deficient\",AB3560=\"Non-Deficient\",\"Non-Deficient\",P3560=\"\",\"None\",AL3560<0,\"Deficient\",AL3560>10,\"Non-Deficient\")","v":"None"},{"$f":"_xlfn.IFS(H3560=\"LOW WATER CROSSING\",\"Non-Functional\",G3560=\"Natural\",\"Functional\",AA3560=\"Functional\",\"Functional\",AC3560=\"Functional\",\"Functional\",AA3560=\"Non-Functional\",\"Non-Functional\",AC3560=\"Non-Functional\",\"Non-Functional\",AA3560=\"Unknown\",\"Unknown\",AC3560=\"Unknown\",\"Unknown\",AA3560=\"\",\"None\")","v":"None"},{"$f":"_xlfn.IFS(X3560=\"Functionality\",\"Low\",W3560=\"No\",\"Low\",Y3560>=2015,\"High\",Y3560>=1920,\"Low\",W3560=\"\",\"None\",W3560=\"Unknown\",\"None\")","v":"None"},{"$f":"_xlfn.IFS(H3560=\"LOW WATER CROSSING\",\"Unknown\",G3560=\"Natural\",\"None\",AM3560<AN3560,\"High\",AC3560=\"Functional\",\"Low\",AC3560=\"Non-Functional\",\"Low\",W3560=\"No\",\"Low\",W3560=\"Unknown\",\"None\",X3560=\"Deficiency\",\"None\",W3560=\"Yes\",\"High\",W3560=\"\",\"None\")","v":"None"},0,0,0,0,{"$f":"_xlfn.CONCAT(LEFT(H3560,3),\"-\")&IF(H3560=\"-\",0,COUNTIF($H$4:H3560,H3560))","v":"-0"},{"$f":"_xlfn.IFS($H3560<=0,\"-\",AS3560=1,_xlfn.CONCAT(\"FUN_NONDEF\",\"-DCON_\",LEFT(AQ3560,1),\"-FCON_\",LEFT(AR3560,1)),AT3560=1,_xlfn.CONCAT(\"FUN_DEF\",\"-DCON_\",LEFT(AQ3560,1),\"-FCON_\",LEFT(AR3560,1)),AU3560=1,_xlfn.CONCAT(\"NONFUN_NONDEF\",\"-DCON_\",LEFT(AQ3560,1),\"-FCON_\",LEFT(AR3560,1)),AV3560=1,_xlfn.CONCAT(\"NONFUN_DEF\",\"-DCON_\",LEFT(AQ3560,1),\"-FCON_\",LEFT(AR3560,1)),AS3560+AT3560+AU3560+AV3560<1,_xlfn.CONCAT(\"-\"))","v":"-"}]
[null,null,null,null,null,null,null,null,null,null,null,null,null,null,null,null,null,null,null,null,null,0,null,null,null,null,null,null,null,null,null,0,0,0,0,"Unknown",{"$f":"_xlfn.IFS(G3571=\"Natural\",0,H3571=\"\",0,H3571=\"COASTAL-CONSTRUCTED\",0,G3571=\"Constructed\",_xlfn.XLOOKUP($H3571,'Data Categories'!$U$4:$U$25,'Data Categories'!$V$4:V$25))","v":0},{"$f":"_xlfn.IFS(AK3571=\"\",0,AJ3571=\"Unknown\",0,AK3571>1,AK3571-AJ3571,AK3571=0,0)","v":0},{"$f":"_xlfn.IFS(Y3571=\"\",0,Y3571>1920,_xlfn.XLOOKUP($H3571,'Data Categories'!$AE$20:$AE$42,'Data Categories'!$AG$20:$AG$42,0))","v":0},{"$f":"_xlfn.IFS(Y3571=\"\",0,Y3571>0,(2025-Y3571))","v":0},{"$f":"_xlfn.IFS(Z3571=\"Non-Deficient\",\"Non-Deficient\",Z3571=\"Deficient\",\"Deficient\",AB3571=\"Deficient\",\"Deficient\",Z3571=\"Non-Deficient\",\"Non-Deficient\",AB3571=\"Non-Deficient\",\"Non-Deficient\",P3571=\"\",\"None\",AL3571<0,\"Deficient\",AL3571>10,\"Non-Deficient\")","v":"None"},{"$f":"_xlfn.IFS(H3571=\"LOW WATER CROSSING\",\"Non-Functional\",G3571=\"Natural\",\"Functional\",AA3571=\"Functional\",\"Functional\",AC3571=\"Functional\",\"Functional\",AA3571=\"Non-Functional\",\"Non-Functional\",AC3571=\"Non-Functional\",\"Non-Functional\",AA3571=\"Unknown\",\"Unknown\",AC3571=\"Unknown\",\"Unknown\",AA3571=\"\",\"None\")","v":"None"},{"$f":"_xlfn.IFS(X3571=\"Functionality\",\"Low\",W3571=\"No\",\"Low\",Y3571>=2015,\"High\",Y3571>=1920,\"Low\",W3571=\"\",\"None\",W3571=\"Unknown\",\"None\")","v":"None"},{"$f":"_xlfn.IFS(H3571=\"LOW WATER CROSSING\",\"Unknown\",G3571=\"Natural\",\"None\",AM3571<AN3571,\"High\",AC3571=\"Functional\",\"Low\",AC3571=\"Non-Functional\",\"Low\",W3571=\"No\",\"Low\",W3571=\"Unknown\",\"None\",X3571=\"Deficiency\",\"None\",W3571=\"Yes\",\"High\",W3571=\"\",\"None\")","v":"None"},0,0,0,0,{"$f":"_xlfn.CONCAT(LEFT(H3571,3),\"-\")&IF(H3571=\"-\",0,COUNTIF($H$4:H3571,H3571))","v":"-0"},{"$f":"_xlfn.IFS($H3571<=0,\"-\",AS3571=1,_xlfn.CONCAT(\"FUN_NONDEF\",\"-DCON_\",LEFT(AQ3571,1),\"-FCON_\",LEFT(AR3571,1)),AT3571=1,_xlfn.CONCAT(\"FUN_DEF\",\"-DCON_\",LEFT(AQ3571,1),\"-FCON_\",LEFT(AR3571,1)),AU3571=1,_xlfn.CONCAT(\"NONFUN_NONDEF\",\"-DCON_\",LEFT(AQ3571,1),\"-FCON_\",LEFT(AR3571,1)),AV3571=1,_xlfn.CONCAT(\"NONFUN_DEF\",\"-DCON_\",LEFT(AQ3571,1),\"-FCON_\",LEFT(AR3571,1)),AS3571+AT3571+AU3571+AV3571<1,_xlfn.CONCAT(\"-\"))","v":"-"}]
[null,null,null,null,null,null,null,null,null,null,null,null,null,null,null,null,null,null,null,null,null,0,null,null,null,null,null,null,null,null,null,0,0,0,0,"Unknown",{"$f":"_xlfn.IFS(G3578=\"Natural\",0,H3578=\"\",0,H3578=\"COASTAL-CONSTRUCTED\",0,G3578=\"Constructed\",_xlfn.XLOOKUP($H3578,'Data Categories'!$U$4:$U$25,'Data Categories'!$V$4:V$25))","v":0},{"$f":"_xlfn.IFS(AK3578=\"\",0,AJ3578=\"Unknown\",0,AK3578>1,AK3578-AJ3578,AK3578=0,0)","v":0},{"$f":"_xlfn.IFS(Y3578=\"\",0,Y3578>1920,_xlfn.XLOOKUP($H3578,'Data Categories'!$AE$20:$AE$42,'Data Categories'!$AG$20:$AG$42,0))","v":0},{"$f":"_xlfn.IFS(Y3578=\"\",0,Y3578>0,(2025-Y3578))","v":0},{"$f":"_xlfn.IFS(Z3578=\"Non-Deficient\",\"Non-Deficient\",Z3578=\"Deficient\",\"Deficient\",AB3578=\"Deficient\",\"Deficient\",Z3578=\"Non-Deficient\",\"Non-Deficient\",AB3578=\"Non-Deficient\",\"Non-Deficient\",P3578=\"\",\"None\",AL3578<0,\"Deficient\",AL3578>10,\"Non-Deficient\")","v":"None"},{"$f":"_xlfn.IFS(H3578=\"LOW WATER CROSSING\",\"Non-Functional\",G3578=\"Natural\",\"Functional\",AA3578=\"Functional\",\"Functional\",AC3578=\"Functional\",\"Functional\",AA3578=\"Non-Functional\",\"Non-Functional\",AC3578=\"Non-Functional\",\"Non-Functional\",AA3578=\"Unknown\",\"Unknown\",AC3578=\"Unknown\",\"Unknown\",AA3578=\"\",\"None\")","v":"None"},{"$f":"_xlfn.IFS(X3578=\"Functionality\",\"Low\",W3578=\"No\",\"Low\",Y3578>=2015,\"High\",Y3578>=1920,\"Low\",W3578=\"\",\"None\",W3578=\"Unknown\",\"None\")","v":"None"},{"$f":"_xlfn.IFS(H3578=\"LOW WATER CROSSING\",\"Unknown\",G3578=\"Natural\",\"None\",AM3578<AN3578,\"High\",AC3578=\"Functional\",\"Low\",AC3578=\"Non-Functional\",\"Low\",W3578=\"No\",\"Low\",W3578=\"Unknown\",\"None\",X3578=\"Deficiency\",\"None\",W3578=\"Yes\",\"High\",W3578=\"\",\"None\")","v":"None"},0,0,0,0,{"$f":"_xlfn.CONCAT(LEFT(H3578,3),\"-\")&IF(H3578=\"-\",0,COUNTIF($H$4:H3578,H3578))","v":"-0"},{"$f":"_xlfn.IFS($H3578<=0,\"-\",AS3578=1,_xlfn.CONCAT(\"FUN_NONDEF\",\"-DCON_\",LEFT(AQ3578,1),\"-FCON_\",LEFT(AR3578,1)),AT3578=1,_xlfn.CONCAT(\"FUN_DEF\",\"-DCON_\",LEFT(AQ3578,1),\"-FCON_\",LEFT(AR3578,1)),AU3578=1,_xlfn.CONCAT(\"NONFUN_NONDEF\",\"-DCON_\",LEFT(AQ3578,1),\"-FCON_\",LEFT(AR3578,1)),AV3578=1,_xlfn.CONCAT(\"NONFUN_DEF\",\"-DCON_\",LEFT(AQ3578,1),\"-FCON_\",LEFT(AR3578,1)),AS3578+AT3578+AU3578+AV3578<1,_xlfn.CONCAT(\"-\"))","v":"-"}]
[null,null,null,null,null,null,null,null,null,null,null,null,null,null,null,null,null,null,null,null,null,0,null,null,null,null,null,null,null,null,null,0,0,0,0,"Unknown",{"$f":"_xlfn.IFS(G3581=\"Natural\",0,H3581=\"\",0,H3581=\"COASTAL-CONSTRUCTED\",0,G3581=\"Constructed\",_xlfn.XLOOKUP($H3581,'Data Categories'!$U$4:$U$25,'Data Categories'!$V$4:V$25))","v":0},{"$f":"_xlfn.IFS(AK3581=\"\",0,AJ3581=\"Unknown\",0,AK3581>1,AK3581-AJ3581,AK3581=0,0)","v":0},{"$f":"_xlfn.IFS(Y3581=\"\",0,Y3581>1920,_xlfn.XLOOKUP($H3581,'Data Categories'!$AE$20:$AE$42,'Data Categories'!$AG$20:$AG$42,0))","v":0},{"$f":"_xlfn.IFS(Y3581=\"\",0,Y3581>0,(2025-Y3581))","v":0},{"$f":"_xlfn.IFS(Z3581=\"Non-Deficient\",\"Non-Deficient\",Z3581=\"Deficient\",\"Deficient\",AB3581=\"Deficient\",\"Deficient\",Z3581=\"Non-Deficient\",\"Non-Deficient\",AB3581=\"Non-Deficient\",\"Non-Deficient\",P3581=\"\",\"None\",AL3581<0,\"Deficient\",AL3581>10,\"Non-Deficient\")","v":"None"},{"$f":"_xlfn.IFS(H3581=\"LOW WATER CROSSING\",\"Non-Functional\",G3581=\"Natural\",\"Functional\",AA3581=\"Functional\",\"Functional\",AC3581=\"Functional\",\"Functional\",AA3581=\"Non-Functional\",\"Non-Functional\",AC3581=\"Non-Functional\",\"Non-Functional\",AA3581=\"Unknown\",\"Unknown\",AC3581=\"Unknown\",\"Unknown\",AA3581=\"\",\"None\")","v":"None"},{"$f":"_xlfn.IFS(X3581=\"Functionality\",\"Low\",W3581=\"No\",\"Low\",Y3581>=2015,\"High\",Y3581>=1920,\"Low\",W3581=\"\",\"None\",W3581=\"Unknown\",\"None\")","v":"None"},{"$f":"_xlfn.IFS(H3581=\"LOW WATER CROSSING\",\"Unknown\",G3581=\"Natural\",\"None\",AM3581<AN3581,\"High\",AC3581=\"Functional\",\"Low\",AC3581=\"Non-Functional\",\"Low\",W3581=\"No\",\"Low\",W3581=\"Unknown\",\"None\",X3581=\"Deficiency\",\"None\",W3581=\"Yes\",\"High\",W3581=\"\",\"None\")","v":"None"},0,0,0,0,{"$f":"_xlfn.CONCAT(LEFT(H3581,3),\"-\")&IF(H3581=\"-\",0,COUNTIF($H$4:H3581,H3581))","v":"-0"},{"$f":"_xlfn.IFS($H3581<=0,\"-\",AS3581=1,_xlfn.CONCAT(\"FUN_NONDEF\",\"-DCON_\",LEFT(AQ3581,1),\"-FCON_\",LEFT(AR3581,1)),AT3581=1,_xlfn.CONCAT(\"FUN_DEF\",\"-DCON_\",LEFT(AQ3581,1),\"-FCON_\",LEFT(AR3581,1)),AU3581=1,_xlfn.CONCAT(\"NONFUN_NONDEF\",\"-DCON_\",LEFT(AQ3581,1),\"-FCON_\",LEFT(AR3581,1)),AV3581=1,_xlfn.CONCAT(\"NONFUN_DEF\",\"-DCON_\",LEFT(AQ3581,1),\"-FCON_\",LEFT(AR3581,1)),AS3581+AT3581+AU3581+AV3581<1,_xlfn.CONCAT(\"-\"))","v":"-"}]
[null,null,null,null,null,null,null,null,null,null,null,null,null,null,null,null,null,null,null,null,null,0,null,null,null,null,null,null,null,null,null,0,0,0,0,"Unknown",{"$f":"_xlfn.IFS(G3593=\"Natural\",0,H3593=\"\",0,H3593=\"COASTAL-CONSTRUCTED\",0,G3593=\"Constructed\",_xlfn.XLOOKUP($H3593,'Data Categories'!$U$4:$U$25,'Data Categories'!$V$4:V$25))","v":0},{"$f":"_xlfn.IFS(AK3593=\"\",0,AJ3593=\"Unknown\",0,AK3593>1,AK3593-AJ3593,AK3593=0,0)","v":0},{"$f":"_xlfn.IFS(Y3593=\"\",0,Y3593>1920,_xlfn.XLOOKUP($H3593,'Data Categories'!$AE$20:$AE$42,'Data Categories'!$AG$20:$AG$42,0))","v":0},{"$f":"_xlfn.IFS(Y3593=\"\",0,Y3593>0,(2025-Y3593))","v":0},{"$f":"_xlfn.IFS(Z3593=\"Non-Deficient\",\"Non-Deficient\",Z3593=\"Deficient\",\"Deficient\",AB3593=\"Deficient\",\"Deficient\",Z3593=\"Non-Deficient\",\"Non-Deficient\",AB3593=\"Non-Deficient\",\"Non-Deficient\",P3593=\"\",\"None\",AL3593<0,\"Deficient\",AL3593>10,\"Non-Deficient\")","v":"None"},{"$f":"_xlfn.IFS(H3593=\"LOW WATER CROSSING\",\"Non-Functional\",G3593=\"Natural\",\"Functional\",AA3593=\"Functional\",\"Functional\",AC3593=\"Functional\",\"Functional\",AA3593=\"Non-Functional\",\"Non-Functional\",AC3593=\"Non-Functional\",\"Non-Functional\",AA3593=\"Unknown\",\"Unknown\",AC3593=\"Unknown\",\"Unknown\",AA3593=\"\",\"None\")","v":"None"},{"$f":"_xlfn.IFS(X3593=\"Functionality\",\"Low\",W3593=\"No\",\"Low\",Y3593>=2015,\"High\",Y3593>=1920,\"Low\",W3593=\"\",\"None\",W3593=\"Unknown\",\"None\")","v":"None"},{"$f":"_xlfn.IFS(H3593=\"LOW WATER CROSSING\",\"Unknown\",G3593=\"Natural\",\"None\",AM3593<AN3593,\"High\",AC3593=\"Functional\",\"Low\",AC3593=\"Non-Functional\",\"Low\",W3593=\"No\",\"Low\",W3593=\"Unknown\",\"None\",X3593=\"Deficiency\",\"None\",W3593=\"Yes\",\"High\",W3593=\"\",\"None\")","v":"None"},0,0,0,0,{"$f":"_xlfn.CONCAT(LEFT(H3593,3),\"-\")&IF(H3593=\"-\",0,COUNTIF($H$4:H3593,H3593))","v":"-0"},{"$f":"_xlfn.IFS($H3593<=0,\"-\",AS3593=1,_xlfn.CONCAT(\"FUN_NONDEF\",\"-DCON_\",LEFT(AQ3593,1),\"-FCON_\",LEFT(AR3593,1)),AT3593=1,_xlfn.CONCAT(\"FUN_DEF\",\"-DCON_\",LEFT(AQ3593,1),\"-FCON_\",LEFT(AR3593,1)),AU3593=1,_xlfn.CONCAT(\"NONFUN_NONDEF\",\"-DCON_\",LEFT(AQ3593,1),\"-FCON_\",LEFT(AR3593,1)),AV3593=1,_xlfn.CONCAT(\"NONFUN_DEF\",\"-DCON_\",LEFT(AQ3593,1),\"-FCON_\",LEFT(AR3593,1)),AS3593+AT3593+AU3593+AV3593<1,_xlfn.CONCAT(\"-\"))","v":"-"}]
[null,null,null,null,null,null,null,null,null,null,null,null,null,null,null,null,null,null,null,null,null,0,null,null,null,null,null,null,null,null,null,0,0,0,0,"Unknown",{"$f":"_xlfn.IFS(G3602=\"Natural\",0,H3602=\"\",0,H3602=\"COASTAL-CONSTRUCTED\",0,G3602=\"Constructed\",_xlfn.XLOOKUP($H3602,'Data Categories'!$U$4:$U$25,'Data Categories'!$V$4:V$25))","v":0},{"$f":"_xlfn.IFS(AK3602=\"\",0,AJ3602=\"Unknown\",0,AK3602>1,AK3602-AJ3602,AK3602=0,0)","v":0},{"$f":"_xlfn.IFS(Y3602=\"\",0,Y3602>1920,_xlfn.XLOOKUP($H3602,'Data Categories'!$AE$20:$AE$42,'Data Categories'!$AG$20:$AG$42,0))","v":0},{"$f":"_xlfn.IFS(Y3602=\"\",0,Y3602>0,(2025-Y3602))","v":0},{"$f":"_xlfn.IFS(Z3602=\"Non-Deficient\",\"Non-Deficient\",Z3602=\"Deficient\",\"Deficient\",AB3602=\"Deficient\",\"Deficient\",Z3602=\"Non-Deficient\",\"Non-Deficient\",AB3602=\"Non-Deficient\",\"Non-Deficient\",P3602=\"\",\"None\",AL3602<0,\"Deficient\",AL3602>10,\"Non-Deficient\")","v":"None"},{"$f":"_xlfn.IFS(H3602=\"LOW WATER CROSSING\",\"Non-Functional\",G3602=\"Natural\",\"Functional\",AA3602=\"Functional\",\"Functional\",AC3602=\"Functional\",\"Functional\",AA3602=\"Non-Functional\",\"Non-Functional\",AC3602=\"Non-Functional\",\"Non-Functional\",AA3602=\"Unknown\",\"Unknown\",AC3602=\"Unknown\",\"Unknown\",AA3602=\"\",\"None\")","v":"None"},{"$f":"_xlfn.IFS(X3602=\"Functionality\",\"Low\",W3602=\"No\",\"Low\",Y3602>=2015,\"High\",Y3602>=1920,\"Low\",W3602=\"\",\"None\",W3602=\"Unknown\",\"None\")","v":"None"},{"$f":"_xlfn.IFS(H3602=\"LOW WATER CROSSING\",\"Unknown\",G3602=\"Natural\",\"None\",AM3602<AN3602,\"High\",AC3602=\"Functional\",\"Low\",AC3602=\"Non-Functional\",\"Low\",W3602=\"No\",\"Low\",W3602=\"Unknown\",\"None\",X3602=\"Deficiency\",\"None\",W3602=\"Yes\",\"High\",W3602=\"\",\"None\")","v":"None"},0,0,0,0,{"$f":"_xlfn.CONCAT(LEFT(H3602,3),\"-\")&IF(H3602=\"-\",0,COUNTIF($H$4:H3602,H3602))","v":"-0"},{"$f":"_xlfn.IFS($H3602<=0,\"-\",AS3602=1,_xlfn.CONCAT(\"FUN_NONDEF\",\"-DCON_\",LEFT(AQ3602,1),\"-FCON_\",LEFT(AR3602,1)),AT3602=1,_xlfn.CONCAT(\"FUN_DEF\",\"-DCON_\",LEFT(AQ3602,1),\"-FCON_\",LEFT(AR3602,1)),AU3602=1,_xlfn.CONCAT(\"NONFUN_NONDEF\",\"-DCON_\",LEFT(AQ3602,1),\"-FCON_\",LEFT(AR3602,1)),AV3602=1,_xlfn.CONCAT(\"NONFUN_DEF\",\"-DCON_\",LEFT(AQ3602,1),\"-FCON_\",LEFT(AR3602,1)),AS3602+AT3602+AU3602+AV3602<1,_xlfn.CONCAT(\"-\"))","v":"-"}]
[null,null,null,null,null,null,null,null,null,null,null,null,null,null,null,null,null,null,null,null,null,0,null,null,null,null,null,null,null,null,null,0,0,0,0,"Unknown",{"$f":"_xlfn.IFS(G3611=\"Natural\",0,H3611=\"\",0,H3611=\"COASTAL-CONSTRUCTED\",0,G3611=\"Constructed\",_xlfn.XLOOKUP($H3611,'Data Categories'!$U$4:$U$25,'Data Categories'!$V$4:V$25))","v":0},{"$f":"_xlfn.IFS(AK3611=\"\",0,AJ3611=\"Unknown\",0,AK3611>1,AK3611-AJ3611,AK3611=0,0)","v":0},{"$f":"_xlfn.IFS(Y3611=\"\",0,Y3611>1920,_xlfn.XLOOKUP($H3611,'Data Categories'!$AE$20:$AE$42,'Data Categories'!$AG$20:$AG$42,0))","v":0},{"$f":"_xlfn.IFS(Y3611=\"\",0,Y3611>0,(2025-Y3611))","v":0},{"$f":"_xlfn.IFS(Z3611=\"Non-Deficient\",\"Non-Deficient\",Z3611=\"Deficient\",\"Deficient\",AB3611=\"Deficient\",\"Deficient\",Z3611=\"Non-Deficient\",\"Non-Deficient\",AB3611=\"Non-Deficient\",\"Non-Deficient\",P3611=\"\",\"None\",AL3611<0,\"Deficient\",AL3611>10,\"Non-Deficient\")","v":"None"},{"$f":"_xlfn.IFS(H3611=\"LOW WATER CROSSING\",\"Non-Functional\",G3611=\"Natural\",\"Functional\",AA3611=\"Functional\",\"Functional\",AC3611=\"Functional\",\"Functional\",AA3611=\"Non-Functional\",\"Non-Functional\",AC3611=\"Non-Functional\",\"Non-Functional\",AA3611=\"Unknown\",\"Unknown\",AC3611=\"Unknown\",\"Unknown\",AA3611=\"\",\"None\")","v":"None"},{"$f":"_xlfn.IFS(X3611=\"Functionality\",\"Low\",W3611=\"No\",\"Low\",Y3611>=2015,\"High\",Y3611>=1920,\"Low\",W3611=\"\",\"None\",W3611=\"Unknown\",\"None\")","v":"None"},{"$f":"_xlfn.IFS(H3611=\"LOW WATER CROSSING\",\"Unknown\",G3611=\"Natural\",\"None\",AM3611<AN3611,\"High\",AC3611=\"Functional\",\"Low\",AC3611=\"Non-Functional\",\"Low\",W3611=\"No\",\"Low\",W3611=\"Unknown\",\"None\",X3611=\"Deficiency\",\"None\",W3611=\"Yes\",\"High\",W3611=\"\",\"None\")","v":"None"},0,0,0,0,{"$f":"_xlfn.CONCAT(LEFT(H3611,3),\"-\")&IF(H3611=\"-\",0,COUNTIF($H$4:H3611,H3611))","v":"-0"},{"$f":"_xlfn.IFS($H3611<=0,\"-\",AS3611=1,_xlfn.CONCAT(\"FUN_NONDEF\",\"-DCON_\",LEFT(AQ3611,1),\"-FCON_\",LEFT(AR3611,1)),AT3611=1,_xlfn.CONCAT(\"FUN_DEF\",\"-DCON_\",LEFT(AQ3611,1),\"-FCON_\",LEFT(AR3611,1)),AU3611=1,_xlfn.CONCAT(\"NONFUN_NONDEF\",\"-DCON_\",LEFT(AQ3611,1),\"-FCON_\",LEFT(AR3611,1)),AV3611=1,_xlfn.CONCAT(\"NONFUN_DEF\",\"-DCON_\",LEFT(AQ3611,1),\"-FCON_\",LEFT(AR3611,1)),AS3611+AT3611+AU3611+AV3611<1,_xlfn.CONCAT(\"-\"))","v":"-"}]
[null,null,null,null,null,null,null,null,null,null,null,null,null,null,null,null,null,null,null,null,null,0,null,null,null,null,null,null,null,null,null,0,0,0,0,"Unknown",{"$f":"_xlfn.IFS(G3623=\"Natural\",0,H3623=\"\",0,H3623=\"COASTAL-CONSTRUCTED\",0,G3623=\"Constructed\",_xlfn.XLOOKUP($H3623,'Data Categories'!$U$4:$U$25,'Data Categories'!$V$4:V$25))","v":0},{"$f":"_xlfn.IFS(AK3623=\"\",0,AJ3623=\"Unknown\",0,AK3623>1,AK3623-AJ3623,AK3623=0,0)","v":0},{"$f":"_xlfn.IFS(Y3623=\"\",0,Y3623>1920,_xlfn.XLOOKUP($H3623,'Data Categories'!$AE$20:$AE$42,'Data Categories'!$AG$20:$AG$42,0))","v":0},{"$f":"_xlfn.IFS(Y3623=\"\",0,Y3623>0,(2025-Y3623))","v":0},{"$f":"_xlfn.IFS(Z3623=\"Non-Deficient\",\"Non-Deficient\",Z3623=\"Deficient\",\"Deficient\",AB3623=\"Deficient\",\"Deficient\",Z3623=\"Non-Deficient\",\"Non-Deficient\",AB3623=\"Non-Deficient\",\"Non-Deficient\",P3623=\"\",\"None\",AL3623<0,\"Deficient\",AL3623>10,\"Non-Deficient\")","v":"None"},{"$f":"_xlfn.IFS(H3623=\"LOW WATER CROSSING\",\"Non-Functional\",G3623=\"Natural\",\"Functional\",AA3623=\"Functional\",\"Functional\",AC3623=\"Functional\",\"Functional\",AA3623=\"Non-Functional\",\"Non-Functional\",AC3623=\"Non-Functional\",\"Non-Functional\",AA3623=\"Unknown\",\"Unknown\",AC3623=\"Unknown\",\"Unknown\",AA3623=\"\",\"None\")","v":"None"},{"$f":"_xlfn.IFS(X3623=\"Functionality\",\"Low\",W3623=\"No\",\"Low\",Y3623>=2015,\"High\",Y3623>=1920,\"Low\",W3623=\"\",\"None\",W3623=\"Unknown\",\"None\")","v":"None"},{"$f":"_xlfn.IFS(H3623=\"LOW WATER CROSSING\",\"Unknown\",G3623=\"Natural\",\"None\",AM3623<AN3623,\"High\",AC3623=\"Functional\",\"Low\",AC3623=\"Non-Functional\",\"Low\",W3623=\"No\",\"Low\",W3623=\"Unknown\",\"None\",X3623=\"Deficiency\",\"None\",W3623=\"Yes\",\"High\",W3623=\"\",\"None\")","v":"None"},0,0,0,0,{"$f":"_xlfn.CONCAT(LEFT(H3623,3),\"-\")&IF(H3623=\"-\",0,COUNTIF($H$4:H3623,H3623))","v":"-0"},{"$f":"_xlfn.IFS($H3623<=0,\"-\",AS3623=1,_xlfn.CONCAT(\"FUN_NONDEF\",\"-DCON_\",LEFT(AQ3623,1),\"-FCON_\",LEFT(AR3623,1)),AT3623=1,_xlfn.CONCAT(\"FUN_DEF\",\"-DCON_\",LEFT(AQ3623,1),\"-FCON_\",LEFT(AR3623,1)),AU3623=1,_xlfn.CONCAT(\"NONFUN_NONDEF\",\"-DCON_\",LEFT(AQ3623,1),\"-FCON_\",LEFT(AR3623,1)),AV3623=1,_xlfn.CONCAT(\"NONFUN_DEF\",\"-DCON_\",LEFT(AQ3623,1),\"-FCON_\",LEFT(AR3623,1)),AS3623+AT3623+AU3623+AV3623<1,_xlfn.CONCAT(\"-\"))","v":"-"}]
[null,null,null,null,null,null,null,null,null,null,null,null,null,null,null,null,null,null,null,null,null,0,null,null,null,null,null,null,null,null,null,0,0,0,0,"Unknown",{"$f":"_xlfn.IFS(G3630=\"Natural\",0,H3630=\"\",0,H3630=\"COASTAL-CONSTRUCTED\",0,G3630=\"Constructed\",_xlfn.XLOOKUP($H3630,'Data Categories'!$U$4:$U$25,'Data Categories'!$V$4:V$25))","v":0},{"$f":"_xlfn.IFS(AK3630=\"\",0,AJ3630=\"Unknown\",0,AK3630>1,AK3630-AJ3630,AK3630=0,0)","v":0},{"$f":"_xlfn.IFS(Y3630=\"\",0,Y3630>1920,_xlfn.XLOOKUP($H3630,'Data Categories'!$AE$20:$AE$42,'Data Categories'!$AG$20:$AG$42,0))","v":0},{"$f":"_xlfn.IFS(Y3630=\"\",0,Y3630>0,(2025-Y3630))","v":0},{"$f":"_xlfn.IFS(Z3630=\"Non-Deficient\",\"Non-Deficient\",Z3630=\"Deficient\",\"Deficient\",AB3630=\"Deficient\",\"Deficient\",Z3630=\"Non-Deficient\",\"Non-Deficient\",AB3630=\"Non-Deficient\",\"Non-Deficient\",P3630=\"\",\"None\",AL3630<0,\"Deficient\",AL3630>10,\"Non-Deficient\")","v":"None"},{"$f":"_xlfn.IFS(H3630=\"LOW WATER CROSSING\",\"Non-Functional\",G3630=\"Natural\",\"Functional\",AA3630=\"Functional\",\"Functional\",AC3630=\"Functional\",\"Functional\",AA3630=\"Non-Functional\",\"Non-Functional\",AC3630=\"Non-Functional\",\"Non-Functional\",AA3630=\"Unknown\",\"Unknown\",AC3630=\"Unknown\",\"Unknown\",AA3630=\"\",\"None\")","v":"None"},{"$f":"_xlfn.IFS(X3630=\"Functionality\",\"Low\",W3630=\"No\",\"Low\",Y3630>=2015,\"High\",Y3630>=1920,\"Low\",W3630=\"\",\"None\",W3630=\"Unknown\",\"None\")","v":"None"},{"$f":"_xlfn.IFS(H3630=\"LOW WATER CROSSING\",\"Unknown\",G3630=\"Natural\",\"None\",AM3630<AN3630,\"High\",AC3630=\"Functional\",\"Low\",AC3630=\"Non-Functional\",\"Low\",W3630=\"No\",\"Low\",W3630=\"Unknown\",\"None\",X3630=\"Deficiency\",\"None\",W3630=\"Yes\",\"High\",W3630=\"\",\"None\")","v":"None"},0,0,0,0,{"$f":"_xlfn.CONCAT(LEFT(H3630,3),\"-\")&IF(H3630=\"-\",0,COUNTIF($H$4:H3630,H3630))","v":"-0"},{"$f":"_xlfn.IFS($H3630<=0,\"-\",AS3630=1,_xlfn.CONCAT(\"FUN_NONDEF\",\"-DCON_\",LEFT(AQ3630,1),\"-FCON_\",LEFT(AR3630,1)),AT3630=1,_xlfn.CONCAT(\"FUN_DEF\",\"-DCON_\",LEFT(AQ3630,1),\"-FCON_\",LEFT(AR3630,1)),AU3630=1,_xlfn.CONCAT(\"NONFUN_NONDEF\",\"-DCON_\",LEFT(AQ3630,1),\"-FCON_\",LEFT(AR3630,1)),AV3630=1,_xlfn.CONCAT(\"NONFUN_DEF\",\"-DCON_\",LEFT(AQ3630,1),\"-FCON_\",LEFT(AR3630,1)),AS3630+AT3630+AU3630+AV3630<1,_xlfn.CONCAT(\"-\"))","v":"-"}]
[null,null,null,null,null,null,null,null,null,null,null,null,null,null,null,null,null,null,null,null,null,0,null,null,null,null,null,null,null,null,null,0,0,0,0,"Unknown",{"$f":"_xlfn.IFS(G3641=\"Natural\",0,H3641=\"\",0,H3641=\"COASTAL-CONSTRUCTED\",0,G3641=\"Constructed\",_xlfn.XLOOKUP($H3641,'Data Categories'!$U$4:$U$25,'Data Categories'!$V$4:V$25))","v":0},{"$f":"_xlfn.IFS(AK3641=\"\",0,AJ3641=\"Unknown\",0,AK3641>1,AK3641-AJ3641,AK3641=0,0)","v":0},{"$f":"_xlfn.IFS(Y3641=\"\",0,Y3641>1920,_xlfn.XLOOKUP($H3641,'Data Categories'!$AE$20:$AE$42,'Data Categories'!$AG$20:$AG$42,0))","v":0},{"$f":"_xlfn.IFS(Y3641=\"\",0,Y3641>0,(2025-Y3641))","v":0},{"$f":"_xlfn.IFS(Z3641=\"Non-Deficient\",\"Non-Deficient\",Z3641=\"Deficient\",\"Deficient\",AB3641=\"Deficient\",\"Deficient\",Z3641=\"Non-Deficient\",\"Non-Deficient\",AB3641=\"Non-Deficient\",\"Non-Deficient\",P3641=\"\",\"None\",AL3641<0,\"Deficient\",AL3641>10,\"Non-Deficient\")","v":"None"},{"$f":"_xlfn.IFS(H3641=\"LOW WATER CROSSING\",\"Non-Functional\",G3641=\"Natural\",\"Functional\",AA3641=\"Functional\",\"Functional\",AC3641=\"Functional\",\"Functional\",AA3641=\"Non-Functional\",\"Non-Functional\",AC3641=\"Non-Functional\",\"Non-Functional\",AA3641=\"Unknown\",\"Unknown\",AC3641=\"Unknown\",\"Unknown\",AA3641=\"\",\"None\")","v":"None"},{"$f":"_xlfn.IFS(X3641=\"Functionality\",\"Low\",W3641=\"No\",\"Low\",Y3641>=2015,\"High\",Y3641>=1920,\"Low\",W3641=\"\",\"None\",W3641=\"Unknown\",\"None\")","v":"None"},{"$f":"_xlfn.IFS(H3641=\"LOW WATER CROSSING\",\"Unknown\",G3641=\"Natural\",\"None\",AM3641<AN3641,\"High\",AC3641=\"Functional\",\"Low\",AC3641=\"Non-Functional\",\"Low\",W3641=\"No\",\"Low\",W3641=\"Unknown\",\"None\",X3641=\"Deficiency\",\"None\",W3641=\"Yes\",\"High\",W3641=\"\",\"None\")","v":"None"},0,0,0,0,{"$f":"_xlfn.CONCAT(LEFT(H3641,3),\"-\")&IF(H3641=\"-\",0,COUNTIF($H$4:H3641,H3641))","v":"-0"},{"$f":"_xlfn.IFS($H3641<=0,\"-\",AS3641=1,_xlfn.CONCAT(\"FUN_NONDEF\",\"-DCON_\",LEFT(AQ3641,1),\"-FCON_\",LEFT(AR3641,1)),AT3641=1,_xlfn.CONCAT(\"FUN_DEF\",\"-DCON_\",LEFT(AQ3641,1),\"-FCON_\",LEFT(AR3641,1)),AU3641=1,_xlfn.CONCAT(\"NONFUN_NONDEF\",\"-DCON_\",LEFT(AQ3641,1),\"-FCON_\",LEFT(AR3641,1)),AV3641=1,_xlfn.CONCAT(\"NONFUN_DEF\",\"-DCON_\",LEFT(AQ3641,1),\"-FCON_\",LEFT(AR3641,1)),AS3641+AT3641+AU3641+AV3641<1,_xlfn.CONCAT(\"-\"))","v":"-"}]
[null,null,null,null,null,null,null,null,null,null,null,null,null,null,null,null,null,null,null,null,null,0,null,null,null,null,null,null,null,null,null,0,0,0,0,"Unknown",{"$f":"_xlfn.IFS(G3648=\"Natural\",0,H3648=\"\",0,H3648=\"COASTAL-CONSTRUCTED\",0,G3648=\"Constructed\",_xlfn.XLOOKUP($H3648,'Data Categories'!$U$4:$U$25,'Data Categories'!$V$4:V$25))","v":0},{"$f":"_xlfn.IFS(AK3648=\"\",0,AJ3648=\"Unknown\",0,AK3648>1,AK3648-AJ3648,AK3648=0,0)","v":0},{"$f":"_xlfn.IFS(Y3648=\"\",0,Y3648>1920,_xlfn.XLOOKUP($H3648,'Data Categories'!$AE$20:$AE$42,'Data Categories'!$AG$20:$AG$42,0))","v":0},{"$f":"_xlfn.IFS(Y3648=\"\",0,Y3648>0,(2025-Y3648))","v":0},{"$f":"_xlfn.IFS(Z3648=\"Non-Deficient\",\"Non-Deficient\",Z3648=\"Deficient\",\"Deficient\",AB3648=\"Deficient\",\"Deficient\",Z3648=\"Non-Deficient\",\"Non-Deficient\",AB3648=\"Non-Deficient\",\"Non-Deficient\",P3648=\"\",\"None\",AL3648<0,\"Deficient\",AL3648>10,\"Non-Deficient\")","v":"None"},{"$f":"_xlfn.IFS(H3648=\"LOW WATER CROSSING\",\"Non-Functional\",G3648=\"Natural\",\"Functional\",AA3648=\"Functional\",\"Functional\",AC3648=\"Functional\",\"Functional\",AA3648=\"Non-Functional\",\"Non-Functional\",AC3648=\"Non-Functional\",\"Non-Functional\",AA3648=\"Unknown\",\"Unknown\",AC3648=\"Unknown\",\"Unknown\",AA3648=\"\",\"None\")","v":"None"},{"$f":"_xlfn.IFS(X3648=\"Functionality\",\"Low\",W3648=\"No\",\"Low\",Y3648>=2015,\"High\",Y3648>=1920,\"Low\",W3648=\"\",\"None\",W3648=\"Unknown\",\"None\")","v":"None"},{"$f":"_xlfn.IFS(H3648=\"LOW WATER CROSSING\",\"Unknown\",G3648=\"Natural\",\"None\",AM3648<AN3648,\"High\",AC3648=\"Functional\",\"Low\",AC3648=\"Non-Functional\",\"Low\",W3648=\"No\",\"Low\",W3648=\"Unknown\",\"None\",X3648=\"Deficiency\",\"None\",W3648=\"Yes\",\"High\",W3648=\"\",\"None\")","v":"None"},0,0,0,0,{"$f":"_xlfn.CONCAT(LEFT(H3648,3),\"-\")&IF(H3648=\"-\",0,COUNTIF($H$4:H3648,H3648))","v":"-0"},{"$f":"_xlfn.IFS($H3648<=0,\"-\",AS3648=1,_xlfn.CONCAT(\"FUN_NONDEF\",\"-DCON_\",LEFT(AQ3648,1),\"-FCON_\",LEFT(AR3648,1)),AT3648=1,_xlfn.CONCAT(\"FUN_DEF\",\"-DCON_\",LEFT(AQ3648,1),\"-FCON_\",LEFT(AR3648,1)),AU3648=1,_xlfn.CONCAT(\"NONFUN_NONDEF\",\"-DCON_\",LEFT(AQ3648,1),\"-FCON_\",LEFT(AR3648,1)),AV3648=1,_xlfn.CONCAT(\"NONFUN_DEF\",\"-DCON_\",LEFT(AQ3648,1),\"-FCON_\",LEFT(AR3648,1)),AS3648+AT3648+AU3648+AV3648<1,_xlfn.CONCAT(\"-\"))","v":"-"}]
[null,null,null,null,null,null,null,null,null,null,null,null,null,null,null,null,null,null,null,null,null,0,null,null,null,null,null,null,null,null,null,0,0,0,0,"Unknown",{"$f":"_xlfn.IFS(G3651=\"Natural\",0,H3651=\"\",0,H3651=\"COASTAL-CONSTRUCTED\",0,G3651=\"Constructed\",_xlfn.XLOOKUP($H3651,'Data Categories'!$U$4:$U$25,'Data Categories'!$V$4:V$25))","v":0},{"$f":"_xlfn.IFS(AK3651=\"\",0,AJ3651=\"Unknown\",0,AK3651>1,AK3651-AJ3651,AK3651=0,0)","v":0},{"$f":"_xlfn.IFS(Y3651=\"\",0,Y3651>1920,_xlfn.XLOOKUP($H3651,'Data Categories'!$AE$20:$AE$42,'Data Categories'!$AG$20:$AG$42,0))","v":0},{"$f":"_xlfn.IFS(Y3651=\"\",0,Y3651>0,(2025-Y3651))","v":0},{"$f":"_xlfn.IFS(Z3651=\"Non-Deficient\",\"Non-Deficient\",Z3651=\"Deficient\",\"Deficient\",AB3651=\"Deficient\",\"Deficient\",Z3651=\"Non-Deficient\",\"Non-Deficient\",AB3651=\"Non-Deficient\",\"Non-Deficient\",P3651=\"\",\"None\",AL3651<0,\"Deficient\",AL3651>10,\"Non-Deficient\")","v":"None"},{"$f":"_xlfn.IFS(H3651=\"LOW WATER CROSSING\",\"Non-Functional\",G3651=\"Natural\",\"Functional\",AA3651=\"Functional\",\"Functional\",AC3651=\"Functional\",\"Functional\",AA3651=\"Non-Functional\",\"Non-Functional\",AC3651=\"Non-Functional\",\"Non-Functional\",AA3651=\"Unknown\",\"Unknown\",AC3651=\"Unknown\",\"Unknown\",AA3651=\"\",\"None\")","v":"None"},{"$f":"_xlfn.IFS(X3651=\"Functionality\",\"Low\",W3651=\"No\",\"Low\",Y3651>=2015,\"High\",Y3651>=1920,\"Low\",W3651=\"\",\"None\",W3651=\"Unknown\",\"None\")","v":"None"},{"$f":"_xlfn.IFS(H3651=\"LOW WATER CROSSING\",\"Unknown\",G3651=\"Natural\",\"None\",AM3651<AN3651,\"High\",AC3651=\"Functional\",\"Low\",AC3651=\"Non-Functional\",\"Low\",W3651=\"No\",\"Low\",W3651=\"Unknown\",\"None\",X3651=\"Deficiency\",\"None\",W3651=\"Yes\",\"High\",W3651=\"\",\"None\")","v":"None"},0,0,0,0,{"$f":"_xlfn.CONCAT(LEFT(H3651,3),\"-\")&IF(H3651=\"-\",0,COUNTIF($H$4:H3651,H3651))","v":"-0"},{"$f":"_xlfn.IFS($H3651<=0,\"-\",AS3651=1,_xlfn.CONCAT(\"FUN_NONDEF\",\"-DCON_\",LEFT(AQ3651,1),\"-FCON_\",LEFT(AR3651,1)),AT3651=1,_xlfn.CONCAT(\"FUN_DEF\",\"-DCON_\",LEFT(AQ3651,1),\"-FCON_\",LEFT(AR3651,1)),AU3651=1,_xlfn.CONCAT(\"NONFUN_NONDEF\",\"-DCON_\",LEFT(AQ3651,1),\"-FCON_\",LEFT(AR3651,1)),AV3651=1,_xlfn.CONCAT(\"NONFUN_DEF\",\"-DCON_\",LEFT(AQ3651,1),\"-FCON_\",LEFT(AR3651,1)),AS3651+AT3651+AU3651+AV3651<1,_xlfn.CONCAT(\"-\"))","v":"-"}]
[null,null,null,null,null,null,null,null,null,null,null,null,null,null,null,null,null,null,null,null,null,0,null,null,null,null,null,null,null,null,null,0,0,0,0,"Unknown",{"$f":"_xlfn.IFS(G3663=\"Natural\",0,H3663=\"\",0,H3663=\"COASTAL-CONSTRUCTED\",0,G3663=\"Constructed\",_xlfn.XLOOKUP($H3663,'Data Categories'!$U$4:$U$25,'Data Categories'!$V$4:V$25))","v":0},{"$f":"_xlfn.IFS(AK3663=\"\",0,AJ3663=\"Unknown\",0,AK3663>1,AK3663-AJ3663,AK3663=0,0)","v":0},{"$f":"_xlfn.IFS(Y3663=\"\",0,Y3663>1920,_xlfn.XLOOKUP($H3663,'Data Categories'!$AE$20:$AE$42,'Data Categories'!$AG$20:$AG$42,0))","v":0},{"$f":"_xlfn.IFS(Y3663=\"\",0,Y3663>0,(2025-Y3663))","v":0},{"$f":"_xlfn.IFS(Z3663=\"Non-Deficient\",\"Non-Deficient\",Z3663=\"Deficient\",\"Deficient\",AB3663=\"Deficient\",\"Deficient\",Z3663=\"Non-Deficient\",\"Non-Deficient\",AB3663=\"Non-Deficient\",\"Non-Deficient\",P3663=\"\",\"None\",AL3663<0,\"Deficient\",AL3663>10,\"Non-Deficient\")","v":"None"},{"$f":"_xlfn.IFS(H3663=\"LOW WATER CROSSING\",\"Non-Functional\",G3663=\"Natural\",\"Functional\",AA3663=\"Functional\",\"Functional\",AC3663=\"Functional\",\"Functional\",AA3663=\"Non-Functional\",\"Non-Functional\",AC3663=\"Non-Functional\",\"Non-Functional\",AA3663=\"Unknown\",\"Unknown\",AC3663=\"Unknown\",\"Unknown\",AA3663=\"\",\"None\")","v":"None"},{"$f":"_xlfn.IFS(X3663=\"Functionality\",\"Low\",W3663=\"No\",\"Low\",Y3663>=2015,\"High\",Y3663>=1920,\"Low\",W3663=\"\",\"None\",W3663=\"Unknown\",\"None\")","v":"None"},{"$f":"_xlfn.IFS(H3663=\"LOW WATER CROSSING\",\"Unknown\",G3663=\"Natural\",\"None\",AM3663<AN3663,\"High\",AC3663=\"Functional\",\"Low\",AC3663=\"Non-Functional\",\"Low\",W3663=\"No\",\"Low\",W3663=\"Unknown\",\"None\",X3663=\"Deficiency\",\"None\",W3663=\"Yes\",\"High\",W3663=\"\",\"None\")","v":"None"},0,0,0,0,{"$f":"_xlfn.CONCAT(LEFT(H3663,3),\"-\")&IF(H3663=\"-\",0,COUNTIF($H$4:H3663,H3663))","v":"-0"},{"$f":"_xlfn.IFS($H3663<=0,\"-\",AS3663=1,_xlfn.CONCAT(\"FUN_NONDEF\",\"-DCON_\",LEFT(AQ3663,1),\"-FCON_\",LEFT(AR3663,1)),AT3663=1,_xlfn.CONCAT(\"FUN_DEF\",\"-DCON_\",LEFT(AQ3663,1),\"-FCON_\",LEFT(AR3663,1)),AU3663=1,_xlfn.CONCAT(\"NONFUN_NONDEF\",\"-DCON_\",LEFT(AQ3663,1),\"-FCON_\",LEFT(AR3663,1)),AV3663=1,_xlfn.CONCAT(\"NONFUN_DEF\",\"-DCON_\",LEFT(AQ3663,1),\"-FCON_\",LEFT(AR3663,1)),AS3663+AT3663+AU3663+AV3663<1,_xlfn.CONCAT(\"-\"))","v":"-"}]
[null,null,null,null,null,null,null,null,null,null,null,null,null,null,null,null,null,null,null,null,null,0,null,null,null,null,null,null,null,null,null,0,0,0,0,"Unknown",{"$f":"_xlfn.IFS(G3672=\"Natural\",0,H3672=\"\",0,H3672=\"COASTAL-CONSTRUCTED\",0,G3672=\"Constructed\",_xlfn.XLOOKUP($H3672,'Data Categories'!$U$4:$U$25,'Data Categories'!$V$4:V$25))","v":0},{"$f":"_xlfn.IFS(AK3672=\"\",0,AJ3672=\"Unknown\",0,AK3672>1,AK3672-AJ3672,AK3672=0,0)","v":0},{"$f":"_xlfn.IFS(Y3672=\"\",0,Y3672>1920,_xlfn.XLOOKUP($H3672,'Data Categories'!$AE$20:$AE$42,'Data Categories'!$AG$20:$AG$42,0))","v":0},{"$f":"_xlfn.IFS(Y3672=\"\",0,Y3672>0,(2025-Y3672))","v":0},{"$f":"_xlfn.IFS(Z3672=\"Non-Deficient\",\"Non-Deficient\",Z3672=\"Deficient\",\"Deficient\",AB3672=\"Deficient\",\"Deficient\",Z3672=\"Non-Deficient\",\"Non-Deficient\",AB3672=\"Non-Deficient\",\"Non-Deficient\",P3672=\"\",\"None\",AL3672<0,\"Deficient\",AL3672>10,\"Non-Deficient\")","v":"None"},{"$f":"_xlfn.IFS(H3672=\"LOW WATER CROSSING\",\"Non-Functional\",G3672=\"Natural\",\"Functional\",AA3672=\"Functional\",\"Functional\",AC3672=\"Functional\",\"Functional\",AA3672=\"Non-Functional\",\"Non-Functional\",AC3672=\"Non-Functional\",\"Non-Functional\",AA3672=\"Unknown\",\"Unknown\",AC3672=\"Unknown\",\"Unknown\",AA3672=\"\",\"None\")","v":"None"},{"$f":"_xlfn.IFS(X3672=\"Functionality\",\"Low\",W3672=\"No\",\"Low\",Y3672>=2015,\"High\",Y3672>=1920,\"Low\",W3672=\"\",\"None\",W3672=\"Unknown\",\"None\")","v":"None"},{"$f":"_xlfn.IFS(H3672=\"LOW WATER CROSSING\",\"Unknown\",G3672=\"Natural\",\"None\",AM3672<AN3672,\"High\",AC3672=\"Functional\",\"Low\",AC3672=\"Non-Functional\",\"Low\",W3672=\"No\",\"Low\",W3672=\"Unknown\",\"None\",X3672=\"Deficiency\",\"None\",W3672=\"Yes\",\"High\",W3672=\"\",\"None\")","v":"None"},0,0,0,0,{"$f":"_xlfn.CONCAT(LEFT(H3672,3),\"-\")&IF(H3672=\"-\",0,COUNTIF($H$4:H3672,H3672))","v":"-0"},{"$f":"_xlfn.IFS($H3672<=0,\"-\",AS3672=1,_xlfn.CONCAT(\"FUN_NONDEF\",\"-DCON_\",LEFT(AQ3672,1),\"-FCON_\",LEFT(AR3672,1)),AT3672=1,_xlfn.CONCAT(\"FUN_DEF\",\"-DCON_\",LEFT(AQ3672,1),\"-FCON_\",LEFT(AR3672,1)),AU3672=1,_xlfn.CONCAT(\"NONFUN_NONDEF\",\"-DCON_\",LEFT(AQ3672,1),\"-FCON_\",LEFT(AR3672,1)),AV3672=1,_xlfn.CONCAT(\"NONFUN_DEF\",\"-DCON_\",LEFT(AQ3672,1),\"-FCON_\",LEFT(AR3672,1)),AS3672+AT3672+AU3672+AV3672<1,_xlfn.CONCAT(\"-\"))","v":"-"}]
[null,null,null,null,null,null,null,null,null,null,null,null,null,null,null,null,null,null,null,null,null,0,null,null,null,null,null,null,null,null,null,0,0,0,0,"Unknown",{"$f":"_xlfn.IFS(G3681=\"Natural\",0,H3681=\"\",0,H3681=\"COASTAL-CONSTRUCTED\",0,G3681=\"Constructed\",_xlfn.XLOOKUP($H3681,'Data Categories'!$U$4:$U$25,'Data Categories'!$V$4:V$25))","v":0},{"$f":"_xlfn.IFS(AK3681=\"\",0,AJ3681=\"Unknown\",0,AK3681>1,AK3681-AJ3681,AK3681=0,0)","v":0},{"$f":"_xlfn.IFS(Y3681=\"\",0,Y3681>1920,_xlfn.XLOOKUP($H3681,'Data Categories'!$AE$20:$AE$42,'Data Categories'!$AG$20:$AG$42,0))","v":0},{"$f":"_xlfn.IFS(Y3681=\"\",0,Y3681>0,(2025-Y3681))","v":0},{"$f":"_xlfn.IFS(Z3681=\"Non-Deficient\",\"Non-Deficient\",Z3681=\"Deficient\",\"Deficient\",AB3681=\"Deficient\",\"Deficient\",Z3681=\"Non-Deficient\",\"Non-Deficient\",AB3681=\"Non-Deficient\",\"Non-Deficient\",P3681=\"\",\"None\",AL3681<0,\"Deficient\",AL3681>10,\"Non-Deficient\")","v":"None"},{"$f":"_xlfn.IFS(H3681=\"LOW WATER CROSSING\",\"Non-Functional\",G3681=\"Natural\",\"Functional\",AA3681=\"Functional\",\"Functional\",AC3681=\"Functional\",\"Functional\",AA3681=\"Non-Functional\",\"Non-Functional\",AC3681=\"Non-Functional\",\"Non-Functional\",AA3681=\"Unknown\",\"Unknown\",AC3681=\"Unknown\",\"Unknown\",AA3681=\"\",\"None\")","v":"None"},{"$f":"_xlfn.IFS(X3681=\"Functionality\",\"Low\",W3681=\"No\",\"Low\",Y3681>=2015,\"High\",Y3681>=1920,\"Low\",W3681=\"\",\"None\",W3681=\"Unknown\",\"None\")","v":"None"},{"$f":"_xlfn.IFS(H3681=\"LOW WATER CROSSING\",\"Unknown\",G3681=\"Natural\",\"None\",AM3681<AN3681,\"High\",AC3681=\"Functional\",\"Low\",AC3681=\"Non-Functional\",\"Low\",W3681=\"No\",\"Low\",W3681=\"Unknown\",\"None\",X3681=\"Deficiency\",\"None\",W3681=\"Yes\",\"High\",W3681=\"\",\"None\")","v":"None"},0,0,0,0,{"$f":"_xlfn.CONCAT(LEFT(H3681,3),\"-\")&IF(H3681=\"-\",0,COUNTIF($H$4:H3681,H3681))","v":"-0"},{"$f":"_xlfn.IFS($H3681<=0,\"-\",AS3681=1,_xlfn.CONCAT(\"FUN_NONDEF\",\"-DCON_\",LEFT(AQ3681,1),\"-FCON_\",LEFT(AR3681,1)),AT3681=1,_xlfn.CONCAT(\"FUN_DEF\",\"-DCON_\",LEFT(AQ3681,1),\"-FCON_\",LEFT(AR3681,1)),AU3681=1,_xlfn.CONCAT(\"NONFUN_NONDEF\",\"-DCON_\",LEFT(AQ3681,1),\"-FCON_\",LEFT(AR3681,1)),AV3681=1,_xlfn.CONCAT(\"NONFUN_DEF\",\"-DCON_\",LEFT(AQ3681,1),\"-FCON_\",LEFT(AR3681,1)),AS3681+AT3681+AU3681+AV3681<1,_xlfn.CONCAT(\"-\"))","v":"-"}]
[null,null,null,null,null,null,null,null,null,null,null,null,null,null,null,null,null,null,null,null,null,0,null,null,null,null,null,null,null,null,null,0,0,0,0,"Unknown",{"$f":"_xlfn.IFS(G3688=\"Natural\",0,H3688=\"\",0,H3688=\"COASTAL-CONSTRUCTED\",0,G3688=\"Constructed\",_xlfn.XLOOKUP($H3688,'Data Categories'!$U$4:$U$25,'Data Categories'!$V$4:V$25))","v":0},{"$f":"_xlfn.IFS(AK3688=\"\",0,AJ3688=\"Unknown\",0,AK3688>1,AK3688-AJ3688,AK3688=0,0)","v":0},{"$f":"_xlfn.IFS(Y3688=\"\",0,Y3688>1920,_xlfn.XLOOKUP($H3688,'Data Categories'!$AE$20:$AE$42,'Data Categories'!$AG$20:$AG$42,0))","v":0},{"$f":"_xlfn.IFS(Y3688=\"\",0,Y3688>0,(2025-Y3688))","v":0},{"$f":"_xlfn.IFS(Z3688=\"Non-Deficient\",\"Non-Deficient\",Z3688=\"Deficient\",\"Deficient\",AB3688=\"Deficient\",\"Deficient\",Z3688=\"Non-Deficient\",\"Non-Deficient\",AB3688=\"Non-Deficient\",\"Non-Deficient\",P3688=\"\",\"None\",AL3688<0,\"Deficient\",AL3688>10,\"Non-Deficient\")","v":"None"},{"$f":"_xlfn.IFS(H3688=\"LOW WATER CROSSING\",\"Non-Functional\",G3688=\"Natural\",\"Functional\",AA3688=\"Functional\",\"Functional\",AC3688=\"Functional\",\"Functional\",AA3688=\"Non-Functional\",\"Non-Functional\",AC3688=\"Non-Functional\",\"Non-Functional\",AA3688=\"Unknown\",\"Unknown\",AC3688=\"Unknown\",\"Unknown\",AA3688=\"\",\"None\")","v":"None"},{"$f":"_xlfn.IFS(X3688=\"Functionality\",\"Low\",W3688=\"No\",\"Low\",Y3688>=2015,\"High\",Y3688>=1920,\"Low\",W3688=\"\",\"None\",W3688=\"Unknown\",\"None\")","v":"None"},{"$f":"_xlfn.IFS(H3688=\"LOW WATER CROSSING\",\"Unknown\",G3688=\"Natural\",\"None\",AM3688<AN3688,\"High\",AC3688=\"Functional\",\"Low\",AC3688=\"Non-Functional\",\"Low\",W3688=\"No\",\"Low\",W3688=\"Unknown\",\"None\",X3688=\"Deficiency\",\"None\",W3688=\"Yes\",\"High\",W3688=\"\",\"None\")","v":"None"},0,0,0,0,{"$f":"_xlfn.CONCAT(LEFT(H3688,3),\"-\")&IF(H3688=\"-\",0,COUNTIF($H$4:H3688,H3688))","v":"-0"},{"$f":"_xlfn.IFS($H3688<=0,\"-\",AS3688=1,_xlfn.CONCAT(\"FUN_NONDEF\",\"-DCON_\",LEFT(AQ3688,1),\"-FCON_\",LEFT(AR3688,1)),AT3688=1,_xlfn.CONCAT(\"FUN_DEF\",\"-DCON_\",LEFT(AQ3688,1),\"-FCON_\",LEFT(AR3688,1)),AU3688=1,_xlfn.CONCAT(\"NONFUN_NONDEF\",\"-DCON_\",LEFT(AQ3688,1),\"-FCON_\",LEFT(AR3688,1)),AV3688=1,_xlfn.CONCAT(\"NONFUN_DEF\",\"-DCON_\",LEFT(AQ3688,1),\"-FCON_\",LEFT(AR3688,1)),AS3688+AT3688+AU3688+AV3688<1,_xlfn.CONCAT(\"-\"))","v":"-"}]
[null,null,null,null,null,null,null,null,null,null,null,null,null,null,null,null,null,null,null,null,null,0,null,null,null,null,null,null,null,null,null,0,0,0,0,"Unknown",{"$f":"_xlfn.IFS(G3700=\"Natural\",0,H3700=\"\",0,H3700=\"COASTAL-CONSTRUCTED\",0,G3700=\"Constructed\",_xlfn.XLOOKUP($H3700,'Data Categories'!$U$4:$U$25,'Data Categories'!$V$4:V$25))","v":0},{"$f":"_xlfn.IFS(AK3700=\"\",0,AJ3700=\"Unknown\",0,AK3700>1,AK3700-AJ3700,AK3700=0,0)","v":0},{"$f":"_xlfn.IFS(Y3700=\"\",0,Y3700>1920,_xlfn.XLOOKUP($H3700,'Data Categories'!$AE$20:$AE$42,'Data Categories'!$AG$20:$AG$42,0))","v":0},{"$f":"_xlfn.IFS(Y3700=\"\",0,Y3700>0,(2025-Y3700))","v":0},{"$f":"_xlfn.IFS(Z3700=\"Non-Deficient\",\"Non-Deficient\",Z3700=\"Deficient\",\"Deficient\",AB3700=\"Deficient\",\"Deficient\",Z3700=\"Non-Deficient\",\"Non-Deficient\",AB3700=\"Non-Deficient\",\"Non-Deficient\",P3700=\"\",\"None\",AL3700<0,\"Deficient\",AL3700>10,\"Non-Deficient\")","v":"None"},{"$f":"_xlfn.IFS(H3700=\"LOW WATER CROSSING\",\"Non-Functional\",G3700=\"Natural\",\"Functional\",AA3700=\"Functional\",\"Functional\",AC3700=\"Functional\",\"Functional\",AA3700=\"Non-Functional\",\"Non-Functional\",AC3700=\"Non-Functional\",\"Non-Functional\",AA3700=\"Unknown\",\"Unknown\",AC3700=\"Unknown\",\"Unknown\",AA3700=\"\",\"None\")","v":"None"},{"$f":"_xlfn.IFS(X3700=\"Functionality\",\"Low\",W3700=\"No\",\"Low\",Y3700>=2015,\"High\",Y3700>=1920,\"Low\",W3700=\"\",\"None\",W3700=\"Unknown\",\"None\")","v":"None"},{"$f":"_xlfn.IFS(H3700=\"LOW WATER CROSSING\",\"Unknown\",G3700=\"Natural\",\"None\",AM3700<AN3700,\"High\",AC3700=\"Functional\",\"Low\",AC3700=\"Non-Functional\",\"Low\",W3700=\"No\",\"Low\",W3700=\"Unknown\",\"None\",X3700=\"Deficiency\",\"None\",W3700=\"Yes\",\"High\",W3700=\"\",\"None\")","v":"None"},0,0,0,0,{"$f":"_xlfn.CONCAT(LEFT(H3700,3),\"-\")&IF(H3700=\"-\",0,COUNTIF($H$4:H3700,H3700))","v":"-0"},{"$f":"_xlfn.IFS($H3700<=0,\"-\",AS3700=1,_xlfn.CONCAT(\"FUN_NONDEF\",\"-DCON_\",LEFT(AQ3700,1),\"-FCON_\",LEFT(AR3700,1)),AT3700=1,_xlfn.CONCAT(\"FUN_DEF\",\"-DCON_\",LEFT(AQ3700,1),\"-FCON_\",LEFT(AR3700,1)),AU3700=1,_xlfn.CONCAT(\"NONFUN_NONDEF\",\"-DCON_\",LEFT(AQ3700,1),\"-FCON_\",LEFT(AR3700,1)),AV3700=1,_xlfn.CONCAT(\"NONFUN_DEF\",\"-DCON_\",LEFT(AQ3700,1),\"-FCON_\",LEFT(AR3700,1)),AS3700+AT3700+AU3700+AV3700<1,_xlfn.CONCAT(\"-\"))","v":"-"}]
[null,null,null,null,null,null,null,null,null,null,null,null,null,null,null,null,null,null,null,null,null,0,null,null,null,null,null,null,null,null,null,0,0,0,0,"Unknown",{"$f":"_xlfn.IFS(G3711=\"Natural\",0,H3711=\"\",0,H3711=\"COASTAL-CONSTRUCTED\",0,G3711=\"Constructed\",_xlfn.XLOOKUP($H3711,'Data Categories'!$U$4:$U$25,'Data Categories'!$V$4:V$25))","v":0},{"$f":"_xlfn.IFS(AK3711=\"\",0,AJ3711=\"Unknown\",0,AK3711>1,AK3711-AJ3711,AK3711=0,0)","v":0},{"$f":"_xlfn.IFS(Y3711=\"\",0,Y3711>1920,_xlfn.XLOOKUP($H3711,'Data Categories'!$AE$20:$AE$42,'Data Categories'!$AG$20:$AG$42,0))","v":0},{"$f":"_xlfn.IFS(Y3711=\"\",0,Y3711>0,(2025-Y3711))","v":0},{"$f":"_xlfn.IFS(Z3711=\"Non-Deficient\",\"Non-Deficient\",Z3711=\"Deficient\",\"Deficient\",AB3711=\"Deficient\",\"Deficient\",Z3711=\"Non-Deficient\",\"Non-Deficient\",AB3711=\"Non-Deficient\",\"Non-Deficient\",P3711=\"\",\"None\",AL3711<0,\"Deficient\",AL3711>10,\"Non-Deficient\")","v":"None"},{"$f":"_xlfn.IFS(H3711=\"LOW WATER CROSSING\",\"Non-Functional\",G3711=\"Natural\",\"Functional\",AA3711=\"Functional\",\"Functional\",AC3711=\"Functional\",\"Functional\",AA3711=\"Non-Functional\",\"Non-Functional\",AC3711=\"Non-Functional\",\"Non-Functional\",AA3711=\"Unknown\",\"Unknown\",AC3711=\"Unknown\",\"Unknown\",AA3711=\"\",\"None\")","v":"None"},{"$f":"_xlfn.IFS(X3711=\"Functionality\",\"Low\",W3711=\"No\",\"Low\",Y3711>=2015,\"High\",Y3711>=1920,\"Low\",W3711=\"\",\"None\",W3711=\"Unknown\",\"None\")","v":"None"},{"$f":"_xlfn.IFS(H3711=\"LOW WATER CROSSING\",\"Unknown\",G3711=\"Natural\",\"None\",AM3711<AN3711,\"High\",AC3711=\"Functional\",\"Low\",AC3711=\"Non-Functional\",\"Low\",W3711=\"No\",\"Low\",W3711=\"Unknown\",\"None\",X3711=\"Deficiency\",\"None\",W3711=\"Yes\",\"High\",W3711=\"\",\"None\")","v":"None"},0,0,0,0,{"$f":"_xlfn.CONCAT(LEFT(H3711,3),\"-\")&IF(H3711=\"-\",0,COUNTIF($H$4:H3711,H3711))","v":"-0"},{"$f":"_xlfn.IFS($H3711<=0,\"-\",AS3711=1,_xlfn.CONCAT(\"FUN_NONDEF\",\"-DCON_\",LEFT(AQ3711,1),\"-FCON_\",LEFT(AR3711,1)),AT3711=1,_xlfn.CONCAT(\"FUN_DEF\",\"-DCON_\",LEFT(AQ3711,1),\"-FCON_\",LEFT(AR3711,1)),AU3711=1,_xlfn.CONCAT(\"NONFUN_NONDEF\",\"-DCON_\",LEFT(AQ3711,1),\"-FCON_\",LEFT(AR3711,1)),AV3711=1,_xlfn.CONCAT(\"NONFUN_DEF\",\"-DCON_\",LEFT(AQ3711,1),\"-FCON_\",LEFT(AR3711,1)),AS3711+AT3711+AU3711+AV3711<1,_xlfn.CONCAT(\"-\"))","v":"-"}]
[null,null,null,null,null,null,null,null,null,null,null,null,null,null,null,null,null,null,null,null,null,0,null,null,null,null,null,null,null,null,null,0,0,0,0,{"$f":"IF(P3718>=1900,2025-P3718,\"Unknown\")","v":"Unknown"},{"$f":"_xlfn.IFS(G3718=\"Natural\",0,H3718=\"\",0,H3718=\"COASTAL-CONSTRUCTED\",0,G3718=\"Constructed\",_xlfn.XLOOKUP($H3718,'Data Categories'!$U$4:$U$25,'Data Categories'!$V$4:V$25))","v":0},{"$f":"_xlfn.IFS(AK3718=\"\",0,AJ3718=\"Unknown\",0,AK3718>1,AK3718-AJ3718,AK3718=0,0)","v":0},{"$f":"_xlfn.IFS(Y3718=\"\",0,Y3718>1920,_xlfn.XLOOKUP($H3718,'Data Categories'!$AE$20:$AE$42,'Data Categories'!$AG$20:$AG$42,0))","v":0},{"$f":"_xlfn.IFS(Y3718=\"\",0,Y3718>0,(2025-Y3718))","v":0},{"$f":"_xlfn.IFS(Z3718=\"Non-Deficient\",\"Non-Deficient\",Z3718=\"Deficient\",\"Deficient\",AB3718=\"Deficient\",\"Deficient\",Z3718=\"Non-Deficient\",\"Non-Deficient\",AB3718=\"Non-Deficient\",\"Non-Deficient\",P3718=\"\",\"None\",AL3718<0,\"Deficient\",AL3718>10,\"Non-Deficient\")","v":"None"},{"$f":"_xlfn.IFS(H3718=\"LOW WATER CROSSING\",\"Non-Functional\",G3718=\"Natural\",\"Functional\",AA3718=\"Functional\",\"Functional\",AC3718=\"Functional\",\"Functional\",AA3718=\"Non-Functional\",\"Non-Functional\",AC3718=\"Non-Functional\",\"Non-Functional\",AA3718=\"Unknown\",\"Unknown\",AC3718=\"Unknown\",\"Unknown\",AA3718=\"\",\"None\")","v":"None"},{"$f":"_xlfn.IFS(X3718=\"Functionality\",\"Low\",W3718=\"No\",\"Low\",Y3718>=2015,\"High\",Y3718>=1920,\"Low\",W3718=\"\",\"None\",W3718=\"Unknown\",\"None\")","v":"None"},{"$f":"_xlfn.IFS(H3718=\"LOW WATER CROSSING\",\"Unknown\",G3718=\"Natural\",\"None\",AM3718<AN3718,\"High\",AC3718=\"Functional\",\"Low\",AC3718=\"Non-Functional\",\"Low\",W3718=\"No\",\"Low\",W3718=\"Unknown\",\"None\",X3718=\"Deficiency\",\"None\",W3718=\"Yes\",\"High\",W3718=\"\",\"None\")","v":"None"},0,0,0,0,{"$f":"_xlfn.CONCAT(LEFT(H3718,3),\"-\")&IF(H3718=\"-\",0,COUNTIF($H$4:H3718,H3718))","v":"-0"},{"$f":"_xlfn.IFS($H3718<=0,\"-\",AS3718=1,_xlfn.CONCAT(\"FUN_NONDEF\",\"-DCON_\",LEFT(AQ3718,1),\"-FCON_\",LEFT(AR3718,1)),AT3718=1,_xlfn.CONCAT(\"FUN_DEF\",\"-DCON_\",LEFT(AQ3718,1),\"-FCON_\",LEFT(AR3718,1)),AU3718=1,_xlfn.CONCAT(\"NONFUN_NONDEF\",\"-DCON_\",LEFT(AQ3718,1),\"-FCON_\",LEFT(AR3718,1)),AV3718=1,_xlfn.CONCAT(\"NONFUN_DEF\",\"-DCON_\",LEFT(AQ3718,1),\"-FCON_\",LEFT(AR3718,1)),AS3718+AT3718+AU3718+AV3718<1,_xlfn.CONCAT(\"-\"))","v":"-"}]
[null,null,null,null,null,null,null,null,null,null,null,null,null,null,null,null,null,null,null,null,null,0,null,null,null,null,null,null,null,null,null,0,0,0,0,"Unknown",{"$f":"_xlfn.IFS(G3721=\"Natural\",0,H3721=\"\",0,H3721=\"COASTAL-CONSTRUCTED\",0,G3721=\"Constructed\",_xlfn.XLOOKUP($H3721,'Data Categories'!$U$4:$U$25,'Data Categories'!$V$4:V$25))","v":0},{"$f":"_xlfn.IFS(AK3721=\"\",0,AJ3721=\"Unknown\",0,AK3721>1,AK3721-AJ3721,AK3721=0,0)","v":0},{"$f":"_xlfn.IFS(Y3721=\"\",0,Y3721>1920,_xlfn.XLOOKUP($H3721,'Data Categories'!$AE$20:$AE$42,'Data Categories'!$AG$20:$AG$42,0))","v":0},{"$f":"_xlfn.IFS(Y3721=\"\",0,Y3721>0,(2025-Y3721))","v":0},{"$f":"_xlfn.IFS(Z3721=\"Non-Deficient\",\"Non-Deficient\",Z3721=\"Deficient\",\"Deficient\",AB3721=\"Deficient\",\"Deficient\",Z3721=\"Non-Deficient\",\"Non-Deficient\",AB3721=\"Non-Deficient\",\"Non-Deficient\",P3721=\"\",\"None\",AL3721<0,\"Deficient\",AL3721>10,\"Non-Deficient\")","v":"None"},{"$f":"_xlfn.IFS(H3721=\"LOW WATER CROSSING\",\"Non-Functional\",G3721=\"Natural\",\"Functional\",AA3721=\"Functional\",\"Functional\",AC3721=\"Functional\",\"Functional\",AA3721=\"Non-Functional\",\"Non-Functional\",AC3721=\"Non-Functional\",\"Non-Functional\",AA3721=\"Unknown\",\"Unknown\",AC3721=\"Unknown\",\"Unknown\",AA3721=\"\",\"None\")","v":"None"},{"$f":"_xlfn.IFS(X3721=\"Functionality\",\"Low\",W3721=\"No\",\"Low\",Y3721>=2015,\"High\",Y3721>=1920,\"Low\",W3721=\"\",\"None\",W3721=\"Unknown\",\"None\")","v":"None"},{"$f":"_xlfn.IFS(H3721=\"LOW WATER CROSSING\",\"Unknown\",G3721=\"Natural\",\"None\",AM3721<AN3721,\"High\",AC3721=\"Functional\",\"Low\",AC3721=\"Non-Functional\",\"Low\",W3721=\"No\",\"Low\",W3721=\"Unknown\",\"None\",X3721=\"Deficiency\",\"None\",W3721=\"Yes\",\"High\",W3721=\"\",\"None\")","v":"None"},0,0,0,0,{"$f":"_xlfn.CONCAT(LEFT(H3721,3),\"-\")&IF(H3721=\"-\",0,COUNTIF($H$4:H3721,H3721))","v":"-0"},{"$f":"_xlfn.IFS($H3721<=0,\"-\",AS3721=1,_xlfn.CONCAT(\"FUN_NONDEF\",\"-DCON_\",LEFT(AQ3721,1),\"-FCON_\",LEFT(AR3721,1)),AT3721=1,_xlfn.CONCAT(\"FUN_DEF\",\"-DCON_\",LEFT(AQ3721,1),\"-FCON_\",LEFT(AR3721,1)),AU3721=1,_xlfn.CONCAT(\"NONFUN_NONDEF\",\"-DCON_\",LEFT(AQ3721,1),\"-FCON_\",LEFT(AR3721,1)),AV3721=1,_xlfn.CONCAT(\"NONFUN_DEF\",\"-DCON_\",LEFT(AQ3721,1),\"-FCON_\",LEFT(AR3721,1)),AS3721+AT3721+AU3721+AV3721<1,_xlfn.CONCAT(\"-\"))","v":"-"}]
[null,null,null,null,null,null,null,null,null,null,null,null,null,null,null,null,null,null,null,null,null,0,null,null,null,null,null,null,null,null,null,0,0,0,0,"Unknown",{"$f":"_xlfn.IFS(G3733=\"Natural\",0,H3733=\"\",0,H3733=\"COASTAL-CONSTRUCTED\",0,G3733=\"Constructed\",_xlfn.XLOOKUP($H3733,'Data Categories'!$U$4:$U$25,'Data Categories'!$V$4:V$25))","v":0},{"$f":"_xlfn.IFS(AK3733=\"\",0,AJ3733=\"Unknown\",0,AK3733>1,AK3733-AJ3733,AK3733=0,0)","v":0},{"$f":"_xlfn.IFS(Y3733=\"\",0,Y3733>1920,_xlfn.XLOOKUP($H3733,'Data Categories'!$AE$20:$AE$42,'Data Categories'!$AG$20:$AG$42,0))","v":0},{"$f":"_xlfn.IFS(Y3733=\"\",0,Y3733>0,(2025-Y3733))","v":0},{"$f":"_xlfn.IFS(Z3733=\"Non-Deficient\",\"Non-Deficient\",Z3733=\"Deficient\",\"Deficient\",AB3733=\"Deficient\",\"Deficient\",Z3733=\"Non-Deficient\",\"Non-Deficient\",AB3733=\"Non-Deficient\",\"Non-Deficient\",P3733=\"\",\"None\",AL3733<0,\"Deficient\",AL3733>10,\"Non-Deficient\")","v":"None"},{"$f":"_xlfn.IFS(H3733=\"LOW WATER CROSSING\",\"Non-Functional\",G3733=\"Natural\",\"Functional\",AA3733=\"Functional\",\"Functional\",AC3733=\"Functional\",\"Functional\",AA3733=\"Non-Functional\",\"Non-Functional\",AC3733=\"Non-Functional\",\"Non-Functional\",AA3733=\"Unknown\",\"Unknown\",AC3733=\"Unknown\",\"Unknown\",AA3733=\"\",\"None\")","v":"None"},{"$f":"_xlfn.IFS(X3733=\"Functionality\",\"Low\",W3733=\"No\",\"Low\",Y3733>=2015,\"High\",Y3733>=1920,\"Low\",W3733=\"\",\"None\",W3733=\"Unknown\",\"None\")","v":"None"},{"$f":"_xlfn.IFS(H3733=\"LOW WATER CROSSING\",\"Unknown\",G3733=\"Natural\",\"None\",AM3733<AN3733,\"High\",AC3733=\"Functional\",\"Low\",AC3733=\"Non-Functional\",\"Low\",W3733=\"No\",\"Low\",W3733=\"Unknown\",\"None\",X3733=\"Deficiency\",\"None\",W3733=\"Yes\",\"High\",W3733=\"\",\"None\")","v":"None"},0,0,0,0,{"$f":"_xlfn.CONCAT(LEFT(H3733,3),\"-\")&IF(H3733=\"-\",0,COUNTIF($H$4:H3733,H3733))","v":"-0"},{"$f":"_xlfn.IFS($H3733<=0,\"-\",AS3733=1,_xlfn.CONCAT(\"FUN_NONDEF\",\"-DCON_\",LEFT(AQ3733,1),\"-FCON_\",LEFT(AR3733,1)),AT3733=1,_xlfn.CONCAT(\"FUN_DEF\",\"-DCON_\",LEFT(AQ3733,1),\"-FCON_\",LEFT(AR3733,1)),AU3733=1,_xlfn.CONCAT(\"NONFUN_NONDEF\",\"-DCON_\",LEFT(AQ3733,1),\"-FCON_\",LEFT(AR3733,1)),AV3733=1,_xlfn.CONCAT(\"NONFUN_DEF\",\"-DCON_\",LEFT(AQ3733,1),\"-FCON_\",LEFT(AR3733,1)),AS3733+AT3733+AU3733+AV3733<1,_xlfn.CONCAT(\"-\"))","v":"-"}]
[null,null,null,null,null,null,null,null,null,null,null,null,null,null,null,null,null,null,null,null,null,0,null,null,null,null,null,null,null,null,null,0,0,0,0,"Unknown",{"$f":"_xlfn.IFS(G3742=\"Natural\",0,H3742=\"\",0,H3742=\"COASTAL-CONSTRUCTED\",0,G3742=\"Constructed\",_xlfn.XLOOKUP($H3742,'Data Categories'!$U$4:$U$25,'Data Categories'!$V$4:V$25))","v":0},{"$f":"_xlfn.IFS(AK3742=\"\",0,AJ3742=\"Unknown\",0,AK3742>1,AK3742-AJ3742,AK3742=0,0)","v":0},{"$f":"_xlfn.IFS(Y3742=\"\",0,Y3742>1920,_xlfn.XLOOKUP($H3742,'Data Categories'!$AE$20:$AE$42,'Data Categories'!$AG$20:$AG$42,0))","v":0},{"$f":"_xlfn.IFS(Y3742=\"\",0,Y3742>0,(2025-Y3742))","v":0},{"$f":"_xlfn.IFS(Z3742=\"Non-Deficient\",\"Non-Deficient\",Z3742=\"Deficient\",\"Deficient\",AB3742=\"Deficient\",\"Deficient\",Z3742=\"Non-Deficient\",\"Non-Deficient\",AB3742=\"Non-Deficient\",\"Non-Deficient\",P3742=\"\",\"None\",AL3742<0,\"Deficient\",AL3742>10,\"Non-Deficient\")","v":"None"},{"$f":"_xlfn.IFS(H3742=\"LOW WATER CROSSING\",\"Non-Functional\",G3742=\"Natural\",\"Functional\",AA3742=\"Functional\",\"Functional\",AC3742=\"Functional\",\"Functional\",AA3742=\"Non-Functional\",\"Non-Functional\",AC3742=\"Non-Functional\",\"Non-Functional\",AA3742=\"Unknown\",\"Unknown\",AC3742=\"Unknown\",\"Unknown\",AA3742=\"\",\"None\")","v":"None"},{"$f":"_xlfn.IFS(X3742=\"Functionality\",\"Low\",W3742=\"No\",\"Low\",Y3742>=2015,\"High\",Y3742>=1920,\"Low\",W3742=\"\",\"None\",W3742=\"Unknown\",\"None\")","v":"None"},{"$f":"_xlfn.IFS(H3742=\"LOW WATER CROSSING\",\"Unknown\",G3742=\"Natural\",\"None\",AM3742<AN3742,\"High\",AC3742=\"Functional\",\"Low\",AC3742=\"Non-Functional\",\"Low\",W3742=\"No\",\"Low\",W3742=\"Unknown\",\"None\",X3742=\"Deficiency\",\"None\",W3742=\"Yes\",\"High\",W3742=\"\",\"None\")","v":"None"},0,0,0,0,{"$f":"_xlfn.CONCAT(LEFT(H3742,3),\"-\")&IF(H3742=\"-\",0,COUNTIF($H$4:H3742,H3742))","v":"-0"},{"$f":"_xlfn.IFS($H3742<=0,\"-\",AS3742=1,_xlfn.CONCAT(\"FUN_NONDEF\",\"-DCON_\",LEFT(AQ3742,1),\"-FCON_\",LEFT(AR3742,1)),AT3742=1,_xlfn.CONCAT(\"FUN_DEF\",\"-DCON_\",LEFT(AQ3742,1),\"-FCON_\",LEFT(AR3742,1)),AU3742=1,_xlfn.CONCAT(\"NONFUN_NONDEF\",\"-DCON_\",LEFT(AQ3742,1),\"-FCON_\",LEFT(AR3742,1)),AV3742=1,_xlfn.CONCAT(\"NONFUN_DEF\",\"-DCON_\",LEFT(AQ3742,1),\"-FCON_\",LEFT(AR3742,1)),AS3742+AT3742+AU3742+AV3742<1,_xlfn.CONCAT(\"-\"))","v":"-"}]
[null,null,null,null,null,null,null,null,null,null,null,null,null,null,null,null,null,null,null,null,null,0,null,null,null,null,null,null,null,null,null,0,0,0,0,"Unknown",{"$f":"_xlfn.IFS(G3751=\"Natural\",0,H3751=\"\",0,H3751=\"COASTAL-CONSTRUCTED\",0,G3751=\"Constructed\",_xlfn.XLOOKUP($H3751,'Data Categories'!$U$4:$U$25,'Data Categories'!$V$4:V$25))","v":0},{"$f":"_xlfn.IFS(AK3751=\"\",0,AJ3751=\"Unknown\",0,AK3751>1,AK3751-AJ3751,AK3751=0,0)","v":0},{"$f":"_xlfn.IFS(Y3751=\"\",0,Y3751>1920,_xlfn.XLOOKUP($H3751,'Data Categories'!$AE$20:$AE$42,'Data Categories'!$AG$20:$AG$42,0))","v":0},{"$f":"_xlfn.IFS(Y3751=\"\",0,Y3751>0,(2025-Y3751))","v":0},{"$f":"_xlfn.IFS(Z3751=\"Non-Deficient\",\"Non-Deficient\",Z3751=\"Deficient\",\"Deficient\",AB3751=\"Deficient\",\"Deficient\",Z3751=\"Non-Deficient\",\"Non-Deficient\",AB3751=\"Non-Deficient\",\"Non-Deficient\",P3751=\"\",\"None\",AL3751<0,\"Deficient\",AL3751>10,\"Non-Deficient\")","v":"None"},{"$f":"_xlfn.IFS(H3751=\"LOW WATER CROSSING\",\"Non-Functional\",G3751=\"Natural\",\"Functional\",AA3751=\"Functional\",\"Functional\",AC3751=\"Functional\",\"Functional\",AA3751=\"Non-Functional\",\"Non-Functional\",AC3751=\"Non-Functional\",\"Non-Functional\",AA3751=\"Unknown\",\"Unknown\",AC3751=\"Unknown\",\"Unknown\",AA3751=\"\",\"None\")","v":"None"},{"$f":"_xlfn.IFS(X3751=\"Functionality\",\"Low\",W3751=\"No\",\"Low\",Y3751>=2015,\"High\",Y3751>=1920,\"Low\",W3751=\"\",\"None\",W3751=\"Unknown\",\"None\")","v":"None"},{"$f":"_xlfn.IFS(H3751=\"LOW WATER CROSSING\",\"Unknown\",G3751=\"Natural\",\"None\",AM3751<AN3751,\"High\",AC3751=\"Functional\",\"Low\",AC3751=\"Non-Functional\",\"Low\",W3751=\"No\",\"Low\",W3751=\"Unknown\",\"None\",X3751=\"Deficiency\",\"None\",W3751=\"Yes\",\"High\",W3751=\"\",\"None\")","v":"None"},0,0,0,0,{"$f":"_xlfn.CONCAT(LEFT(H3751,3),\"-\")&IF(H3751=\"-\",0,COUNTIF($H$4:H3751,H3751))","v":"-0"},{"$f":"_xlfn.IFS($H3751<=0,\"-\",AS3751=1,_xlfn.CONCAT(\"FUN_NONDEF\",\"-DCON_\",LEFT(AQ3751,1),\"-FCON_\",LEFT(AR3751,1)),AT3751=1,_xlfn.CONCAT(\"FUN_DEF\",\"-DCON_\",LEFT(AQ3751,1),\"-FCON_\",LEFT(AR3751,1)),AU3751=1,_xlfn.CONCAT(\"NONFUN_NONDEF\",\"-DCON_\",LEFT(AQ3751,1),\"-FCON_\",LEFT(AR3751,1)),AV3751=1,_xlfn.CONCAT(\"NONFUN_DEF\",\"-DCON_\",LEFT(AQ3751,1),\"-FCON_\",LEFT(AR3751,1)),AS3751+AT3751+AU3751+AV3751<1,_xlfn.CONCAT(\"-\"))","v":"-"}]
[null,null,null,null,null,null,null,null,null,null,null,null,null,null,null,null,null,null,null,null,null,0,null,null,null,null,null,null,null,null,null,0,0,0,0,"Unknown",{"$f":"_xlfn.IFS(G3758=\"Natural\",0,H3758=\"\",0,H3758=\"COASTAL-CONSTRUCTED\",0,G3758=\"Constructed\",_xlfn.XLOOKUP($H3758,'Data Categories'!$U$4:$U$25,'Data Categories'!$V$4:V$25))","v":0},{"$f":"_xlfn.IFS(AK3758=\"\",0,AJ3758=\"Unknown\",0,AK3758>1,AK3758-AJ3758,AK3758=0,0)","v":0},{"$f":"_xlfn.IFS(Y3758=\"\",0,Y3758>1920,_xlfn.XLOOKUP($H3758,'Data Categories'!$AE$20:$AE$42,'Data Categories'!$AG$20:$AG$42,0))","v":0},{"$f":"_xlfn.IFS(Y3758=\"\",0,Y3758>0,(2025-Y3758))","v":0},{"$f":"_xlfn.IFS(Z3758=\"Non-Deficient\",\"Non-Deficient\",Z3758=\"Deficient\",\"Deficient\",AB3758=\"Deficient\",\"Deficient\",Z3758=\"Non-Deficient\",\"Non-Deficient\",AB3758=\"Non-Deficient\",\"Non-Deficient\",P3758=\"\",\"None\",AL3758<0,\"Deficient\",AL3758>10,\"Non-Deficient\")","v":"None"},{"$f":"_xlfn.IFS(H3758=\"LOW WATER CROSSING\",\"Non-Functional\",G3758=\"Natural\",\"Functional\",AA3758=\"Functional\",\"Functional\",AC3758=\"Functional\",\"Functional\",AA3758=\"Non-Functional\",\"Non-Functional\",AC3758=\"Non-Functional\",\"Non-Functional\",AA3758=\"Unknown\",\"Unknown\",AC3758=\"Unknown\",\"Unknown\",AA3758=\"\",\"None\")","v":"None"},{"$f":"_xlfn.IFS(X3758=\"Functionality\",\"Low\",W3758=\"No\",\"Low\",Y3758>=2015,\"High\",Y3758>=1920,\"Low\",W3758=\"\",\"None\",W3758=\"Unknown\",\"None\")","v":"None"},{"$f":"_xlfn.IFS(H3758=\"LOW WATER CROSSING\",\"Unknown\",G3758=\"Natural\",\"None\",AM3758<AN3758,\"High\",AC3758=\"Functional\",\"Low\",AC3758=\"Non-Functional\",\"Low\",W3758=\"No\",\"Low\",W3758=\"Unknown\",\"None\",X3758=\"Deficiency\",\"None\",W3758=\"Yes\",\"High\",W3758=\"\",\"None\")","v":"None"},0,0,0,0,{"$f":"_xlfn.CONCAT(LEFT(H3758,3),\"-\")&IF(H3758=\"-\",0,COUNTIF($H$4:H3758,H3758))","v":"-0"},{"$f":"_xlfn.IFS($H3758<=0,\"-\",AS3758=1,_xlfn.CONCAT(\"FUN_NONDEF\",\"-DCON_\",LEFT(AQ3758,1),\"-FCON_\",LEFT(AR3758,1)),AT3758=1,_xlfn.CONCAT(\"FUN_DEF\",\"-DCON_\",LEFT(AQ3758,1),\"-FCON_\",LEFT(AR3758,1)),AU3758=1,_xlfn.CONCAT(\"NONFUN_NONDEF\",\"-DCON_\",LEFT(AQ3758,1),\"-FCON_\",LEFT(AR3758,1)),AV3758=1,_xlfn.CONCAT(\"NONFUN_DEF\",\"-DCON_\",LEFT(AQ3758,1),\"-FCON_\",LEFT(AR3758,1)),AS3758+AT3758+AU3758+AV3758<1,_xlfn.CONCAT(\"-\"))","v":"-"}]
[null,null,null,null,null,null,null,null,null,null,null,null,null,null,null,null,null,null,null,null,null,0,null,null,null,null,null,null,null,null,null,0,0,0,0,"Unknown",{"$f":"_xlfn.IFS(G3770=\"Natural\",0,H3770=\"\",0,H3770=\"COASTAL-CONSTRUCTED\",0,G3770=\"Constructed\",_xlfn.XLOOKUP($H3770,'Data Categories'!$U$4:$U$25,'Data Categories'!$V$4:V$25))","v":0},{"$f":"_xlfn.IFS(AK3770=\"\",0,AJ3770=\"Unknown\",0,AK3770>1,AK3770-AJ3770,AK3770=0,0)","v":0},{"$f":"_xlfn.IFS(Y3770=\"\",0,Y3770>1920,_xlfn.XLOOKUP($H3770,'Data Categories'!$AE$20:$AE$42,'Data Categories'!$AG$20:$AG$42,0))","v":0},{"$f":"_xlfn.IFS(Y3770=\"\",0,Y3770>0,(2025-Y3770))","v":0},{"$f":"_xlfn.IFS(Z3770=\"Non-Deficient\",\"Non-Deficient\",Z3770=\"Deficient\",\"Deficient\",AB3770=\"Deficient\",\"Deficient\",Z3770=\"Non-Deficient\",\"Non-Deficient\",AB3770=\"Non-Deficient\",\"Non-Deficient\",P3770=\"\",\"None\",AL3770<0,\"Deficient\",AL3770>10,\"Non-Deficient\")","v":"None"},{"$f":"_xlfn.IFS(H3770=\"LOW WATER CROSSING\",\"Non-Functional\",G3770=\"Natural\",\"Functional\",AA3770=\"Functional\",\"Functional\",AC3770=\"Functional\",\"Functional\",AA3770=\"Non-Functional\",\"Non-Functional\",AC3770=\"Non-Functional\",\"Non-Functional\",AA3770=\"Unknown\",\"Unknown\",AC3770=\"Unknown\",\"Unknown\",AA3770=\"\",\"None\")","v":"None"},{"$f":"_xlfn.IFS(X3770=\"Functionality\",\"Low\",W3770=\"No\",\"Low\",Y3770>=2015,\"High\",Y3770>=1920,\"Low\",W3770=\"\",\"None\",W3770=\"Unknown\",\"None\")","v":"None"},{"$f":"_xlfn.IFS(H3770=\"LOW WATER CROSSING\",\"Unknown\",G3770=\"Natural\",\"None\",AM3770<AN3770,\"High\",AC3770=\"Functional\",\"Low\",AC3770=\"Non-Functional\",\"Low\",W3770=\"No\",\"Low\",W3770=\"Unknown\",\"None\",X3770=\"Deficiency\",\"None\",W3770=\"Yes\",\"High\",W3770=\"\",\"None\")","v":"None"},0,0,0,0,{"$f":"_xlfn.CONCAT(LEFT(H3770,3),\"-\")&IF(H3770=\"-\",0,COUNTIF($H$4:H3770,H3770))","v":"-0"},{"$f":"_xlfn.IFS($H3770<=0,\"-\",AS3770=1,_xlfn.CONCAT(\"FUN_NONDEF\",\"-DCON_\",LEFT(AQ3770,1),\"-FCON_\",LEFT(AR3770,1)),AT3770=1,_xlfn.CONCAT(\"FUN_DEF\",\"-DCON_\",LEFT(AQ3770,1),\"-FCON_\",LEFT(AR3770,1)),AU3770=1,_xlfn.CONCAT(\"NONFUN_NONDEF\",\"-DCON_\",LEFT(AQ3770,1),\"-FCON_\",LEFT(AR3770,1)),AV3770=1,_xlfn.CONCAT(\"NONFUN_DEF\",\"-DCON_\",LEFT(AQ3770,1),\"-FCON_\",LEFT(AR3770,1)),AS3770+AT3770+AU3770+AV3770<1,_xlfn.CONCAT(\"-\"))","v":"-"}]
[null,null,null,null,null,null,null,null,null,null,null,null,null,null,null,null,null,null,null,null,null,0,null,null,null,null,null,null,null,null,null,0,0,0,0,{"$f":"IF(P3782>=1900,2025-P3782,\"Unknown\")","v":"Unknown"},{"$f":"_xlfn.IFS(G3782=\"Natural\",0,H3782=\"\",0,H3782=\"COASTAL-CONSTRUCTED\",0,G3782=\"Constructed\",_xlfn.XLOOKUP($H3782,'Data Categories'!$U$4:$U$25,'Data Categories'!$V$4:V$25))","v":0},{"$f":"_xlfn.IFS(AK3782=\"\",0,AJ3782=\"Unknown\",0,AK3782>1,AK3782-AJ3782,AK3782=0,0)","v":0},{"$f":"_xlfn.IFS(Y3782=\"\",0,Y3782>1920,_xlfn.XLOOKUP($H3782,'Data Categories'!$AE$20:$AE$42,'Data Categories'!$AG$20:$AG$42,0))","v":0},{"$f":"_xlfn.IFS(Y3782=\"\",0,Y3782>0,(2025-Y3782))","v":0},{"$f":"_xlfn.IFS(Z3782=\"Non-Deficient\",\"Non-Deficient\",Z3782=\"Deficient\",\"Deficient\",AB3782=\"Deficient\",\"Deficient\",Z3782=\"Non-Deficient\",\"Non-Deficient\",AB3782=\"Non-Deficient\",\"Non-Deficient\",P3782=\"\",\"None\",AL3782<0,\"Deficient\",AL3782>10,\"Non-Deficient\")","v":"None"},{"$f":"_xlfn.IFS(H3782=\"LOW WATER CROSSING\",\"Non-Functional\",G3782=\"Natural\",\"Functional\",AA3782=\"Functional\",\"Functional\",AC3782=\"Functional\",\"Functional\",AA3782=\"Non-Functional\",\"Non-Functional\",AC3782=\"Non-Functional\",\"Non-Functional\",AA3782=\"Unknown\",\"Unknown\",AC3782=\"Unknown\",\"Unknown\",AA3782=\"\",\"None\")","v":"None"},{"$f":"_xlfn.IFS(X3782=\"Functionality\",\"Low\",W3782=\"No\",\"Low\",Y3782>=2015,\"High\",Y3782>=1920,\"Low\",W3782=\"\",\"None\",W3782=\"Unknown\",\"None\")","v":"None"},{"$f":"_xlfn.IFS(H3782=\"LOW WATER CROSSING\",\"Unknown\",G3782=\"Natural\",\"None\",AM3782<AN3782,\"High\",AC3782=\"Functional\",\"Low\",AC3782=\"Non-Functional\",\"Low\",W3782=\"No\",\"Low\",W3782=\"Unknown\",\"None\",X3782=\"Deficiency\",\"None\",W3782=\"Yes\",\"High\",W3782=\"\",\"None\")","v":"None"},0,0,0,0,{"$f":"_xlfn.CONCAT(LEFT(H3782,3),\"-\")&IF(H3782=\"-\",0,COUNTIF($H$4:H3782,H3782))","v":"-0"},{"$f":"_xlfn.IFS($H3782<=0,\"-\",AS3782=1,_xlfn.CONCAT(\"FUN_NONDEF\",\"-DCON_\",LEFT(AQ3782,1),\"-FCON_\",LEFT(AR3782,1)),AT3782=1,_xlfn.CONCAT(\"FUN_DEF\",\"-DCON_\",LEFT(AQ3782,1),\"-FCON_\",LEFT(AR3782,1)),AU3782=1,_xlfn.CONCAT(\"NONFUN_NONDEF\",\"-DCON_\",LEFT(AQ3782,1),\"-FCON_\",LEFT(AR3782,1)),AV3782=1,_xlfn.CONCAT(\"NONFUN_DEF\",\"-DCON_\",LEFT(AQ3782,1),\"-FCON_\",LEFT(AR3782,1)),AS3782+AT3782+AU3782+AV3782<1,_xlfn.CONCAT(\"-\"))","v":"-"}]
[null,null,null,null,null,null,null,null,null,null,null,null,null,null,null,null,null,null,null,null,null,0,null,null,null,null,null,null,null,null,null,0,0,0,0,"Unknown",{"$f":"_xlfn.IFS(G3783=\"Natural\",0,H3783=\"\",0,H3783=\"COASTAL-CONSTRUCTED\",0,G3783=\"Constructed\",_xlfn.XLOOKUP($H3783,'Data Categories'!$U$4:$U$25,'Data Categories'!$V$4:V$25))","v":0},{"$f":"_xlfn.IFS(AK3783=\"\",0,AJ3783=\"Unknown\",0,AK3783>1,AK3783-AJ3783,AK3783=0,0)","v":0},{"$f":"_xlfn.IFS(Y3783=\"\",0,Y3783>1920,_xlfn.XLOOKUP($H3783,'Data Categories'!$AE$20:$AE$42,'Data Categories'!$AG$20:$AG$42,0))","v":0},{"$f":"_xlfn.IFS(Y3783=\"\",0,Y3783>0,(2025-Y3783))","v":0},{"$f":"_xlfn.IFS(Z3783=\"Non-Deficient\",\"Non-Deficient\",Z3783=\"Deficient\",\"Deficient\",AB3783=\"Deficient\",\"Deficient\",Z3783=\"Non-Deficient\",\"Non-Deficient\",AB3783=\"Non-Deficient\",\"Non-Deficient\",P3783=\"\",\"None\",AL3783<0,\"Deficient\",AL3783>10,\"Non-Deficient\")","v":"None"},{"$f":"_xlfn.IFS(H3783=\"LOW WATER CROSSING\",\"Non-Functional\",G3783=\"Natural\",\"Functional\",AA3783=\"Functional\",\"Functional\",AC3783=\"Functional\",\"Functional\",AA3783=\"Non-Functional\",\"Non-Functional\",AC3783=\"Non-Functional\",\"Non-Functional\",AA3783=\"Unknown\",\"Unknown\",AC3783=\"Unknown\",\"Unknown\",AA3783=\"\",\"None\")","v":"None"},{"$f":"_xlfn.IFS(X3783=\"Functionality\",\"Low\",W3783=\"No\",\"Low\",Y3783>=2015,\"High\",Y3783>=1920,\"Low\",W3783=\"\",\"None\",W3783=\"Unknown\",\"None\")","v":"None"},{"$f":"_xlfn.IFS(H3783=\"LOW WATER CROSSING\",\"Unknown\",G3783=\"Natural\",\"None\",AM3783<AN3783,\"High\",AC3783=\"Functional\",\"Low\",AC3783=\"Non-Functional\",\"Low\",W3783=\"No\",\"Low\",W3783=\"Unknown\",\"None\",X3783=\"Deficiency\",\"None\",W3783=\"Yes\",\"High\",W3783=\"\",\"None\")","v":"None"},0,0,0,0,{"$f":"_xlfn.CONCAT(LEFT(H3783,3),\"-\")&IF(H3783=\"-\",0,COUNTIF($H$4:H3783,H3783))","v":"-0"},{"$f":"_xlfn.IFS($H3783<=0,\"-\",AS3783=1,_xlfn.CONCAT(\"FUN_NONDEF\",\"-DCON_\",LEFT(AQ3783,1),\"-FCON_\",LEFT(AR3783,1)),AT3783=1,_xlfn.CONCAT(\"FUN_DEF\",\"-DCON_\",LEFT(AQ3783,1),\"-FCON_\",LEFT(AR3783,1)),AU3783=1,_xlfn.CONCAT(\"NONFUN_NONDEF\",\"-DCON_\",LEFT(AQ3783,1),\"-FCON_\",LEFT(AR3783,1)),AV3783=1,_xlfn.CONCAT(\"NONFUN_DEF\",\"-DCON_\",LEFT(AQ3783,1),\"-FCON_\",LEFT(AR3783,1)),AS3783+AT3783+AU3783+AV3783<1,_xlfn.CONCAT(\"-\"))","v":"-"}]
[null,null,null,null,null,null,null,null,null,null,null,null,null,null,null,null,null,null,null,null,null,0,null,null,null,null,null,null,null,null,null,0,0,0,0,"Unknown",{"$f":"_xlfn.IFS(G3791=\"Natural\",0,H3791=\"\",0,H3791=\"COASTAL-CONSTRUCTED\",0,G3791=\"Constructed\",_xlfn.XLOOKUP($H3791,'Data Categories'!$U$4:$U$25,'Data Categories'!$V$4:V$25))","v":0},{"$f":"_xlfn.IFS(AK3791=\"\",0,AJ3791=\"Unknown\",0,AK3791>1,AK3791-AJ3791,AK3791=0,0)","v":0},{"$f":"_xlfn.IFS(Y3791=\"\",0,Y3791>1920,_xlfn.XLOOKUP($H3791,'Data Categories'!$AE$20:$AE$42,'Data Categories'!$AG$20:$AG$42,0))","v":0},{"$f":"_xlfn.IFS(Y3791=\"\",0,Y3791>0,(2025-Y3791))","v":0},{"$f":"_xlfn.IFS(Z3791=\"Non-Deficient\",\"Non-Deficient\",Z3791=\"Deficient\",\"Deficient\",AB3791=\"Deficient\",\"Deficient\",Z3791=\"Non-Deficient\",\"Non-Deficient\",AB3791=\"Non-Deficient\",\"Non-Deficient\",P3791=\"\",\"None\",AL3791<0,\"Deficient\",AL3791>10,\"Non-Deficient\")","v":"None"},{"$f":"_xlfn.IFS(H3791=\"LOW WATER CROSSING\",\"Non-Functional\",G3791=\"Natural\",\"Functional\",AA3791=\"Functional\",\"Functional\",AC3791=\"Functional\",\"Functional\",AA3791=\"Non-Functional\",\"Non-Functional\",AC3791=\"Non-Functional\",\"Non-Functional\",AA3791=\"Unknown\",\"Unknown\",AC3791=\"Unknown\",\"Unknown\",AA3791=\"\",\"None\")","v":"None"},{"$f":"_xlfn.IFS(X3791=\"Functionality\",\"Low\",W3791=\"No\",\"Low\",Y3791>=2015,\"High\",Y3791>=1920,\"Low\",W3791=\"\",\"None\",W3791=\"Unknown\",\"None\")","v":"None"},{"$f":"_xlfn.IFS(H3791=\"LOW WATER CROSSING\",\"Unknown\",G3791=\"Natural\",\"None\",AM3791<AN3791,\"High\",AC3791=\"Functional\",\"Low\",AC3791=\"Non-Functional\",\"Low\",W3791=\"No\",\"Low\",W3791=\"Unknown\",\"None\",X3791=\"Deficiency\",\"None\",W3791=\"Yes\",\"High\",W3791=\"\",\"None\")","v":"None"},0,0,0,0,{"$f":"_xlfn.CONCAT(LEFT(H3791,3),\"-\")&IF(H3791=\"-\",0,COUNTIF($H$4:H3791,H3791))","v":"-0"},{"$f":"_xlfn.IFS($H3791<=0,\"-\",AS3791=1,_xlfn.CONCAT(\"FUN_NONDEF\",\"-DCON_\",LEFT(AQ3791,1),\"-FCON_\",LEFT(AR3791,1)),AT3791=1,_xlfn.CONCAT(\"FUN_DEF\",\"-DCON_\",LEFT(AQ3791,1),\"-FCON_\",LEFT(AR3791,1)),AU3791=1,_xlfn.CONCAT(\"NONFUN_NONDEF\",\"-DCON_\",LEFT(AQ3791,1),\"-FCON_\",LEFT(AR3791,1)),AV3791=1,_xlfn.CONCAT(\"NONFUN_DEF\",\"-DCON_\",LEFT(AQ3791,1),\"-FCON_\",LEFT(AR3791,1)),AS3791+AT3791+AU3791+AV3791<1,_xlfn.CONCAT(\"-\"))","v":"-"}]
[null,null,null,null,null,null,null,null,null,null,null,null,null,null,null,null,null,null,null,null,null,0,null,null,null,null,null,null,null,null,null,0,0,0,0,"Unknown",{"$f":"_xlfn.IFS(G3807=\"Natural\",0,H3807=\"\",0,H3807=\"COASTAL-CONSTRUCTED\",0,G3807=\"Constructed\",_xlfn.XLOOKUP($H3807,'Data Categories'!$U$4:$U$25,'Data Categories'!$V$4:V$25))","v":0},{"$f":"_xlfn.IFS(AK3807=\"\",0,AJ3807=\"Unknown\",0,AK3807>1,AK3807-AJ3807,AK3807=0,0)","v":0},{"$f":"_xlfn.IFS(Y3807=\"\",0,Y3807>1920,_xlfn.XLOOKUP($H3807,'Data Categories'!$AE$20:$AE$42,'Data Categories'!$AG$20:$AG$42,0))","v":0},{"$f":"_xlfn.IFS(Y3807=\"\",0,Y3807>0,(2025-Y3807))","v":0},{"$f":"_xlfn.IFS(Z3807=\"Non-Deficient\",\"Non-Deficient\",Z3807=\"Deficient\",\"Deficient\",AB3807=\"Deficient\",\"Deficient\",Z3807=\"Non-Deficient\",\"Non-Deficient\",AB3807=\"Non-Deficient\",\"Non-Deficient\",P3807=\"\",\"None\",AL3807<0,\"Deficient\",AL3807>10,\"Non-Deficient\")","v":"None"},{"$f":"_xlfn.IFS(H3807=\"LOW WATER CROSSING\",\"Non-Functional\",G3807=\"Natural\",\"Functional\",AA3807=\"Functional\",\"Functional\",AC3807=\"Functional\",\"Functional\",AA3807=\"Non-Functional\",\"Non-Functional\",AC3807=\"Non-Functional\",\"Non-Functional\",AA3807=\"Unknown\",\"Unknown\",AC3807=\"Unknown\",\"Unknown\",AA3807=\"\",\"None\")","v":"None"},{"$f":"_xlfn.IFS(X3807=\"Functionality\",\"Low\",W3807=\"No\",\"Low\",Y3807>=2015,\"High\",Y3807>=1920,\"Low\",W3807=\"\",\"None\",W3807=\"Unknown\",\"None\")","v":"None"},{"$f":"_xlfn.IFS(H3807=\"LOW WATER CROSSING\",\"Unknown\",G3807=\"Natural\",\"None\",AM3807<AN3807,\"High\",AC3807=\"Functional\",\"Low\",AC3807=\"Non-Functional\",\"Low\",W3807=\"No\",\"Low\",W3807=\"Unknown\",\"None\",X3807=\"Deficiency\",\"None\",W3807=\"Yes\",\"High\",W3807=\"\",\"None\")","v":"None"},0,0,0,0,{"$f":"_xlfn.CONCAT(LEFT(H3807,3),\"-\")&IF(H3807=\"-\",0,COUNTIF($H$4:H3807,H3807))","v":"-0"},{"$f":"_xlfn.IFS($H3807<=0,\"-\",AS3807=1,_xlfn.CONCAT(\"FUN_NONDEF\",\"-DCON_\",LEFT(AQ3807,1),\"-FCON_\",LEFT(AR3807,1)),AT3807=1,_xlfn.CONCAT(\"FUN_DEF\",\"-DCON_\",LEFT(AQ3807,1),\"-FCON_\",LEFT(AR3807,1)),AU3807=1,_xlfn.CONCAT(\"NONFUN_NONDEF\",\"-DCON_\",LEFT(AQ3807,1),\"-FCON_\",LEFT(AR3807,1)),AV3807=1,_xlfn.CONCAT(\"NONFUN_DEF\",\"-DCON_\",LEFT(AQ3807,1),\"-FCON_\",LEFT(AR3807,1)),AS3807+AT3807+AU3807+AV3807<1,_xlfn.CONCAT(\"-\"))","v":"-"}]
[null,null,null,null,null,null,null,null,null,null,null,null,null,null,null,null,null,null,null,null,null,0,null,null,null,null,null,null,null,null,null,0,0,0,0,"Unknown",{"$f":"_xlfn.IFS(G3810=\"Natural\",0,H3810=\"\",0,H3810=\"COASTAL-CONSTRUCTED\",0,G3810=\"Constructed\",_xlfn.XLOOKUP($H3810,'Data Categories'!$U$4:$U$25,'Data Categories'!$V$4:V$25))","v":0},{"$f":"_xlfn.IFS(AK3810=\"\",0,AJ3810=\"Unknown\",0,AK3810>1,AK3810-AJ3810,AK3810=0,0)","v":0},{"$f":"_xlfn.IFS(Y3810=\"\",0,Y3810>1920,_xlfn.XLOOKUP($H3810,'Data Categories'!$AE$20:$AE$42,'Data Categories'!$AG$20:$AG$42,0))","v":0},{"$f":"_xlfn.IFS(Y3810=\"\",0,Y3810>0,(2025-Y3810))","v":0},{"$f":"_xlfn.IFS(Z3810=\"Non-Deficient\",\"Non-Deficient\",Z3810=\"Deficient\",\"Deficient\",AB3810=\"Deficient\",\"Deficient\",Z3810=\"Non-Deficient\",\"Non-Deficient\",AB3810=\"Non-Deficient\",\"Non-Deficient\",P3810=\"\",\"None\",AL3810<0,\"Deficient\",AL3810>10,\"Non-Deficient\")","v":"None"},{"$f":"_xlfn.IFS(H3810=\"LOW WATER CROSSING\",\"Non-Functional\",G3810=\"Natural\",\"Functional\",AA3810=\"Functional\",\"Functional\",AC3810=\"Functional\",\"Functional\",AA3810=\"Non-Functional\",\"Non-Functional\",AC3810=\"Non-Functional\",\"Non-Functional\",AA3810=\"Unknown\",\"Unknown\",AC3810=\"Unknown\",\"Unknown\",AA3810=\"\",\"None\")","v":"None"},{"$f":"_xlfn.IFS(X3810=\"Functionality\",\"Low\",W3810=\"No\",\"Low\",Y3810>=2015,\"High\",Y3810>=1920,\"Low\",W3810=\"\",\"None\",W3810=\"Unknown\",\"None\")","v":"None"},{"$f":"_xlfn.IFS(H3810=\"LOW WATER CROSSING\",\"Unknown\",G3810=\"Natural\",\"None\",AM3810<AN3810,\"High\",AC3810=\"Functional\",\"Low\",AC3810=\"Non-Functional\",\"Low\",W3810=\"No\",\"Low\",W3810=\"Unknown\",\"None\",X3810=\"Deficiency\",\"None\",W3810=\"Yes\",\"High\",W3810=\"\",\"None\")","v":"None"},0,0,0,0,{"$f":"_xlfn.CONCAT(LEFT(H3810,3),\"-\")&IF(H3810=\"-\",0,COUNTIF($H$4:H3810,H3810))","v":"-0"},{"$f":"_xlfn.IFS($H3810<=0,\"-\",AS3810=1,_xlfn.CONCAT(\"FUN_NONDEF\",\"-DCON_\",LEFT(AQ3810,1),\"-FCON_\",LEFT(AR3810,1)),AT3810=1,_xlfn.CONCAT(\"FUN_DEF\",\"-DCON_\",LEFT(AQ3810,1),\"-FCON_\",LEFT(AR3810,1)),AU3810=1,_xlfn.CONCAT(\"NONFUN_NONDEF\",\"-DCON_\",LEFT(AQ3810,1),\"-FCON_\",LEFT(AR3810,1)),AV3810=1,_xlfn.CONCAT(\"NONFUN_DEF\",\"-DCON_\",LEFT(AQ3810,1),\"-FCON_\",LEFT(AR3810,1)),AS3810+AT3810+AU3810+AV3810<1,_xlfn.CONCAT(\"-\"))","v":"-"}]
[null,null,null,null,null,null,null,null,null,null,null,null,null,null,null,null,null,null,null,null,null,0,null,null,null,null,null,null,null,null,null,0,0,0,0,"Unknown",{"$f":"_xlfn.IFS(G3822=\"Natural\",0,H3822=\"\",0,H3822=\"COASTAL-CONSTRUCTED\",0,G3822=\"Constructed\",_xlfn.XLOOKUP($H3822,'Data Categories'!$U$4:$U$25,'Data Categories'!$V$4:V$25))","v":0},{"$f":"_xlfn.IFS(AK3822=\"\",0,AJ3822=\"Unknown\",0,AK3822>1,AK3822-AJ3822,AK3822=0,0)","v":0},{"$f":"_xlfn.IFS(Y3822=\"\",0,Y3822>1920,_xlfn.XLOOKUP($H3822,'Data Categories'!$AE$20:$AE$42,'Data Categories'!$AG$20:$AG$42,0))","v":0},{"$f":"_xlfn.IFS(Y3822=\"\",0,Y3822>0,(2025-Y3822))","v":0},{"$f":"_xlfn.IFS(Z3822=\"Non-Deficient\",\"Non-Deficient\",Z3822=\"Deficient\",\"Deficient\",AB3822=\"Deficient\",\"Deficient\",Z3822=\"Non-Deficient\",\"Non-Deficient\",AB3822=\"Non-Deficient\",\"Non-Deficient\",P3822=\"\",\"None\",AL3822<0,\"Deficient\",AL3822>10,\"Non-Deficient\")","v":"None"},{"$f":"_xlfn.IFS(H3822=\"LOW WATER CROSSING\",\"Non-Functional\",G3822=\"Natural\",\"Functional\",AA3822=\"Functional\",\"Functional\",AC3822=\"Functional\",\"Functional\",AA3822=\"Non-Functional\",\"Non-Functional\",AC3822=\"Non-Functional\",\"Non-Functional\",AA3822=\"Unknown\",\"Unknown\",AC3822=\"Unknown\",\"Unknown\",AA3822=\"\",\"None\")","v":"None"},{"$f":"_xlfn.IFS(X3822=\"Functionality\",\"Low\",W3822=\"No\",\"Low\",Y3822>=2015,\"High\",Y3822>=1920,\"Low\",W3822=\"\",\"None\",W3822=\"Unknown\",\"None\")","v":"None"},{"$f":"_xlfn.IFS(H3822=\"LOW WATER CROSSING\",\"Unknown\",G3822=\"Natural\",\"None\",AM3822<AN3822,\"High\",AC3822=\"Functional\",\"Low\",AC3822=\"Non-Functional\",\"Low\",W3822=\"No\",\"Low\",W3822=\"Unknown\",\"None\",X3822=\"Deficiency\",\"None\",W3822=\"Yes\",\"High\",W3822=\"\",\"None\")","v":"None"},0,0,0,0,{"$f":"_xlfn.CONCAT(LEFT(H3822,3),\"-\")&IF(H3822=\"-\",0,COUNTIF($H$4:H3822,H3822))","v":"-0"},{"$f":"_xlfn.IFS($H3822<=0,\"-\",AS3822=1,_xlfn.CONCAT(\"FUN_NONDEF\",\"-DCON_\",LEFT(AQ3822,1),\"-FCON_\",LEFT(AR3822,1)),AT3822=1,_xlfn.CONCAT(\"FUN_DEF\",\"-DCON_\",LEFT(AQ3822,1),\"-FCON_\",LEFT(AR3822,1)),AU3822=1,_xlfn.CONCAT(\"NONFUN_NONDEF\",\"-DCON_\",LEFT(AQ3822,1),\"-FCON_\",LEFT(AR3822,1)),AV3822=1,_xlfn.CONCAT(\"NONFUN_DEF\",\"-DCON_\",LEFT(AQ3822,1),\"-FCON_\",LEFT(AR3822,1)),AS3822+AT3822+AU3822+AV3822<1,_xlfn.CONCAT(\"-\"))","v":"-"}]
[null,null,null,null,null,null,null,null,null,null,null,null,null,null,null,null,null,null,null,null,null,0,null,null,null,null,null,null,null,null,null,0,0,0,0,"Unknown",{"$f":"_xlfn.IFS(G3828=\"Natural\",0,H3828=\"\",0,H3828=\"COASTAL-CONSTRUCTED\",0,G3828=\"Constructed\",_xlfn.XLOOKUP($H3828,'Data Categories'!$U$4:$U$25,'Data Categories'!$V$4:V$25))","v":0},{"$f":"_xlfn.IFS(AK3828=\"\",0,AJ3828=\"Unknown\",0,AK3828>1,AK3828-AJ3828,AK3828=0,0)","v":0},{"$f":"_xlfn.IFS(Y3828=\"\",0,Y3828>1920,_xlfn.XLOOKUP($H3828,'Data Categories'!$AE$20:$AE$42,'Data Categories'!$AG$20:$AG$42,0))","v":0},{"$f":"_xlfn.IFS(Y3828=\"\",0,Y3828>0,(2025-Y3828))","v":0},{"$f":"_xlfn.IFS(Z3828=\"Non-Deficient\",\"Non-Deficient\",Z3828=\"Deficient\",\"Deficient\",AB3828=\"Deficient\",\"Deficient\",Z3828=\"Non-Deficient\",\"Non-Deficient\",AB3828=\"Non-Deficient\",\"Non-Deficient\",P3828=\"\",\"None\",AL3828<0,\"Deficient\",AL3828>10,\"Non-Deficient\")","v":"None"},{"$f":"_xlfn.IFS(H3828=\"LOW WATER CROSSING\",\"Non-Functional\",G3828=\"Natural\",\"Functional\",AA3828=\"Functional\",\"Functional\",AC3828=\"Functional\",\"Functional\",AA3828=\"Non-Functional\",\"Non-Functional\",AC3828=\"Non-Functional\",\"Non-Functional\",AA3828=\"Unknown\",\"Unknown\",AC3828=\"Unknown\",\"Unknown\",AA3828=\"\",\"None\")","v":"None"},{"$f":"_xlfn.IFS(X3828=\"Functionality\",\"Low\",W3828=\"No\",\"Low\",Y3828>=2015,\"High\",Y3828>=1920,\"Low\",W3828=\"\",\"None\",W3828=\"Unknown\",\"None\")","v":"None"},{"$f":"_xlfn.IFS(H3828=\"LOW WATER CROSSING\",\"Unknown\",G3828=\"Natural\",\"None\",AM3828<AN3828,\"High\",AC3828=\"Functional\",\"Low\",AC3828=\"Non-Functional\",\"Low\",W3828=\"No\",\"Low\",W3828=\"Unknown\",\"None\",X3828=\"Deficiency\",\"None\",W3828=\"Yes\",\"High\",W3828=\"\",\"None\")","v":"None"},0,0,0,0,{"$f":"_xlfn.CONCAT(LEFT(H3828,3),\"-\")&IF(H3828=\"-\",0,COUNTIF($H$4:H3828,H3828))","v":"-0"},{"$f":"_xlfn.IFS($H3828<=0,\"-\",AS3828=1,_xlfn.CONCAT(\"FUN_NONDEF\",\"-DCON_\",LEFT(AQ3828,1),\"-FCON_\",LEFT(AR3828,1)),AT3828=1,_xlfn.CONCAT(\"FUN_DEF\",\"-DCON_\",LEFT(AQ3828,1),\"-FCON_\",LEFT(AR3828,1)),AU3828=1,_xlfn.CONCAT(\"NONFUN_NONDEF\",\"-DCON_\",LEFT(AQ3828,1),\"-FCON_\",LEFT(AR3828,1)),AV3828=1,_xlfn.CONCAT(\"NONFUN_DEF\",\"-DCON_\",LEFT(AQ3828,1),\"-FCON_\",LEFT(AR3828,1)),AS3828+AT3828+AU3828+AV3828<1,_xlfn.CONCAT(\"-\"))","v":"-"}]
[null,null,null,null,null,null,null,null,null,null,null,null,null,null,null,null,null,null,null,null,null,0,null,null,null,null,null,null,null,null,null,0,0,0,0,"Unknown",{"$f":"_xlfn.IFS(G3840=\"Natural\",0,H3840=\"\",0,H3840=\"COASTAL-CONSTRUCTED\",0,G3840=\"Constructed\",_xlfn.XLOOKUP($H3840,'Data Categories'!$U$4:$U$25,'Data Categories'!$V$4:V$25))","v":0},{"$f":"_xlfn.IFS(AK3840=\"\",0,AJ3840=\"Unknown\",0,AK3840>1,AK3840-AJ3840,AK3840=0,0)","v":0},{"$f":"_xlfn.IFS(Y3840=\"\",0,Y3840>1920,_xlfn.XLOOKUP($H3840,'Data Categories'!$AE$20:$AE$42,'Data Categories'!$AG$20:$AG$42,0))","v":0},{"$f":"_xlfn.IFS(Y3840=\"\",0,Y3840>0,(2025-Y3840))","v":0},{"$f":"_xlfn.IFS(Z3840=\"Non-Deficient\",\"Non-Deficient\",Z3840=\"Deficient\",\"Deficient\",AB3840=\"Deficient\",\"Deficient\",Z3840=\"Non-Deficient\",\"Non-Deficient\",AB3840=\"Non-Deficient\",\"Non-Deficient\",P3840=\"\",\"None\",AL3840<0,\"Deficient\",AL3840>10,\"Non-Deficient\")","v":"None"},{"$f":"_xlfn.IFS(H3840=\"LOW WATER CROSSING\",\"Non-Functional\",G3840=\"Natural\",\"Functional\",AA3840=\"Functional\",\"Functional\",AC3840=\"Functional\",\"Functional\",AA3840=\"Non-Functional\",\"Non-Functional\",AC3840=\"Non-Functional\",\"Non-Functional\",AA3840=\"Unknown\",\"Unknown\",AC3840=\"Unknown\",\"Unknown\",AA3840=\"\",\"None\")","v":"None"},{"$f":"_xlfn.IFS(X3840=\"Functionality\",\"Low\",W3840=\"No\",\"Low\",Y3840>=2015,\"High\",Y3840>=1920,\"Low\",W3840=\"\",\"None\",W3840=\"Unknown\",\"None\")","v":"None"},{"$f":"_xlfn.IFS(H3840=\"LOW WATER CROSSING\",\"Unknown\",G3840=\"Natural\",\"None\",AM3840<AN3840,\"High\",AC3840=\"Functional\",\"Low\",AC3840=\"Non-Functional\",\"Low\",W3840=\"No\",\"Low\",W3840=\"Unknown\",\"None\",X3840=\"Deficiency\",\"None\",W3840=\"Yes\",\"High\",W3840=\"\",\"None\")","v":"None"},0,0,0,0,{"$f":"_xlfn.CONCAT(LEFT(H3840,3),\"-\")&IF(H3840=\"-\",0,COUNTIF($H$4:H3840,H3840))","v":"-0"},{"$f":"_xlfn.IFS($H3840<=0,\"-\",AS3840=1,_xlfn.CONCAT(\"FUN_NONDEF\",\"-DCON_\",LEFT(AQ3840,1),\"-FCON_\",LEFT(AR3840,1)),AT3840=1,_xlfn.CONCAT(\"FUN_DEF\",\"-DCON_\",LEFT(AQ3840,1),\"-FCON_\",LEFT(AR3840,1)),AU3840=1,_xlfn.CONCAT(\"NONFUN_NONDEF\",\"-DCON_\",LEFT(AQ3840,1),\"-FCON_\",LEFT(AR3840,1)),AV3840=1,_xlfn.CONCAT(\"NONFUN_DEF\",\"-DCON_\",LEFT(AQ3840,1),\"-FCON_\",LEFT(AR3840,1)),AS3840+AT3840+AU3840+AV3840<1,_xlfn.CONCAT(\"-\"))","v":"-"}]
[null,null,null,null,null,null,null,null,null,null,null,null,null,null,null,null,null,null,null,null,null,0,null,null,null,null,null,null,null,null,null,0,0,0,0,"Unknown",{"$f":"_xlfn.IFS(G3852=\"Natural\",0,H3852=\"\",0,H3852=\"COASTAL-CONSTRUCTED\",0,G3852=\"Constructed\",_xlfn.XLOOKUP($H3852,'Data Categories'!$U$4:$U$25,'Data Categories'!$V$4:V$25))","v":0},{"$f":"_xlfn.IFS(AK3852=\"\",0,AJ3852=\"Unknown\",0,AK3852>1,AK3852-AJ3852,AK3852=0,0)","v":0},{"$f":"_xlfn.IFS(Y3852=\"\",0,Y3852>1920,_xlfn.XLOOKUP($H3852,'Data Categories'!$AE$20:$AE$42,'Data Categories'!$AG$20:$AG$42,0))","v":0},{"$f":"_xlfn.IFS(Y3852=\"\",0,Y3852>0,(2025-Y3852))","v":0},{"$f":"_xlfn.IFS(Z3852=\"Non-Deficient\",\"Non-Deficient\",Z3852=\"Deficient\",\"Deficient\",AB3852=\"Deficient\",\"Deficient\",Z3852=\"Non-Deficient\",\"Non-Deficient\",AB3852=\"Non-Deficient\",\"Non-Deficient\",P3852=\"\",\"None\",AL3852<0,\"Deficient\",AL3852>10,\"Non-Deficient\")","v":"None"},{"$f":"_xlfn.IFS(H3852=\"LOW WATER CROSSING\",\"Non-Functional\",G3852=\"Natural\",\"Functional\",AA3852=\"Functional\",\"Functional\",AC3852=\"Functional\",\"Functional\",AA3852=\"Non-Functional\",\"Non-Functional\",AC3852=\"Non-Functional\",\"Non-Functional\",AA3852=\"Unknown\",\"Unknown\",AC3852=\"Unknown\",\"Unknown\",AA3852=\"\",\"None\")","v":"None"},{"$f":"_xlfn.IFS(X3852=\"Functionality\",\"Low\",W3852=\"No\",\"Low\",Y3852>=2015,\"High\",Y3852>=1920,\"Low\",W3852=\"\",\"None\",W3852=\"Unknown\",\"None\")","v":"None"},{"$f":"_xlfn.IFS(H3852=\"LOW WATER CROSSING\",\"Unknown\",G3852=\"Natural\",\"None\",AM3852<AN3852,\"High\",AC3852=\"Functional\",\"Low\",AC3852=\"Non-Functional\",\"Low\",W3852=\"No\",\"Low\",W3852=\"Unknown\",\"None\",X3852=\"Deficiency\",\"None\",W3852=\"Yes\",\"High\",W3852=\"\",\"None\")","v":"None"},0,0,0,0,{"$f":"_xlfn.CONCAT(LEFT(H3852,3),\"-\")&IF(H3852=\"-\",0,COUNTIF($H$4:H3852,H3852))","v":"-0"},{"$f":"_xlfn.IFS($H3852<=0,\"-\",AS3852=1,_xlfn.CONCAT(\"FUN_NONDEF\",\"-DCON_\",LEFT(AQ3852,1),\"-FCON_\",LEFT(AR3852,1)),AT3852=1,_xlfn.CONCAT(\"FUN_DEF\",\"-DCON_\",LEFT(AQ3852,1),\"-FCON_\",LEFT(AR3852,1)),AU3852=1,_xlfn.CONCAT(\"NONFUN_NONDEF\",\"-DCON_\",LEFT(AQ3852,1),\"-FCON_\",LEFT(AR3852,1)),AV3852=1,_xlfn.CONCAT(\"NONFUN_DEF\",\"-DCON_\",LEFT(AQ3852,1),\"-FCON_\",LEFT(AR3852,1)),AS3852+AT3852+AU3852+AV3852<1,_xlfn.CONCAT(\"-\"))","v":"-"}]
[null,null,null,null,null,null,null,null,null,null,null,null,null,null,null,null,null,null,null,null,null,0,null,null,null,null,null,null,null,null,null,0,0,0,0,"Unknown",{"$f":"_xlfn.IFS(G3853=\"Natural\",0,H3853=\"\",0,H3853=\"COASTAL-CONSTRUCTED\",0,G3853=\"Constructed\",_xlfn.XLOOKUP($H3853,'Data Categories'!$U$4:$U$25,'Data Categories'!$V$4:V$25))","v":0},{"$f":"_xlfn.IFS(AK3853=\"\",0,AJ3853=\"Unknown\",0,AK3853>1,AK3853-AJ3853,AK3853=0,0)","v":0},{"$f":"_xlfn.IFS(Y3853=\"\",0,Y3853>1920,_xlfn.XLOOKUP($H3853,'Data Categories'!$AE$20:$AE$42,'Data Categories'!$AG$20:$AG$42,0))","v":0},{"$f":"_xlfn.IFS(Y3853=\"\",0,Y3853>0,(2025-Y3853))","v":0},{"$f":"_xlfn.IFS(Z3853=\"Non-Deficient\",\"Non-Deficient\",Z3853=\"Deficient\",\"Deficient\",AB3853=\"Deficient\",\"Deficient\",Z3853=\"Non-Deficient\",\"Non-Deficient\",AB3853=\"Non-Deficient\",\"Non-Deficient\",P3853=\"\",\"None\",AL3853<0,\"Deficient\",AL3853>10,\"Non-Deficient\")","v":"None"},{"$f":"_xlfn.IFS(H3853=\"LOW WATER CROSSING\",\"Non-Functional\",G3853=\"Natural\",\"Functional\",AA3853=\"Functional\",\"Functional\",AC3853=\"Functional\",\"Functional\",AA3853=\"Non-Functional\",\"Non-Functional\",AC3853=\"Non-Functional\",\"Non-Functional\",AA3853=\"Unknown\",\"Unknown\",AC3853=\"Unknown\",\"Unknown\",AA3853=\"\",\"None\")","v":"None"},{"$f":"_xlfn.IFS(X3853=\"Functionality\",\"Low\",W3853=\"No\",\"Low\",Y3853>=2015,\"High\",Y3853>=1920,\"Low\",W3853=\"\",\"None\",W3853=\"Unknown\",\"None\")","v":"None"},{"$f":"_xlfn.IFS(H3853=\"LOW WATER CROSSING\",\"Unknown\",G3853=\"Natural\",\"None\",AM3853<AN3853,\"High\",AC3853=\"Functional\",\"Low\",AC3853=\"Non-Functional\",\"Low\",W3853=\"No\",\"Low\",W3853=\"Unknown\",\"None\",X3853=\"Deficiency\",\"None\",W3853=\"Yes\",\"High\",W3853=\"\",\"None\")","v":"None"},0,0,0,0,{"$f":"_xlfn.CONCAT(LEFT(H3853,3),\"-\")&IF(H3853=\"-\",0,COUNTIF($H$4:H3853,H3853))","v":"-0"},{"$f":"_xlfn.IFS($H3853<=0,\"-\",AS3853=1,_xlfn.CONCAT(\"FUN_NONDEF\",\"-DCON_\",LEFT(AQ3853,1),\"-FCON_\",LEFT(AR3853,1)),AT3853=1,_xlfn.CONCAT(\"FUN_DEF\",\"-DCON_\",LEFT(AQ3853,1),\"-FCON_\",LEFT(AR3853,1)),AU3853=1,_xlfn.CONCAT(\"NONFUN_NONDEF\",\"-DCON_\",LEFT(AQ3853,1),\"-FCON_\",LEFT(AR3853,1)),AV3853=1,_xlfn.CONCAT(\"NONFUN_DEF\",\"-DCON_\",LEFT(AQ3853,1),\"-FCON_\",LEFT(AR3853,1)),AS3853+AT3853+AU3853+AV3853<1,_xlfn.CONCAT(\"-\"))","v":"-"}]
[null,null,null,null,null,null,null,null,null,null,null,null,null,null,null,null,null,null,null,null,null,0,null,null,null,null,null,null,null,null,null,0,0,0,0,"Unknown",{"$f":"_xlfn.IFS(G3861=\"Natural\",0,H3861=\"\",0,H3861=\"COASTAL-CONSTRUCTED\",0,G3861=\"Constructed\",_xlfn.XLOOKUP($H3861,'Data Categories'!$U$4:$U$25,'Data Categories'!$V$4:V$25))","v":0},{"$f":"_xlfn.IFS(AK3861=\"\",0,AJ3861=\"Unknown\",0,AK3861>1,AK3861-AJ3861,AK3861=0,0)","v":0},{"$f":"_xlfn.IFS(Y3861=\"\",0,Y3861>1920,_xlfn.XLOOKUP($H3861,'Data Categories'!$AE$20:$AE$42,'Data Categories'!$AG$20:$AG$42,0))","v":0},{"$f":"_xlfn.IFS(Y3861=\"\",0,Y3861>0,(2025-Y3861))","v":0},{"$f":"_xlfn.IFS(Z3861=\"Non-Deficient\",\"Non-Deficient\",Z3861=\"Deficient\",\"Deficient\",AB3861=\"Deficient\",\"Deficient\",Z3861=\"Non-Deficient\",\"Non-Deficient\",AB3861=\"Non-Deficient\",\"Non-Deficient\",P3861=\"\",\"None\",AL3861<0,\"Deficient\",AL3861>10,\"Non-Deficient\")","v":"None"},{"$f":"_xlfn.IFS(H3861=\"LOW WATER CROSSING\",\"Non-Functional\",G3861=\"Natural\",\"Functional\",AA3861=\"Functional\",\"Functional\",AC3861=\"Functional\",\"Functional\",AA3861=\"Non-Functional\",\"Non-Functional\",AC3861=\"Non-Functional\",\"Non-Functional\",AA3861=\"Unknown\",\"Unknown\",AC3861=\"Unknown\",\"Unknown\",AA3861=\"\",\"None\")","v":"None"},{"$f":"_xlfn.IFS(X3861=\"Functionality\",\"Low\",W3861=\"No\",\"Low\",Y3861>=2015,\"High\",Y3861>=1920,\"Low\",W3861=\"\",\"None\",W3861=\"Unknown\",\"None\")","v":"None"},{"$f":"_xlfn.IFS(H3861=\"LOW WATER CROSSING\",\"Unknown\",G3861=\"Natural\",\"None\",AM3861<AN3861,\"High\",AC3861=\"Functional\",\"Low\",AC3861=\"Non-Functional\",\"Low\",W3861=\"No\",\"Low\",W3861=\"Unknown\",\"None\",X3861=\"Deficiency\",\"None\",W3861=\"Yes\",\"High\",W3861=\"\",\"None\")","v":"None"},0,0,0,0,{"$f":"_xlfn.CONCAT(LEFT(H3861,3),\"-\")&IF(H3861=\"-\",0,COUNTIF($H$4:H3861,H3861))","v":"-0"},{"$f":"_xlfn.IFS($H3861<=0,\"-\",AS3861=1,_xlfn.CONCAT(\"FUN_NONDEF\",\"-DCON_\",LEFT(AQ3861,1),\"-FCON_\",LEFT(AR3861,1)),AT3861=1,_xlfn.CONCAT(\"FUN_DEF\",\"-DCON_\",LEFT(AQ3861,1),\"-FCON_\",LEFT(AR3861,1)),AU3861=1,_xlfn.CONCAT(\"NONFUN_NONDEF\",\"-DCON_\",LEFT(AQ3861,1),\"-FCON_\",LEFT(AR3861,1)),AV3861=1,_xlfn.CONCAT(\"NONFUN_DEF\",\"-DCON_\",LEFT(AQ3861,1),\"-FCON_\",LEFT(AR3861,1)),AS3861+AT3861+AU3861+AV3861<1,_xlfn.CONCAT(\"-\"))","v":"-"}]
[null,null,null,null,null,null,null,null,null,null,null,null,null,null,null,null,null,null,null,null,null,0,null,null,null,null,null,null,null,null,null,0,0,0,0,"Unknown",{"$f":"_xlfn.IFS(G3877=\"Natural\",0,H3877=\"\",0,H3877=\"COASTAL-CONSTRUCTED\",0,G3877=\"Constructed\",_xlfn.XLOOKUP($H3877,'Data Categories'!$U$4:$U$25,'Data Categories'!$V$4:V$25))","v":0},{"$f":"_xlfn.IFS(AK3877=\"\",0,AJ3877=\"Unknown\",0,AK3877>1,AK3877-AJ3877,AK3877=0,0)","v":0},{"$f":"_xlfn.IFS(Y3877=\"\",0,Y3877>1920,_xlfn.XLOOKUP($H3877,'Data Categories'!$AE$20:$AE$42,'Data Categories'!$AG$20:$AG$42,0))","v":0},{"$f":"_xlfn.IFS(Y3877=\"\",0,Y3877>0,(2025-Y3877))","v":0},{"$f":"_xlfn.IFS(Z3877=\"Non-Deficient\",\"Non-Deficient\",Z3877=\"Deficient\",\"Deficient\",AB3877=\"Deficient\",\"Deficient\",Z3877=\"Non-Deficient\",\"Non-Deficient\",AB3877=\"Non-Deficient\",\"Non-Deficient\",P3877=\"\",\"None\",AL3877<0,\"Deficient\",AL3877>10,\"Non-Deficient\")","v":"None"},{"$f":"_xlfn.IFS(H3877=\"LOW WATER CROSSING\",\"Non-Functional\",G3877=\"Natural\",\"Functional\",AA3877=\"Functional\",\"Functional\",AC3877=\"Functional\",\"Functional\",AA3877=\"Non-Functional\",\"Non-Functional\",AC3877=\"Non-Functional\",\"Non-Functional\",AA3877=\"Unknown\",\"Unknown\",AC3877=\"Unknown\",\"Unknown\",AA3877=\"\",\"None\")","v":"None"},{"$f":"_xlfn.IFS(X3877=\"Functionality\",\"Low\",W3877=\"No\",\"Low\",Y3877>=2015,\"High\",Y3877>=1920,\"Low\",W3877=\"\",\"None\",W3877=\"Unknown\",\"None\")","v":"None"},{"$f":"_xlfn.IFS(H3877=\"LOW WATER CROSSING\",\"Unknown\",G3877=\"Natural\",\"None\",AM3877<AN3877,\"High\",AC3877=\"Functional\",\"Low\",AC3877=\"Non-Functional\",\"Low\",W3877=\"No\",\"Low\",W3877=\"Unknown\",\"None\",X3877=\"Deficiency\",\"None\",W3877=\"Yes\",\"High\",W3877=\"\",\"None\")","v":"None"},0,0,0,0,{"$f":"_xlfn.CONCAT(LEFT(H3877,3),\"-\")&IF(H3877=\"-\",0,COUNTIF($H$4:H3877,H3877))","v":"-0"},{"$f":"_xlfn.IFS($H3877<=0,\"-\",AS3877=1,_xlfn.CONCAT(\"FUN_NONDEF\",\"-DCON_\",LEFT(AQ3877,1),\"-FCON_\",LEFT(AR3877,1)),AT3877=1,_xlfn.CONCAT(\"FUN_DEF\",\"-DCON_\",LEFT(AQ3877,1),\"-FCON_\",LEFT(AR3877,1)),AU3877=1,_xlfn.CONCAT(\"NONFUN_NONDEF\",\"-DCON_\",LEFT(AQ3877,1),\"-FCON_\",LEFT(AR3877,1)),AV3877=1,_xlfn.CONCAT(\"NONFUN_DEF\",\"-DCON_\",LEFT(AQ3877,1),\"-FCON_\",LEFT(AR3877,1)),AS3877+AT3877+AU3877+AV3877<1,_xlfn.CONCAT(\"-\"))","v":"-"}]
[null,null,null,null,null,null,null,null,null,null,null,null,null,null,null,null,null,null,null,null,null,0,null,null,null,null,null,null,null,null,null,0,0,0,0,"Unknown",{"$f":"_xlfn.IFS(G3880=\"Natural\",0,H3880=\"\",0,H3880=\"COASTAL-CONSTRUCTED\",0,G3880=\"Constructed\",_xlfn.XLOOKUP($H3880,'Data Categories'!$U$4:$U$25,'Data Categories'!$V$4:V$25))","v":0},{"$f":"_xlfn.IFS(AK3880=\"\",0,AJ3880=\"Unknown\",0,AK3880>1,AK3880-AJ3880,AK3880=0,0)","v":0},{"$f":"_xlfn.IFS(Y3880=\"\",0,Y3880>1920,_xlfn.XLOOKUP($H3880,'Data Categories'!$AE$20:$AE$42,'Data Categories'!$AG$20:$AG$42,0))","v":0},{"$f":"_xlfn.IFS(Y3880=\"\",0,Y3880>0,(2025-Y3880))","v":0},{"$f":"_xlfn.IFS(Z3880=\"Non-Deficient\",\"Non-Deficient\",Z3880=\"Deficient\",\"Deficient\",AB3880=\"Deficient\",\"Deficient\",Z3880=\"Non-Deficient\",\"Non-Deficient\",AB3880=\"Non-Deficient\",\"Non-Deficient\",P3880=\"\",\"None\",AL3880<0,\"Deficient\",AL3880>10,\"Non-Deficient\")","v":"None"},{"$f":"_xlfn.IFS(H3880=\"LOW WATER CROSSING\",\"Non-Functional\",G3880=\"Natural\",\"Functional\",AA3880=\"Functional\",\"Functional\",AC3880=\"Functional\",\"Functional\",AA3880=\"Non-Functional\",\"Non-Functional\",AC3880=\"Non-Functional\",\"Non-Functional\",AA3880=\"Unknown\",\"Unknown\",AC3880=\"Unknown\",\"Unknown\",AA3880=\"\",\"None\")","v":"None"},{"$f":"_xlfn.IFS(X3880=\"Functionality\",\"Low\",W3880=\"No\",\"Low\",Y3880>=2015,\"High\",Y3880>=1920,\"Low\",W3880=\"\",\"None\",W3880=\"Unknown\",\"None\")","v":"None"},{"$f":"_xlfn.IFS(H3880=\"LOW WATER CROSSING\",\"Unknown\",G3880=\"Natural\",\"None\",AM3880<AN3880,\"High\",AC3880=\"Functional\",\"Low\",AC3880=\"Non-Functional\",\"Low\",W3880=\"No\",\"Low\",W3880=\"Unknown\",\"None\",X3880=\"Deficiency\",\"None\",W3880=\"Yes\",\"High\",W3880=\"\",\"None\")","v":"None"},0,0,0,0,{"$f":"_xlfn.CONCAT(LEFT(H3880,3),\"-\")&IF(H3880=\"-\",0,COUNTIF($H$4:H3880,H3880))","v":"-0"},{"$f":"_xlfn.IFS($H3880<=0,\"-\",AS3880=1,_xlfn.CONCAT(\"FUN_NONDEF\",\"-DCON_\",LEFT(AQ3880,1),\"-FCON_\",LEFT(AR3880,1)),AT3880=1,_xlfn.CONCAT(\"FUN_DEF\",\"-DCON_\",LEFT(AQ3880,1),\"-FCON_\",LEFT(AR3880,1)),AU3880=1,_xlfn.CONCAT(\"NONFUN_NONDEF\",\"-DCON_\",LEFT(AQ3880,1),\"-FCON_\",LEFT(AR3880,1)),AV3880=1,_xlfn.CONCAT(\"NONFUN_DEF\",\"-DCON_\",LEFT(AQ3880,1),\"-FCON_\",LEFT(AR3880,1)),AS3880+AT3880+AU3880+AV3880<1,_xlfn.CONCAT(\"-\"))","v":"-"}]
[null,null,null,null,null,null,null,null,null,null,null,null,null,null,null,null,null,null,null,null,null,0,null,null,null,null,null,null,null,null,null,0,0,0,0,"Unknown",{"$f":"_xlfn.IFS(G3892=\"Natural\",0,H3892=\"\",0,H3892=\"COASTAL-CONSTRUCTED\",0,G3892=\"Constructed\",_xlfn.XLOOKUP($H3892,'Data Categories'!$U$4:$U$25,'Data Categories'!$V$4:V$25))","v":0},{"$f":"_xlfn.IFS(AK3892=\"\",0,AJ3892=\"Unknown\",0,AK3892>1,AK3892-AJ3892,AK3892=0,0)","v":0},{"$f":"_xlfn.IFS(Y3892=\"\",0,Y3892>1920,_xlfn.XLOOKUP($H3892,'Data Categories'!$AE$20:$AE$42,'Data Categories'!$AG$20:$AG$42,0))","v":0},{"$f":"_xlfn.IFS(Y3892=\"\",0,Y3892>0,(2025-Y3892))","v":0},{"$f":"_xlfn.IFS(Z3892=\"Non-Deficient\",\"Non-Deficient\",Z3892=\"Deficient\",\"Deficient\",AB3892=\"Deficient\",\"Deficient\",Z3892=\"Non-Deficient\",\"Non-Deficient\",AB3892=\"Non-Deficient\",\"Non-Deficient\",P3892=\"\",\"None\",AL3892<0,\"Deficient\",AL3892>10,\"Non-Deficient\")","v":"None"},{"$f":"_xlfn.IFS(H3892=\"LOW WATER CROSSING\",\"Non-Functional\",G3892=\"Natural\",\"Functional\",AA3892=\"Functional\",\"Functional\",AC3892=\"Functional\",\"Functional\",AA3892=\"Non-Functional\",\"Non-Functional\",AC3892=\"Non-Functional\",\"Non-Functional\",AA3892=\"Unknown\",\"Unknown\",AC3892=\"Unknown\",\"Unknown\",AA3892=\"\",\"None\")","v":"None"},{"$f":"_xlfn.IFS(X3892=\"Functionality\",\"Low\",W3892=\"No\",\"Low\",Y3892>=2015,\"High\",Y3892>=1920,\"Low\",W3892=\"\",\"None\",W3892=\"Unknown\",\"None\")","v":"None"},{"$f":"_xlfn.IFS(H3892=\"LOW WATER CROSSING\",\"Unknown\",G3892=\"Natural\",\"None\",AM3892<AN3892,\"High\",AC3892=\"Functional\",\"Low\",AC3892=\"Non-Functional\",\"Low\",W3892=\"No\",\"Low\",W3892=\"Unknown\",\"None\",X3892=\"Deficiency\",\"None\",W3892=\"Yes\",\"High\",W3892=\"\",\"None\")","v":"None"},0,0,0,0,{"$f":"_xlfn.CONCAT(LEFT(H3892,3),\"-\")&IF(H3892=\"-\",0,COUNTIF($H$4:H3892,H3892))","v":"-0"},{"$f":"_xlfn.IFS($H3892<=0,\"-\",AS3892=1,_xlfn.CONCAT(\"FUN_NONDEF\",\"-DCON_\",LEFT(AQ3892,1),\"-FCON_\",LEFT(AR3892,1)),AT3892=1,_xlfn.CONCAT(\"FUN_DEF\",\"-DCON_\",LEFT(AQ3892,1),\"-FCON_\",LEFT(AR3892,1)),AU3892=1,_xlfn.CONCAT(\"NONFUN_NONDEF\",\"-DCON_\",LEFT(AQ3892,1),\"-FCON_\",LEFT(AR3892,1)),AV3892=1,_xlfn.CONCAT(\"NONFUN_DEF\",\"-DCON_\",LEFT(AQ3892,1),\"-FCON_\",LEFT(AR3892,1)),AS3892+AT3892+AU3892+AV3892<1,_xlfn.CONCAT(\"-\"))","v":"-"}]
[null,null,null,null,null,null,null,null,null,null,null,null,null,null,null,null,null,null,null,null,null,0,null,null,null,null,null,null,null,null,null,0,0,0,0,"Unknown",{"$f":"_xlfn.IFS(G3898=\"Natural\",0,H3898=\"\",0,H3898=\"COASTAL-CONSTRUCTED\",0,G3898=\"Constructed\",_xlfn.XLOOKUP($H3898,'Data Categories'!$U$4:$U$25,'Data Categories'!$V$4:V$25))","v":0},{"$f":"_xlfn.IFS(AK3898=\"\",0,AJ3898=\"Unknown\",0,AK3898>1,AK3898-AJ3898,AK3898=0,0)","v":0},{"$f":"_xlfn.IFS(Y3898=\"\",0,Y3898>1920,_xlfn.XLOOKUP($H3898,'Data Categories'!$AE$20:$AE$42,'Data Categories'!$AG$20:$AG$42,0))","v":0},{"$f":"_xlfn.IFS(Y3898=\"\",0,Y3898>0,(2025-Y3898))","v":0},{"$f":"_xlfn.IFS(Z3898=\"Non-Deficient\",\"Non-Deficient\",Z3898=\"Deficient\",\"Deficient\",AB3898=\"Deficient\",\"Deficient\",Z3898=\"Non-Deficient\",\"Non-Deficient\",AB3898=\"Non-Deficient\",\"Non-Deficient\",P3898=\"\",\"None\",AL3898<0,\"Deficient\",AL3898>10,\"Non-Deficient\")","v":"None"},{"$f":"_xlfn.IFS(H3898=\"LOW WATER CROSSING\",\"Non-Functional\",G3898=\"Natural\",\"Functional\",AA3898=\"Functional\",\"Functional\",AC3898=\"Functional\",\"Functional\",AA3898=\"Non-Functional\",\"Non-Functional\",AC3898=\"Non-Functional\",\"Non-Functional\",AA3898=\"Unknown\",\"Unknown\",AC3898=\"Unknown\",\"Unknown\",AA3898=\"\",\"None\")","v":"None"},{"$f":"_xlfn.IFS(X3898=\"Functionality\",\"Low\",W3898=\"No\",\"Low\",Y3898>=2015,\"High\",Y3898>=1920,\"Low\",W3898=\"\",\"None\",W3898=\"Unknown\",\"None\")","v":"None"},{"$f":"_xlfn.IFS(H3898=\"LOW WATER CROSSING\",\"Unknown\",G3898=\"Natural\",\"None\",AM3898<AN3898,\"High\",AC3898=\"Functional\",\"Low\",AC3898=\"Non-Functional\",\"Low\",W3898=\"No\",\"Low\",W3898=\"Unknown\",\"None\",X3898=\"Deficiency\",\"None\",W3898=\"Yes\",\"High\",W3898=\"\",\"None\")","v":"None"},0,0,0,0,{"$f":"_xlfn.CONCAT(LEFT(H3898,3),\"-\")&IF(H3898=\"-\",0,COUNTIF($H$4:H3898,H3898))","v":"-0"},{"$f":"_xlfn.IFS($H3898<=0,\"-\",AS3898=1,_xlfn.CONCAT(\"FUN_NONDEF\",\"-DCON_\",LEFT(AQ3898,1),\"-FCON_\",LEFT(AR3898,1)),AT3898=1,_xlfn.CONCAT(\"FUN_DEF\",\"-DCON_\",LEFT(AQ3898,1),\"-FCON_\",LEFT(AR3898,1)),AU3898=1,_xlfn.CONCAT(\"NONFUN_NONDEF\",\"-DCON_\",LEFT(AQ3898,1),\"-FCON_\",LEFT(AR3898,1)),AV3898=1,_xlfn.CONCAT(\"NONFUN_DEF\",\"-DCON_\",LEFT(AQ3898,1),\"-FCON_\",LEFT(AR3898,1)),AS3898+AT3898+AU3898+AV3898<1,_xlfn.CONCAT(\"-\"))","v":"-"}]
[null,null,null,null,null,null,null,null,null,null,null,null,null,null,null,null,null,null,null,null,null,0,null,null,null,null,null,null,null,null,null,0,0,0,0,{"$f":"IF(P3910>=1900,2025-P3910,\"Unknown\")","v":"Unknown"},{"$f":"_xlfn.IFS(G3910=\"Natural\",0,H3910=\"\",0,H3910=\"COASTAL-CONSTRUCTED\",0,G3910=\"Constructed\",_xlfn.XLOOKUP($H3910,'Data Categories'!$U$4:$U$25,'Data Categories'!$V$4:V$25))","v":0},{"$f":"_xlfn.IFS(AK3910=\"\",0,AJ3910=\"Unknown\",0,AK3910>1,AK3910-AJ3910,AK3910=0,0)","v":0},{"$f":"_xlfn.IFS(Y3910=\"\",0,Y3910>1920,_xlfn.XLOOKUP($H3910,'Data Categories'!$AE$20:$AE$42,'Data Categories'!$AG$20:$AG$42,0))","v":0},{"$f":"_xlfn.IFS(Y3910=\"\",0,Y3910>0,(2025-Y3910))","v":0},{"$f":"_xlfn.IFS(Z3910=\"Non-Deficient\",\"Non-Deficient\",Z3910=\"Deficient\",\"Deficient\",AB3910=\"Deficient\",\"Deficient\",Z3910=\"Non-Deficient\",\"Non-Deficient\",AB3910=\"Non-Deficient\",\"Non-Deficient\",P3910=\"\",\"None\",AL3910<0,\"Deficient\",AL3910>10,\"Non-Deficient\")","v":"None"},{"$f":"_xlfn.IFS(H3910=\"LOW WATER CROSSING\",\"Non-Functional\",G3910=\"Natural\",\"Functional\",AA3910=\"Functional\",\"Functional\",AC3910=\"Functional\",\"Functional\",AA3910=\"Non-Functional\",\"Non-Functional\",AC3910=\"Non-Functional\",\"Non-Functional\",AA3910=\"Unknown\",\"Unknown\",AC3910=\"Unknown\",\"Unknown\",AA3910=\"\",\"None\")","v":"None"},{"$f":"_xlfn.IFS(X3910=\"Functionality\",\"Low\",W3910=\"No\",\"Low\",Y3910>=2015,\"High\",Y3910>=1920,\"Low\",W3910=\"\",\"None\",W3910=\"Unknown\",\"None\")","v":"None"},{"$f":"_xlfn.IFS(H3910=\"LOW WATER CROSSING\",\"Unknown\",G3910=\"Natural\",\"None\",AM3910<AN3910,\"High\",AC3910=\"Functional\",\"Low\",AC3910=\"Non-Functional\",\"Low\",W3910=\"No\",\"Low\",W3910=\"Unknown\",\"None\",X3910=\"Deficiency\",\"None\",W3910=\"Yes\",\"High\",W3910=\"\",\"None\")","v":"None"},0,0,0,0,{"$f":"_xlfn.CONCAT(LEFT(H3910,3),\"-\")&IF(H3910=\"-\",0,COUNTIF($H$4:H3910,H3910))","v":"-0"},{"$f":"_xlfn.IFS($H3910<=0,\"-\",AS3910=1,_xlfn.CONCAT(\"FUN_NONDEF\",\"-DCON_\",LEFT(AQ3910,1),\"-FCON_\",LEFT(AR3910,1)),AT3910=1,_xlfn.CONCAT(\"FUN_DEF\",\"-DCON_\",LEFT(AQ3910,1),\"-FCON_\",LEFT(AR3910,1)),AU3910=1,_xlfn.CONCAT(\"NONFUN_NONDEF\",\"-DCON_\",LEFT(AQ3910,1),\"-FCON_\",LEFT(AR3910,1)),AV3910=1,_xlfn.CONCAT(\"NONFUN_DEF\",\"-DCON_\",LEFT(AQ3910,1),\"-FCON_\",LEFT(AR3910,1)),AS3910+AT3910+AU3910+AV3910<1,_xlfn.CONCAT(\"-\"))","v":"-"}]
[null,null,null,null,null,null,null,null,null,null,null,null,null,null,null,null,null,null,null,null,null,0,null,null,null,null,null,null,null,null,null,0,0,0,0,"Unknown",{"$f":"_xlfn.IFS(G3922=\"Natural\",0,H3922=\"\",0,H3922=\"COASTAL-CONSTRUCTED\",0,G3922=\"Constructed\",_xlfn.XLOOKUP($H3922,'Data Categories'!$U$4:$U$25,'Data Categories'!$V$4:V$25))","v":0},{"$f":"_xlfn.IFS(AK3922=\"\",0,AJ3922=\"Unknown\",0,AK3922>1,AK3922-AJ3922,AK3922=0,0)","v":0},{"$f":"_xlfn.IFS(Y3922=\"\",0,Y3922>1920,_xlfn.XLOOKUP($H3922,'Data Categories'!$AE$20:$AE$42,'Data Categories'!$AG$20:$AG$42,0))","v":0},{"$f":"_xlfn.IFS(Y3922=\"\",0,Y3922>0,(2025-Y3922))","v":0},{"$f":"_xlfn.IFS(Z3922=\"Non-Deficient\",\"Non-Deficient\",Z3922=\"Deficient\",\"Deficient\",AB3922=\"Deficient\",\"Deficient\",Z3922=\"Non-Deficient\",\"Non-Deficient\",AB3922=\"Non-Deficient\",\"Non-Deficient\",P3922=\"\",\"None\",AL3922<0,\"Deficient\",AL3922>10,\"Non-Deficient\")","v":"None"},{"$f":"_xlfn.IFS(H3922=\"LOW WATER CROSSING\",\"Non-Functional\",G3922=\"Natural\",\"Functional\",AA3922=\"Functional\",\"Functional\",AC3922=\"Functional\",\"Functional\",AA3922=\"Non-Functional\",\"Non-Functional\",AC3922=\"Non-Functional\",\"Non-Functional\",AA3922=\"Unknown\",\"Unknown\",AC3922=\"Unknown\",\"Unknown\",AA3922=\"\",\"None\")","v":"None"},{"$f":"_xlfn.IFS(X3922=\"Functionality\",\"Low\",W3922=\"No\",\"Low\",Y3922>=2015,\"High\",Y3922>=1920,\"Low\",W3922=\"\",\"None\",W3922=\"Unknown\",\"None\")","v":"None"},{"$f":"_xlfn.IFS(H3922=\"LOW WATER CROSSING\",\"Unknown\",G3922=\"Natural\",\"None\",AM3922<AN3922,\"High\",AC3922=\"Functional\",\"Low\",AC3922=\"Non-Functional\",\"Low\",W3922=\"No\",\"Low\",W3922=\"Unknown\",\"None\",X3922=\"Deficiency\",\"None\",W3922=\"Yes\",\"High\",W3922=\"\",\"None\")","v":"None"},0,0,0,0,{"$f":"_xlfn.CONCAT(LEFT(H3922,3),\"-\")&IF(H3922=\"-\",0,COUNTIF($H$4:H3922,H3922))","v":"-0"},{"$f":"_xlfn.IFS($H3922<=0,\"-\",AS3922=1,_xlfn.CONCAT(\"FUN_NONDEF\",\"-DCON_\",LEFT(AQ3922,1),\"-FCON_\",LEFT(AR3922,1)),AT3922=1,_xlfn.CONCAT(\"FUN_DEF\",\"-DCON_\",LEFT(AQ3922,1),\"-FCON_\",LEFT(AR3922,1)),AU3922=1,_xlfn.CONCAT(\"NONFUN_NONDEF\",\"-DCON_\",LEFT(AQ3922,1),\"-FCON_\",LEFT(AR3922,1)),AV3922=1,_xlfn.CONCAT(\"NONFUN_DEF\",\"-DCON_\",LEFT(AQ3922,1),\"-FCON_\",LEFT(AR3922,1)),AS3922+AT3922+AU3922+AV3922<1,_xlfn.CONCAT(\"-\"))","v":"-"}]
[null,null,null,null,null,null,null,null,null,null,null,null,null,null,null,null,null,null,null,null,null,0,null,null,null,null,null,null,null,null,null,0,0,0,0,"Unknown",{"$f":"_xlfn.IFS(G3923=\"Natural\",0,H3923=\"\",0,H3923=\"COASTAL-CONSTRUCTED\",0,G3923=\"Constructed\",_xlfn.XLOOKUP($H3923,'Data Categories'!$U$4:$U$25,'Data Categories'!$V$4:V$25))","v":0},{"$f":"_xlfn.IFS(AK3923=\"\",0,AJ3923=\"Unknown\",0,AK3923>1,AK3923-AJ3923,AK3923=0,0)","v":0},{"$f":"_xlfn.IFS(Y3923=\"\",0,Y3923>1920,_xlfn.XLOOKUP($H3923,'Data Categories'!$AE$20:$AE$42,'Data Categories'!$AG$20:$AG$42,0))","v":0},{"$f":"_xlfn.IFS(Y3923=\"\",0,Y3923>0,(2025-Y3923))","v":0},{"$f":"_xlfn.IFS(Z3923=\"Non-Deficient\",\"Non-Deficient\",Z3923=\"Deficient\",\"Deficient\",AB3923=\"Deficient\",\"Deficient\",Z3923=\"Non-Deficient\",\"Non-Deficient\",AB3923=\"Non-Deficient\",\"Non-Deficient\",P3923=\"\",\"None\",AL3923<0,\"Deficient\",AL3923>10,\"Non-Deficient\")","v":"None"},{"$f":"_xlfn.IFS(H3923=\"LOW WATER CROSSING\",\"Non-Functional\",G3923=\"Natural\",\"Functional\",AA3923=\"Functional\",\"Functional\",AC3923=\"Functional\",\"Functional\",AA3923=\"Non-Functional\",\"Non-Functional\",AC3923=\"Non-Functional\",\"Non-Functional\",AA3923=\"Unknown\",\"Unknown\",AC3923=\"Unknown\",\"Unknown\",AA3923=\"\",\"None\")","v":"None"},{"$f":"_xlfn.IFS(X3923=\"Functionality\",\"Low\",W3923=\"No\",\"Low\",Y3923>=2015,\"High\",Y3923>=1920,\"Low\",W3923=\"\",\"None\",W3923=\"Unknown\",\"None\")","v":"None"},{"$f":"_xlfn.IFS(H3923=\"LOW WATER CROSSING\",\"Unknown\",G3923=\"Natural\",\"None\",AM3923<AN3923,\"High\",AC3923=\"Functional\",\"Low\",AC3923=\"Non-Functional\",\"Low\",W3923=\"No\",\"Low\",W3923=\"Unknown\",\"None\",X3923=\"Deficiency\",\"None\",W3923=\"Yes\",\"High\",W3923=\"\",\"None\")","v":"None"},0,0,0,0,{"$f":"_xlfn.CONCAT(LEFT(H3923,3),\"-\")&IF(H3923=\"-\",0,COUNTIF($H$4:H3923,H3923))","v":"-0"},{"$f":"_xlfn.IFS($H3923<=0,\"-\",AS3923=1,_xlfn.CONCAT(\"FUN_NONDEF\",\"-DCON_\",LEFT(AQ3923,1),\"-FCON_\",LEFT(AR3923,1)),AT3923=1,_xlfn.CONCAT(\"FUN_DEF\",\"-DCON_\",LEFT(AQ3923,1),\"-FCON_\",LEFT(AR3923,1)),AU3923=1,_xlfn.CONCAT(\"NONFUN_NONDEF\",\"-DCON_\",LEFT(AQ3923,1),\"-FCON_\",LEFT(AR3923,1)),AV3923=1,_xlfn.CONCAT(\"NONFUN_DEF\",\"-DCON_\",LEFT(AQ3923,1),\"-FCON_\",LEFT(AR3923,1)),AS3923+AT3923+AU3923+AV3923<1,_xlfn.CONCAT(\"-\"))","v":"-"}]
[null,null,null,null,null,null,null,null,null,null,null,null,null,null,null,null,null,null,null,null,null,0,null,null,null,null,null,null,null,null,null,0,0,0,0,"Unknown",{"$f":"_xlfn.IFS(G3931=\"Natural\",0,H3931=\"\",0,H3931=\"COASTAL-CONSTRUCTED\",0,G3931=\"Constructed\",_xlfn.XLOOKUP($H3931,'Data Categories'!$U$4:$U$25,'Data Categories'!$V$4:V$25))","v":0},{"$f":"_xlfn.IFS(AK3931=\"\",0,AJ3931=\"Unknown\",0,AK3931>1,AK3931-AJ3931,AK3931=0,0)","v":0},{"$f":"_xlfn.IFS(Y3931=\"\",0,Y3931>1920,_xlfn.XLOOKUP($H3931,'Data Categories'!$AE$20:$AE$42,'Data Categories'!$AG$20:$AG$42,0))","v":0},{"$f":"_xlfn.IFS(Y3931=\"\",0,Y3931>0,(2025-Y3931))","v":0},{"$f":"_xlfn.IFS(Z3931=\"Non-Deficient\",\"Non-Deficient\",Z3931=\"Deficient\",\"Deficient\",AB3931=\"Deficient\",\"Deficient\",Z3931=\"Non-Deficient\",\"Non-Deficient\",AB3931=\"Non-Deficient\",\"Non-Deficient\",P3931=\"\",\"None\",AL3931<0,\"Deficient\",AL3931>10,\"Non-Deficient\")","v":"None"},{"$f":"_xlfn.IFS(H3931=\"LOW WATER CROSSING\",\"Non-Functional\",G3931=\"Natural\",\"Functional\",AA3931=\"Functional\",\"Functional\",AC3931=\"Functional\",\"Functional\",AA3931=\"Non-Functional\",\"Non-Functional\",AC3931=\"Non-Functional\",\"Non-Functional\",AA3931=\"Unknown\",\"Unknown\",AC3931=\"Unknown\",\"Unknown\",AA3931=\"\",\"None\")","v":"None"},{"$f":"_xlfn.IFS(X3931=\"Functionality\",\"Low\",W3931=\"No\",\"Low\",Y3931>=2015,\"High\",Y3931>=1920,\"Low\",W3931=\"\",\"None\",W3931=\"Unknown\",\"None\")","v":"None"},{"$f":"_xlfn.IFS(H3931=\"LOW WATER CROSSING\",\"Unknown\",G3931=\"Natural\",\"None\",AM3931<AN3931,\"High\",AC3931=\"Functional\",\"Low\",AC3931=\"Non-Functional\",\"Low\",W3931=\"No\",\"Low\",W3931=\"Unknown\",\"None\",X3931=\"Deficiency\",\"None\",W3931=\"Yes\",\"High\",W3931=\"\",\"None\")","v":"None"},0,0,0,0,{"$f":"_xlfn.CONCAT(LEFT(H3931,3),\"-\")&IF(H3931=\"-\",0,COUNTIF($H$4:H3931,H3931))","v":"-0"},{"$f":"_xlfn.IFS($H3931<=0,\"-\",AS3931=1,_xlfn.CONCAT(\"FUN_NONDEF\",\"-DCON_\",LEFT(AQ3931,1),\"-FCON_\",LEFT(AR3931,1)),AT3931=1,_xlfn.CONCAT(\"FUN_DEF\",\"-DCON_\",LEFT(AQ3931,1),\"-FCON_\",LEFT(AR3931,1)),AU3931=1,_xlfn.CONCAT(\"NONFUN_NONDEF\",\"-DCON_\",LEFT(AQ3931,1),\"-FCON_\",LEFT(AR3931,1)),AV3931=1,_xlfn.CONCAT(\"NONFUN_DEF\",\"-DCON_\",LEFT(AQ3931,1),\"-FCON_\",LEFT(AR3931,1)),AS3931+AT3931+AU3931+AV3931<1,_xlfn.CONCAT(\"-\"))","v":"-"}]
[null,null,null,null,null,null,null,null,null,null,null,null,null,null,null,null,null,null,null,null,null,0,null,null,null,null,null,null,null,null,null,0,0,0,0,"Unknown",{"$f":"_xlfn.IFS(G3947=\"Natural\",0,H3947=\"\",0,H3947=\"COASTAL-CONSTRUCTED\",0,G3947=\"Constructed\",_xlfn.XLOOKUP($H3947,'Data Categories'!$U$4:$U$25,'Data Categories'!$V$4:V$25))","v":0},{"$f":"_xlfn.IFS(AK3947=\"\",0,AJ3947=\"Unknown\",0,AK3947>1,AK3947-AJ3947,AK3947=0,0)","v":0},{"$f":"_xlfn.IFS(Y3947=\"\",0,Y3947>1920,_xlfn.XLOOKUP($H3947,'Data Categories'!$AE$20:$AE$42,'Data Categories'!$AG$20:$AG$42,0))","v":0},{"$f":"_xlfn.IFS(Y3947=\"\",0,Y3947>0,(2025-Y3947))","v":0},{"$f":"_xlfn.IFS(Z3947=\"Non-Deficient\",\"Non-Deficient\",Z3947=\"Deficient\",\"Deficient\",AB3947=\"Deficient\",\"Deficient\",Z3947=\"Non-Deficient\",\"Non-Deficient\",AB3947=\"Non-Deficient\",\"Non-Deficient\",P3947=\"\",\"None\",AL3947<0,\"Deficient\",AL3947>10,\"Non-Deficient\")","v":"None"},{"$f":"_xlfn.IFS(H3947=\"LOW WATER CROSSING\",\"Non-Functional\",G3947=\"Natural\",\"Functional\",AA3947=\"Functional\",\"Functional\",AC3947=\"Functional\",\"Functional\",AA3947=\"Non-Functional\",\"Non-Functional\",AC3947=\"Non-Functional\",\"Non-Functional\",AA3947=\"Unknown\",\"Unknown\",AC3947=\"Unknown\",\"Unknown\",AA3947=\"\",\"None\")","v":"None"},{"$f":"_xlfn.IFS(X3947=\"Functionality\",\"Low\",W3947=\"No\",\"Low\",Y3947>=2015,\"High\",Y3947>=1920,\"Low\",W3947=\"\",\"None\",W3947=\"Unknown\",\"None\")","v":"None"},{"$f":"_xlfn.IFS(H3947=\"LOW WATER CROSSING\",\"Unknown\",G3947=\"Natural\",\"None\",AM3947<AN3947,\"High\",AC3947=\"Functional\",\"Low\",AC3947=\"Non-Functional\",\"Low\",W3947=\"No\",\"Low\",W3947=\"Unknown\",\"None\",X3947=\"Deficiency\",\"None\",W3947=\"Yes\",\"High\",W3947=\"\",\"None\")","v":"None"},0,0,0,0,{"$f":"_xlfn.CONCAT(LEFT(H3947,3),\"-\")&IF(H3947=\"-\",0,COUNTIF($H$4:H3947,H3947))","v":"-0"},{"$f":"_xlfn.IFS($H3947<=0,\"-\",AS3947=1,_xlfn.CONCAT(\"FUN_NONDEF\",\"-DCON_\",LEFT(AQ3947,1),\"-FCON_\",LEFT(AR3947,1)),AT3947=1,_xlfn.CONCAT(\"FUN_DEF\",\"-DCON_\",LEFT(AQ3947,1),\"-FCON_\",LEFT(AR3947,1)),AU3947=1,_xlfn.CONCAT(\"NONFUN_NONDEF\",\"-DCON_\",LEFT(AQ3947,1),\"-FCON_\",LEFT(AR3947,1)),AV3947=1,_xlfn.CONCAT(\"NONFUN_DEF\",\"-DCON_\",LEFT(AQ3947,1),\"-FCON_\",LEFT(AR3947,1)),AS3947+AT3947+AU3947+AV3947<1,_xlfn.CONCAT(\"-\"))","v":"-"}]
[null,null,null,null,null,null,null,null,null,null,null,null,null,null,null,null,null,null,null,null,null,0,null,null,null,null,null,null,null,null,null,0,0,0,0,"Unknown",{"$f":"_xlfn.IFS(G3950=\"Natural\",0,H3950=\"\",0,H3950=\"COASTAL-CONSTRUCTED\",0,G3950=\"Constructed\",_xlfn.XLOOKUP($H3950,'Data Categories'!$U$4:$U$25,'Data Categories'!$V$4:V$25))","v":0},{"$f":"_xlfn.IFS(AK3950=\"\",0,AJ3950=\"Unknown\",0,AK3950>1,AK3950-AJ3950,AK3950=0,0)","v":0},{"$f":"_xlfn.IFS(Y3950=\"\",0,Y3950>1920,_xlfn.XLOOKUP($H3950,'Data Categories'!$AE$20:$AE$42,'Data Categories'!$AG$20:$AG$42,0))","v":0},{"$f":"_xlfn.IFS(Y3950=\"\",0,Y3950>0,(2025-Y3950))","v":0},{"$f":"_xlfn.IFS(Z3950=\"Non-Deficient\",\"Non-Deficient\",Z3950=\"Deficient\",\"Deficient\",AB3950=\"Deficient\",\"Deficient\",Z3950=\"Non-Deficient\",\"Non-Deficient\",AB3950=\"Non-Deficient\",\"Non-Deficient\",P3950=\"\",\"None\",AL3950<0,\"Deficient\",AL3950>10,\"Non-Deficient\")","v":"None"},{"$f":"_xlfn.IFS(H3950=\"LOW WATER CROSSING\",\"Non-Functional\",G3950=\"Natural\",\"Functional\",AA3950=\"Functional\",\"Functional\",AC3950=\"Functional\",\"Functional\",AA3950=\"Non-Functional\",\"Non-Functional\",AC3950=\"Non-Functional\",\"Non-Functional\",AA3950=\"Unknown\",\"Unknown\",AC3950=\"Unknown\",\"Unknown\",AA3950=\"\",\"None\")","v":"None"},{"$f":"_xlfn.IFS(X3950=\"Functionality\",\"Low\",W3950=\"No\",\"Low\",Y3950>=2015,\"High\",Y3950>=1920,\"Low\",W3950=\"\",\"None\",W3950=\"Unknown\",\"None\")","v":"None"},{"$f":"_xlfn.IFS(H3950=\"LOW WATER CROSSING\",\"Unknown\",G3950=\"Natural\",\"None\",AM3950<AN3950,\"High\",AC3950=\"Functional\",\"Low\",AC3950=\"Non-Functional\",\"Low\",W3950=\"No\",\"Low\",W3950=\"Unknown\",\"None\",X3950=\"Deficiency\",\"None\",W3950=\"Yes\",\"High\",W3950=\"\",\"None\")","v":"None"},0,0,0,0,{"$f":"_xlfn.CONCAT(LEFT(H3950,3),\"-\")&IF(H3950=\"-\",0,COUNTIF($H$4:H3950,H3950))","v":"-0"},{"$f":"_xlfn.IFS($H3950<=0,\"-\",AS3950=1,_xlfn.CONCAT(\"FUN_NONDEF\",\"-DCON_\",LEFT(AQ3950,1),\"-FCON_\",LEFT(AR3950,1)),AT3950=1,_xlfn.CONCAT(\"FUN_DEF\",\"-DCON_\",LEFT(AQ3950,1),\"-FCON_\",LEFT(AR3950,1)),AU3950=1,_xlfn.CONCAT(\"NONFUN_NONDEF\",\"-DCON_\",LEFT(AQ3950,1),\"-FCON_\",LEFT(AR3950,1)),AV3950=1,_xlfn.CONCAT(\"NONFUN_DEF\",\"-DCON_\",LEFT(AQ3950,1),\"-FCON_\",LEFT(AR3950,1)),AS3950+AT3950+AU3950+AV3950<1,_xlfn.CONCAT(\"-\"))","v":"-"}]
[null,null,null,null,null,null,null,null,null,null,null,null,null,null,null,null,null,null,null,null,null,0,null,null,null,null,null,null,null,null,null,0,0,0,0,"Unknown",{"$f":"_xlfn.IFS(G3962=\"Natural\",0,H3962=\"\",0,H3962=\"COASTAL-CONSTRUCTED\",0,G3962=\"Constructed\",_xlfn.XLOOKUP($H3962,'Data Categories'!$U$4:$U$25,'Data Categories'!$V$4:V$25))","v":0},{"$f":"_xlfn.IFS(AK3962=\"\",0,AJ3962=\"Unknown\",0,AK3962>1,AK3962-AJ3962,AK3962=0,0)","v":0},{"$f":"_xlfn.IFS(Y3962=\"\",0,Y3962>1920,_xlfn.XLOOKUP($H3962,'Data Categories'!$AE$20:$AE$42,'Data Categories'!$AG$20:$AG$42,0))","v":0},{"$f":"_xlfn.IFS(Y3962=\"\",0,Y3962>0,(2025-Y3962))","v":0},{"$f":"_xlfn.IFS(Z3962=\"Non-Deficient\",\"Non-Deficient\",Z3962=\"Deficient\",\"Deficient\",AB3962=\"Deficient\",\"Deficient\",Z3962=\"Non-Deficient\",\"Non-Deficient\",AB3962=\"Non-Deficient\",\"Non-Deficient\",P3962=\"\",\"None\",AL3962<0,\"Deficient\",AL3962>10,\"Non-Deficient\")","v":"None"},{"$f":"_xlfn.IFS(H3962=\"LOW WATER CROSSING\",\"Non-Functional\",G3962=\"Natural\",\"Functional\",AA3962=\"Functional\",\"Functional\",AC3962=\"Functional\",\"Functional\",AA3962=\"Non-Functional\",\"Non-Functional\",AC3962=\"Non-Functional\",\"Non-Functional\",AA3962=\"Unknown\",\"Unknown\",AC3962=\"Unknown\",\"Unknown\",AA3962=\"\",\"None\")","v":"None"},{"$f":"_xlfn.IFS(X3962=\"Functionality\",\"Low\",W3962=\"No\",\"Low\",Y3962>=2015,\"High\",Y3962>=1920,\"Low\",W3962=\"\",\"None\",W3962=\"Unknown\",\"None\")","v":"None"},{"$f":"_xlfn.IFS(H3962=\"LOW WATER CROSSING\",\"Unknown\",G3962=\"Natural\",\"None\",AM3962<AN3962,\"High\",AC3962=\"Functional\",\"Low\",AC3962=\"Non-Functional\",\"Low\",W3962=\"No\",\"Low\",W3962=\"Unknown\",\"None\",X3962=\"Deficiency\",\"None\",W3962=\"Yes\",\"High\",W3962=\"\",\"None\")","v":"None"},0,0,0,0,{"$f":"_xlfn.CONCAT(LEFT(H3962,3),\"-\")&IF(H3962=\"-\",0,COUNTIF($H$4:H3962,H3962))","v":"-0"},{"$f":"_xlfn.IFS($H3962<=0,\"-\",AS3962=1,_xlfn.CONCAT(\"FUN_NONDEF\",\"-DCON_\",LEFT(AQ3962,1),\"-FCON_\",LEFT(AR3962,1)),AT3962=1,_xlfn.CONCAT(\"FUN_DEF\",\"-DCON_\",LEFT(AQ3962,1),\"-FCON_\",LEFT(AR3962,1)),AU3962=1,_xlfn.CONCAT(\"NONFUN_NONDEF\",\"-DCON_\",LEFT(AQ3962,1),\"-FCON_\",LEFT(AR3962,1)),AV3962=1,_xlfn.CONCAT(\"NONFUN_DEF\",\"-DCON_\",LEFT(AQ3962,1),\"-FCON_\",LEFT(AR3962,1)),AS3962+AT3962+AU3962+AV3962<1,_xlfn.CONCAT(\"-\"))","v":"-"}]
[null,null,null,null,null,null,null,null,null,null,null,null,null,null,null,null,null,null,null,null,null,0,null,null,null,null,null,null,null,null,null,0,0,0,0,"Unknown",{"$f":"_xlfn.IFS(G3968=\"Natural\",0,H3968=\"\",0,H3968=\"COASTAL-CONSTRUCTED\",0,G3968=\"Constructed\",_xlfn.XLOOKUP($H3968,'Data Categories'!$U$4:$U$25,'Data Categories'!$V$4:V$25))","v":0},{"$f":"_xlfn.IFS(AK3968=\"\",0,AJ3968=\"Unknown\",0,AK3968>1,AK3968-AJ3968,AK3968=0,0)","v":0},{"$f":"_xlfn.IFS(Y3968=\"\",0,Y3968>1920,_xlfn.XLOOKUP($H3968,'Data Categories'!$AE$20:$AE$42,'Data Categories'!$AG$20:$AG$42,0))","v":0},{"$f":"_xlfn.IFS(Y3968=\"\",0,Y3968>0,(2025-Y3968))","v":0},{"$f":"_xlfn.IFS(Z3968=\"Non-Deficient\",\"Non-Deficient\",Z3968=\"Deficient\",\"Deficient\",AB3968=\"Deficient\",\"Deficient\",Z3968=\"Non-Deficient\",\"Non-Deficient\",AB3968=\"Non-Deficient\",\"Non-Deficient\",P3968=\"\",\"None\",AL3968<0,\"Deficient\",AL3968>10,\"Non-Deficient\")","v":"None"},{"$f":"_xlfn.IFS(H3968=\"LOW WATER CROSSING\",\"Non-Functional\",G3968=\"Natural\",\"Functional\",AA3968=\"Functional\",\"Functional\",AC3968=\"Functional\",\"Functional\",AA3968=\"Non-Functional\",\"Non-Functional\",AC3968=\"Non-Functional\",\"Non-Functional\",AA3968=\"Unknown\",\"Unknown\",AC3968=\"Unknown\",\"Unknown\",AA3968=\"\",\"None\")","v":"None"},{"$f":"_xlfn.IFS(X3968=\"Functionality\",\"Low\",W3968=\"No\",\"Low\",Y3968>=2015,\"High\",Y3968>=1920,\"Low\",W3968=\"\",\"None\",W3968=\"Unknown\",\"None\")","v":"None"},{"$f":"_xlfn.IFS(H3968=\"LOW WATER CROSSING\",\"Unknown\",G3968=\"Natural\",\"None\",AM3968<AN3968,\"High\",AC3968=\"Functional\",\"Low\",AC3968=\"Non-Functional\",\"Low\",W3968=\"No\",\"Low\",W3968=\"Unknown\",\"None\",X3968=\"Deficiency\",\"None\",W3968=\"Yes\",\"High\",W3968=\"\",\"None\")","v":"None"},0,0,0,0,{"$f":"_xlfn.CONCAT(LEFT(H3968,3),\"-\")&IF(H3968=\"-\",0,COUNTIF($H$4:H3968,H3968))","v":"-0"},{"$f":"_xlfn.IFS($H3968<=0,\"-\",AS3968=1,_xlfn.CONCAT(\"FUN_NONDEF\",\"-DCON_\",LEFT(AQ3968,1),\"-FCON_\",LEFT(AR3968,1)),AT3968=1,_xlfn.CONCAT(\"FUN_DEF\",\"-DCON_\",LEFT(AQ3968,1),\"-FCON_\",LEFT(AR3968,1)),AU3968=1,_xlfn.CONCAT(\"NONFUN_NONDEF\",\"-DCON_\",LEFT(AQ3968,1),\"-FCON_\",LEFT(AR3968,1)),AV3968=1,_xlfn.CONCAT(\"NONFUN_DEF\",\"-DCON_\",LEFT(AQ3968,1),\"-FCON_\",LEFT(AR3968,1)),AS3968+AT3968+AU3968+AV3968<1,_xlfn.CONCAT(\"-\"))","v":"-"}]
[null,null,null,null,null,null,null,null,null,null,null,null,null,null,null,null,null,null,null,null,null,0,null,null,null,null,null,null,null,null,null,0,0,0,0,"Unknown",{"$f":"_xlfn.IFS(G3980=\"Natural\",0,H3980=\"\",0,H3980=\"COASTAL-CONSTRUCTED\",0,G3980=\"Constructed\",_xlfn.XLOOKUP($H3980,'Data Categories'!$U$4:$U$25,'Data Categories'!$V$4:V$25))","v":0},{"$f":"_xlfn.IFS(AK3980=\"\",0,AJ3980=\"Unknown\",0,AK3980>1,AK3980-AJ3980,AK3980=0,0)","v":0},{"$f":"_xlfn.IFS(Y3980=\"\",0,Y3980>1920,_xlfn.XLOOKUP($H3980,'Data Categories'!$AE$20:$AE$42,'Data Categories'!$AG$20:$AG$42,0))","v":0},{"$f":"_xlfn.IFS(Y3980=\"\",0,Y3980>0,(2025-Y3980))","v":0},{"$f":"_xlfn.IFS(Z3980=\"Non-Deficient\",\"Non-Deficient\",Z3980=\"Deficient\",\"Deficient\",AB3980=\"Deficient\",\"Deficient\",Z3980=\"Non-Deficient\",\"Non-Deficient\",AB3980=\"Non-Deficient\",\"Non-Deficient\",P3980=\"\",\"None\",AL3980<0,\"Deficient\",AL3980>10,\"Non-Deficient\")","v":"None"},{"$f":"_xlfn.IFS(H3980=\"LOW WATER CROSSING\",\"Non-Functional\",G3980=\"Natural\",\"Functional\",AA3980=\"Functional\",\"Functional\",AC3980=\"Functional\",\"Functional\",AA3980=\"Non-Functional\",\"Non-Functional\",AC3980=\"Non-Functional\",\"Non-Functional\",AA3980=\"Unknown\",\"Unknown\",AC3980=\"Unknown\",\"Unknown\",AA3980=\"\",\"None\")","v":"None"},{"$f":"_xlfn.IFS(X3980=\"Functionality\",\"Low\",W3980=\"No\",\"Low\",Y3980>=2015,\"High\",Y3980>=1920,\"Low\",W3980=\"\",\"None\",W3980=\"Unknown\",\"None\")","v":"None"},{"$f":"_xlfn.IFS(H3980=\"LOW WATER CROSSING\",\"Unknown\",G3980=\"Natural\",\"None\",AM3980<AN3980,\"High\",AC3980=\"Functional\",\"Low\",AC3980=\"Non-Functional\",\"Low\",W3980=\"No\",\"Low\",W3980=\"Unknown\",\"None\",X3980=\"Deficiency\",\"None\",W3980=\"Yes\",\"High\",W3980=\"\",\"None\")","v":"None"},0,0,0,0,{"$f":"_xlfn.CONCAT(LEFT(H3980,3),\"-\")&IF(H3980=\"-\",0,COUNTIF($H$4:H3980,H3980))","v":"-0"},{"$f":"_xlfn.IFS($H3980<=0,\"-\",AS3980=1,_xlfn.CONCAT(\"FUN_NONDEF\",\"-DCON_\",LEFT(AQ3980,1),\"-FCON_\",LEFT(AR3980,1)),AT3980=1,_xlfn.CONCAT(\"FUN_DEF\",\"-DCON_\",LEFT(AQ3980,1),\"-FCON_\",LEFT(AR3980,1)),AU3980=1,_xlfn.CONCAT(\"NONFUN_NONDEF\",\"-DCON_\",LEFT(AQ3980,1),\"-FCON_\",LEFT(AR3980,1)),AV3980=1,_xlfn.CONCAT(\"NONFUN_DEF\",\"-DCON_\",LEFT(AQ3980,1),\"-FCON_\",LEFT(AR3980,1)),AS3980+AT3980+AU3980+AV3980<1,_xlfn.CONCAT(\"-\"))","v":"-"}]
[null,null,null,null,null,null,null,null,null,null,null,null,null,null,null,null,null,null,null,null,null,0,null,null,null,null,null,null,null,null,null,0,0,0,0,"Unknown",{"$f":"_xlfn.IFS(G3987=\"Natural\",0,H3987=\"\",0,H3987=\"COASTAL-CONSTRUCTED\",0,G3987=\"Constructed\",_xlfn.XLOOKUP($H3987,'Data Categories'!$U$4:$U$25,'Data Categories'!$V$4:V$25))","v":0},{"$f":"_xlfn.IFS(AK3987=\"\",0,AJ3987=\"Unknown\",0,AK3987>1,AK3987-AJ3987,AK3987=0,0)","v":0},{"$f":"_xlfn.IFS(Y3987=\"\",0,Y3987>1920,_xlfn.XLOOKUP($H3987,'Data Categories'!$AE$20:$AE$42,'Data Categories'!$AG$20:$AG$42,0))","v":0},{"$f":"_xlfn.IFS(Y3987=\"\",0,Y3987>0,(2025-Y3987))","v":0},{"$f":"_xlfn.IFS(Z3987=\"Non-Deficient\",\"Non-Deficient\",Z3987=\"Deficient\",\"Deficient\",AB3987=\"Deficient\",\"Deficient\",Z3987=\"Non-Deficient\",\"Non-Deficient\",AB3987=\"Non-Deficient\",\"Non-Deficient\",P3987=\"\",\"None\",AL3987<0,\"Deficient\",AL3987>10,\"Non-Deficient\")","v":"None"},{"$f":"_xlfn.IFS(H3987=\"LOW WATER CROSSING\",\"Non-Functional\",G3987=\"Natural\",\"Functional\",AA3987=\"Functional\",\"Functional\",AC3987=\"Functional\",\"Functional\",AA3987=\"Non-Functional\",\"Non-Functional\",AC3987=\"Non-Functional\",\"Non-Functional\",AA3987=\"Unknown\",\"Unknown\",AC3987=\"Unknown\",\"Unknown\",AA3987=\"\",\"None\")","v":"None"},{"$f":"_xlfn.IFS(X3987=\"Functionality\",\"Low\",W3987=\"No\",\"Low\",Y3987>=2015,\"High\",Y3987>=1920,\"Low\",W3987=\"\",\"None\",W3987=\"Unknown\",\"None\")","v":"None"},{"$f":"_xlfn.IFS(H3987=\"LOW WATER CROSSING\",\"Unknown\",G3987=\"Natural\",\"None\",AM3987<AN3987,\"High\",AC3987=\"Functional\",\"Low\",AC3987=\"Non-Functional\",\"Low\",W3987=\"No\",\"Low\",W3987=\"Unknown\",\"None\",X3987=\"Deficiency\",\"None\",W3987=\"Yes\",\"High\",W3987=\"\",\"None\")","v":"None"},0,0,0,0,{"$f":"_xlfn.CONCAT(LEFT(H3987,3),\"-\")&IF(H3987=\"-\",0,COUNTIF($H$4:H3987,H3987))","v":"-0"},{"$f":"_xlfn.IFS($H3987<=0,\"-\",AS3987=1,_xlfn.CONCAT(\"FUN_NONDEF\",\"-DCON_\",LEFT(AQ3987,1),\"-FCON_\",LEFT(AR3987,1)),AT3987=1,_xlfn.CONCAT(\"FUN_DEF\",\"-DCON_\",LEFT(AQ3987,1),\"-FCON_\",LEFT(AR3987,1)),AU3987=1,_xlfn.CONCAT(\"NONFUN_NONDEF\",\"-DCON_\",LEFT(AQ3987,1),\"-FCON_\",LEFT(AR3987,1)),AV3987=1,_xlfn.CONCAT(\"NONFUN_DEF\",\"-DCON_\",LEFT(AQ3987,1),\"-FCON_\",LEFT(AR3987,1)),AS3987+AT3987+AU3987+AV3987<1,_xlfn.CONCAT(\"-\"))","v":"-"}]
[null,null,null,null,null,null,null,null,null,null,null,null,null,null,null,null,null,null,null,null,null,0,null,null,null,null,null,null,null,null,null,0,0,0,0,"Unknown",{"$f":"_xlfn.IFS(G3993=\"Natural\",0,H3993=\"\",0,H3993=\"COASTAL-CONSTRUCTED\",0,G3993=\"Constructed\",_xlfn.XLOOKUP($H3993,'Data Categories'!$U$4:$U$25,'Data Categories'!$V$4:V$25))","v":0},{"$f":"_xlfn.IFS(AK3993=\"\",0,AJ3993=\"Unknown\",0,AK3993>1,AK3993-AJ3993,AK3993=0,0)","v":0},{"$f":"_xlfn.IFS(Y3993=\"\",0,Y3993>1920,_xlfn.XLOOKUP($H3993,'Data Categories'!$AE$20:$AE$42,'Data Categories'!$AG$20:$AG$42,0))","v":0},{"$f":"_xlfn.IFS(Y3993=\"\",0,Y3993>0,(2025-Y3993))","v":0},{"$f":"_xlfn.IFS(Z3993=\"Non-Deficient\",\"Non-Deficient\",Z3993=\"Deficient\",\"Deficient\",AB3993=\"Deficient\",\"Deficient\",Z3993=\"Non-Deficient\",\"Non-Deficient\",AB3993=\"Non-Deficient\",\"Non-Deficient\",P3993=\"\",\"None\",AL3993<0,\"Deficient\",AL3993>10,\"Non-Deficient\")","v":"None"},{"$f":"_xlfn.IFS(H3993=\"LOW WATER CROSSING\",\"Non-Functional\",G3993=\"Natural\",\"Functional\",AA3993=\"Functional\",\"Functional\",AC3993=\"Functional\",\"Functional\",AA3993=\"Non-Functional\",\"Non-Functional\",AC3993=\"Non-Functional\",\"Non-Functional\",AA3993=\"Unknown\",\"Unknown\",AC3993=\"Unknown\",\"Unknown\",AA3993=\"\",\"None\")","v":"None"},{"$f":"_xlfn.IFS(X3993=\"Functionality\",\"Low\",W3993=\"No\",\"Low\",Y3993>=2015,\"High\",Y3993>=1920,\"Low\",W3993=\"\",\"None\",W3993=\"Unknown\",\"None\")","v":"None"},{"$f":"_xlfn.IFS(H3993=\"LOW WATER CROSSING\",\"Unknown\",G3993=\"Natural\",\"None\",AM3993<AN3993,\"High\",AC3993=\"Functional\",\"Low\",AC3993=\"Non-Functional\",\"Low\",W3993=\"No\",\"Low\",W3993=\"Unknown\",\"None\",X3993=\"Deficiency\",\"None\",W3993=\"Yes\",\"High\",W3993=\"\",\"None\")","v":"None"},0,0,0,0,{"$f":"_xlfn.CONCAT(LEFT(H3993,3),\"-\")&IF(H3993=\"-\",0,COUNTIF($H$4:H3993,H3993))","v":"-0"},{"$f":"_xlfn.IFS($H3993<=0,\"-\",AS3993=1,_xlfn.CONCAT(\"FUN_NONDEF\",\"-DCON_\",LEFT(AQ3993,1),\"-FCON_\",LEFT(AR3993,1)),AT3993=1,_xlfn.CONCAT(\"FUN_DEF\",\"-DCON_\",LEFT(AQ3993,1),\"-FCON_\",LEFT(AR3993,1)),AU3993=1,_xlfn.CONCAT(\"NONFUN_NONDEF\",\"-DCON_\",LEFT(AQ3993,1),\"-FCON_\",LEFT(AR3993,1)),AV3993=1,_xlfn.CONCAT(\"NONFUN_DEF\",\"-DCON_\",LEFT(AQ3993,1),\"-FCON_\",LEFT(AR3993,1)),AS3993+AT3993+AU3993+AV3993<1,_xlfn.CONCAT(\"-\"))","v":"-"}]
[null,null,null,null,null,null,null,null,null,null,null,null,null,null,null,null,null,null,null,null,null,0,null,null,null,null,null,null,null,null,null,0,0,0,0,"Unknown",{"$f":"_xlfn.IFS(G4001=\"Natural\",0,H4001=\"\",0,H4001=\"COASTAL-CONSTRUCTED\",0,G4001=\"Constructed\",_xlfn.XLOOKUP($H4001,'Data Categories'!$U$4:$U$25,'Data Categories'!$V$4:V$25))","v":0},{"$f":"_xlfn.IFS(AK4001=\"\",0,AJ4001=\"Unknown\",0,AK4001>1,AK4001-AJ4001,AK4001=0,0)","v":0},{"$f":"_xlfn.IFS(Y4001=\"\",0,Y4001>1920,_xlfn.XLOOKUP($H4001,'Data Categories'!$AE$20:$AE$42,'Data Categories'!$AG$20:$AG$42,0))","v":0},{"$f":"_xlfn.IFS(Y4001=\"\",0,Y4001>0,(2025-Y4001))","v":0},{"$f":"_xlfn.IFS(Z4001=\"Non-Deficient\",\"Non-Deficient\",Z4001=\"Deficient\",\"Deficient\",AB4001=\"Deficient\",\"Deficient\",Z4001=\"Non-Deficient\",\"Non-Deficient\",AB4001=\"Non-Deficient\",\"Non-Deficient\",P4001=\"\",\"None\",AL4001<0,\"Deficient\",AL4001>10,\"Non-Deficient\")","v":"None"},{"$f":"_xlfn.IFS(H4001=\"LOW WATER CROSSING\",\"Non-Functional\",G4001=\"Natural\",\"Functional\",AA4001=\"Functional\",\"Functional\",AC4001=\"Functional\",\"Functional\",AA4001=\"Non-Functional\",\"Non-Functional\",AC4001=\"Non-Functional\",\"Non-Functional\",AA4001=\"Unknown\",\"Unknown\",AC4001=\"Unknown\",\"Unknown\",AA4001=\"\",\"None\")","v":"None"},{"$f":"_xlfn.IFS(X4001=\"Functionality\",\"Low\",W4001=\"No\",\"Low\",Y4001>=2015,\"High\",Y4001>=1920,\"Low\",W4001=\"\",\"None\",W4001=\"Unknown\",\"None\")","v":"None"},{"$f":"_xlfn.IFS(H4001=\"LOW WATER CROSSING\",\"Unknown\",G4001=\"Natural\",\"None\",AM4001<AN4001,\"High\",AC4001=\"Functional\",\"Low\",AC4001=\"Non-Functional\",\"Low\",W4001=\"No\",\"Low\",W4001=\"Unknown\",\"None\",X4001=\"Deficiency\",\"None\",W4001=\"Yes\",\"High\",W4001=\"\",\"None\")","v":"None"},0,0,0,0,{"$f":"_xlfn.CONCAT(LEFT(H4001,3),\"-\")&IF(H4001=\"-\",0,COUNTIF($H$4:H4001,H4001))","v":"-0"},{"$f":"_xlfn.IFS($H4001<=0,\"-\",AS4001=1,_xlfn.CONCAT(\"FUN_NONDEF\",\"-DCON_\",LEFT(AQ4001,1),\"-FCON_\",LEFT(AR4001,1)),AT4001=1,_xlfn.CONCAT(\"FUN_DEF\",\"-DCON_\",LEFT(AQ4001,1),\"-FCON_\",LEFT(AR4001,1)),AU4001=1,_xlfn.CONCAT(\"NONFUN_NONDEF\",\"-DCON_\",LEFT(AQ4001,1),\"-FCON_\",LEFT(AR4001,1)),AV4001=1,_xlfn.CONCAT(\"NONFUN_DEF\",\"-DCON_\",LEFT(AQ4001,1),\"-FCON_\",LEFT(AR4001,1)),AS4001+AT4001+AU4001+AV4001<1,_xlfn.CONCAT(\"-\"))","v":"-"}]
[null,null,null,null,null,null,null,null,null,null,null,null,null,null,null,null,null,null,null,null,null,0,null,null,null,null,null,null,null,null,null,0,0,0,0,"Unknown",{"$f":"_xlfn.IFS(G4017=\"Natural\",0,H4017=\"\",0,H4017=\"COASTAL-CONSTRUCTED\",0,G4017=\"Constructed\",_xlfn.XLOOKUP($H4017,'Data Categories'!$U$4:$U$25,'Data Categories'!$V$4:V$25))","v":0},{"$f":"_xlfn.IFS(AK4017=\"\",0,AJ4017=\"Unknown\",0,AK4017>1,AK4017-AJ4017,AK4017=0,0)","v":0},{"$f":"_xlfn.IFS(Y4017=\"\",0,Y4017>1920,_xlfn.XLOOKUP($H4017,'Data Categories'!$AE$20:$AE$42,'Data Categories'!$AG$20:$AG$42,0))","v":0},{"$f":"_xlfn.IFS(Y4017=\"\",0,Y4017>0,(2025-Y4017))","v":0},{"$f":"_xlfn.IFS(Z4017=\"Non-Deficient\",\"Non-Deficient\",Z4017=\"Deficient\",\"Deficient\",AB4017=\"Deficient\",\"Deficient\",Z4017=\"Non-Deficient\",\"Non-Deficient\",AB4017=\"Non-Deficient\",\"Non-Deficient\",P4017=\"\",\"None\",AL4017<0,\"Deficient\",AL4017>10,\"Non-Deficient\")","v":"None"},{"$f":"_xlfn.IFS(H4017=\"LOW WATER CROSSING\",\"Non-Functional\",G4017=\"Natural\",\"Functional\",AA4017=\"Functional\",\"Functional\",AC4017=\"Functional\",\"Functional\",AA4017=\"Non-Functional\",\"Non-Functional\",AC4017=\"Non-Functional\",\"Non-Functional\",AA4017=\"Unknown\",\"Unknown\",AC4017=\"Unknown\",\"Unknown\",AA4017=\"\",\"None\")","v":"None"},{"$f":"_xlfn.IFS(X4017=\"Functionality\",\"Low\",W4017=\"No\",\"Low\",Y4017>=2015,\"High\",Y4017>=1920,\"Low\",W4017=\"\",\"None\",W4017=\"Unknown\",\"None\")","v":"None"},{"$f":"_xlfn.IFS(H4017=\"LOW WATER CROSSING\",\"Unknown\",G4017=\"Natural\",\"None\",AM4017<AN4017,\"High\",AC4017=\"Functional\",\"Low\",AC4017=\"Non-Functional\",\"Low\",W4017=\"No\",\"Low\",W4017=\"Unknown\",\"None\",X4017=\"Deficiency\",\"None\",W4017=\"Yes\",\"High\",W4017=\"\",\"None\")","v":"None"},0,0,0,0,{"$f":"_xlfn.CONCAT(LEFT(H4017,3),\"-\")&IF(H4017=\"-\",0,COUNTIF($H$4:H4017,H4017))","v":"-0"},{"$f":"_xlfn.IFS($H4017<=0,\"-\",AS4017=1,_xlfn.CONCAT(\"FUN_NONDEF\",\"-DCON_\",LEFT(AQ4017,1),\"-FCON_\",LEFT(AR4017,1)),AT4017=1,_xlfn.CONCAT(\"FUN_DEF\",\"-DCON_\",LEFT(AQ4017,1),\"-FCON_\",LEFT(AR4017,1)),AU4017=1,_xlfn.CONCAT(\"NONFUN_NONDEF\",\"-DCON_\",LEFT(AQ4017,1),\"-FCON_\",LEFT(AR4017,1)),AV4017=1,_xlfn.CONCAT(\"NONFUN_DEF\",\"-DCON_\",LEFT(AQ4017,1),\"-FCON_\",LEFT(AR4017,1)),AS4017+AT4017+AU4017+AV4017<1,_xlfn.CONCAT(\"-\"))","v":"-"}]
[null,null,null,null,null,null,null,null,null,null,null,null,null,null,null,null,null,null,null,null,null,0,null,null,null,null,null,null,null,null,null,0,0,0,0,"Unknown",{"$f":"_xlfn.IFS(G4020=\"Natural\",0,H4020=\"\",0,H4020=\"COASTAL-CONSTRUCTED\",0,G4020=\"Constructed\",_xlfn.XLOOKUP($H4020,'Data Categories'!$U$4:$U$25,'Data Categories'!$V$4:V$25))","v":0},{"$f":"_xlfn.IFS(AK4020=\"\",0,AJ4020=\"Unknown\",0,AK4020>1,AK4020-AJ4020,AK4020=0,0)","v":0},{"$f":"_xlfn.IFS(Y4020=\"\",0,Y4020>1920,_xlfn.XLOOKUP($H4020,'Data Categories'!$AE$20:$AE$42,'Data Categories'!$AG$20:$AG$42,0))","v":0},{"$f":"_xlfn.IFS(Y4020=\"\",0,Y4020>0,(2025-Y4020))","v":0},{"$f":"_xlfn.IFS(Z4020=\"Non-Deficient\",\"Non-Deficient\",Z4020=\"Deficient\",\"Deficient\",AB4020=\"Deficient\",\"Deficient\",Z4020=\"Non-Deficient\",\"Non-Deficient\",AB4020=\"Non-Deficient\",\"Non-Deficient\",P4020=\"\",\"None\",AL4020<0,\"Deficient\",AL4020>10,\"Non-Deficient\")","v":"None"},{"$f":"_xlfn.IFS(H4020=\"LOW WATER CROSSING\",\"Non-Functional\",G4020=\"Natural\",\"Functional\",AA4020=\"Functional\",\"Functional\",AC4020=\"Functional\",\"Functional\",AA4020=\"Non-Functional\",\"Non-Functional\",AC4020=\"Non-Functional\",\"Non-Functional\",AA4020=\"Unknown\",\"Unknown\",AC4020=\"Unknown\",\"Unknown\",AA4020=\"\",\"None\")","v":"None"},{"$f":"_xlfn.IFS(X4020=\"Functionality\",\"Low\",W4020=\"No\",\"Low\",Y4020>=2015,\"High\",Y4020>=1920,\"Low\",W4020=\"\",\"None\",W4020=\"Unknown\",\"None\")","v":"None"},{"$f":"_xlfn.IFS(H4020=\"LOW WATER CROSSING\",\"Unknown\",G4020=\"Natural\",\"None\",AM4020<AN4020,\"High\",AC4020=\"Functional\",\"Low\",AC4020=\"Non-Functional\",\"Low\",W4020=\"No\",\"Low\",W4020=\"Unknown\",\"None\",X4020=\"Deficiency\",\"None\",W4020=\"Yes\",\"High\",W4020=\"\",\"None\")","v":"None"},0,0,0,0,{"$f":"_xlfn.CONCAT(LEFT(H4020,3),\"-\")&IF(H4020=\"-\",0,COUNTIF($H$4:H4020,H4020))","v":"-0"},{"$f":"_xlfn.IFS($H4020<=0,\"-\",AS4020=1,_xlfn.CONCAT(\"FUN_NONDEF\",\"-DCON_\",LEFT(AQ4020,1),\"-FCON_\",LEFT(AR4020,1)),AT4020=1,_xlfn.CONCAT(\"FUN_DEF\",\"-DCON_\",LEFT(AQ4020,1),\"-FCON_\",LEFT(AR4020,1)),AU4020=1,_xlfn.CONCAT(\"NONFUN_NONDEF\",\"-DCON_\",LEFT(AQ4020,1),\"-FCON_\",LEFT(AR4020,1)),AV4020=1,_xlfn.CONCAT(\"NONFUN_DEF\",\"-DCON_\",LEFT(AQ4020,1),\"-FCON_\",LEFT(AR4020,1)),AS4020+AT4020+AU4020+AV4020<1,_xlfn.CONCAT(\"-\"))","v":"-"}]
[null,null,null,null,null,null,null,null,null,null,null,null,null,null,null,null,null,null,null,null,null,0,null,null,null,null,null,null,null,null,null,0,0,0,0,"Unknown",{"$f":"_xlfn.IFS(G4032=\"Natural\",0,H4032=\"\",0,H4032=\"COASTAL-CONSTRUCTED\",0,G4032=\"Constructed\",_xlfn.XLOOKUP($H4032,'Data Categories'!$U$4:$U$25,'Data Categories'!$V$4:V$25))","v":0},{"$f":"_xlfn.IFS(AK4032=\"\",0,AJ4032=\"Unknown\",0,AK4032>1,AK4032-AJ4032,AK4032=0,0)","v":0},{"$f":"_xlfn.IFS(Y4032=\"\",0,Y4032>1920,_xlfn.XLOOKUP($H4032,'Data Categories'!$AE$20:$AE$42,'Data Categories'!$AG$20:$AG$42,0))","v":0},{"$f":"_xlfn.IFS(Y4032=\"\",0,Y4032>0,(2025-Y4032))","v":0},{"$f":"_xlfn.IFS(Z4032=\"Non-Deficient\",\"Non-Deficient\",Z4032=\"Deficient\",\"Deficient\",AB4032=\"Deficient\",\"Deficient\",Z4032=\"Non-Deficient\",\"Non-Deficient\",AB4032=\"Non-Deficient\",\"Non-Deficient\",P4032=\"\",\"None\",AL4032<0,\"Deficient\",AL4032>10,\"Non-Deficient\")","v":"None"},{"$f":"_xlfn.IFS(H4032=\"LOW WATER CROSSING\",\"Non-Functional\",G4032=\"Natural\",\"Functional\",AA4032=\"Functional\",\"Functional\",AC4032=\"Functional\",\"Functional\",AA4032=\"Non-Functional\",\"Non-Functional\",AC4032=\"Non-Functional\",\"Non-Functional\",AA4032=\"Unknown\",\"Unknown\",AC4032=\"Unknown\",\"Unknown\",AA4032=\"\",\"None\")","v":"None"},{"$f":"_xlfn.IFS(X4032=\"Functionality\",\"Low\",W4032=\"No\",\"Low\",Y4032>=2015,\"High\",Y4032>=1920,\"Low\",W4032=\"\",\"None\",W4032=\"Unknown\",\"None\")","v":"None"},{"$f":"_xlfn.IFS(H4032=\"LOW WATER CROSSING\",\"Unknown\",G4032=\"Natural\",\"None\",AM4032<AN4032,\"High\",AC4032=\"Functional\",\"Low\",AC4032=\"Non-Functional\",\"Low\",W4032=\"No\",\"Low\",W4032=\"Unknown\",\"None\",X4032=\"Deficiency\",\"None\",W4032=\"Yes\",\"High\",W4032=\"\",\"None\")","v":"None"},0,0,0,0,{"$f":"_xlfn.CONCAT(LEFT(H4032,3),\"-\")&IF(H4032=\"-\",0,COUNTIF($H$4:H4032,H4032))","v":"-0"},{"$f":"_xlfn.IFS($H4032<=0,\"-\",AS4032=1,_xlfn.CONCAT(\"FUN_NONDEF\",\"-DCON_\",LEFT(AQ4032,1),\"-FCON_\",LEFT(AR4032,1)),AT4032=1,_xlfn.CONCAT(\"FUN_DEF\",\"-DCON_\",LEFT(AQ4032,1),\"-FCON_\",LEFT(AR4032,1)),AU4032=1,_xlfn.CONCAT(\"NONFUN_NONDEF\",\"-DCON_\",LEFT(AQ4032,1),\"-FCON_\",LEFT(AR4032,1)),AV4032=1,_xlfn.CONCAT(\"NONFUN_DEF\",\"-DCON_\",LEFT(AQ4032,1),\"-FCON_\",LEFT(AR4032,1)),AS4032+AT4032+AU4032+AV4032<1,_xlfn.CONCAT(\"-\"))","v":"-"}]
[null,null,null,null,null,null,null,null,null,null,null,null,null,null,null,null,null,null,null,null,null,0,null,null,null,null,null,null,null,null,null,0,0,0,0,{"$f":"IF(P4038>=1900,2025-P4038,\"Unknown\")","v":"Unknown"},{"$f":"_xlfn.IFS(G4038=\"Natural\",0,H4038=\"\",0,H4038=\"COASTAL-CONSTRUCTED\",0,G4038=\"Constructed\",_xlfn.XLOOKUP($H4038,'Data Categories'!$U$4:$U$25,'Data Categories'!$V$4:V$25))","v":0},{"$f":"_xlfn.IFS(AK4038=\"\",0,AJ4038=\"Unknown\",0,AK4038>1,AK4038-AJ4038,AK4038=0,0)","v":0},{"$f":"_xlfn.IFS(Y4038=\"\",0,Y4038>1920,_xlfn.XLOOKUP($H4038,'Data Categories'!$AE$20:$AE$42,'Data Categories'!$AG$20:$AG$42,0))","v":0},{"$f":"_xlfn.IFS(Y4038=\"\",0,Y4038>0,(2025-Y4038))","v":0},{"$f":"_xlfn.IFS(Z4038=\"Non-Deficient\",\"Non-Deficient\",Z4038=\"Deficient\",\"Deficient\",AB4038=\"Deficient\",\"Deficient\",Z4038=\"Non-Deficient\",\"Non-Deficient\",AB4038=\"Non-Deficient\",\"Non-Deficient\",P4038=\"\",\"None\",AL4038<0,\"Deficient\",AL4038>10,\"Non-Deficient\")","v":"None"},{"$f":"_xlfn.IFS(H4038=\"LOW WATER CROSSING\",\"Non-Functional\",G4038=\"Natural\",\"Functional\",AA4038=\"Functional\",\"Functional\",AC4038=\"Functional\",\"Functional\",AA4038=\"Non-Functional\",\"Non-Functional\",AC4038=\"Non-Functional\",\"Non-Functional\",AA4038=\"Unknown\",\"Unknown\",AC4038=\"Unknown\",\"Unknown\",AA4038=\"\",\"None\")","v":"None"},{"$f":"_xlfn.IFS(X4038=\"Functionality\",\"Low\",W4038=\"No\",\"Low\",Y4038>=2015,\"High\",Y4038>=1920,\"Low\",W4038=\"\",\"None\",W4038=\"Unknown\",\"None\")","v":"None"},{"$f":"_xlfn.IFS(H4038=\"LOW WATER CROSSING\",\"Unknown\",G4038=\"Natural\",\"None\",AM4038<AN4038,\"High\",AC4038=\"Functional\",\"Low\",AC4038=\"Non-Functional\",\"Low\",W4038=\"No\",\"Low\",W4038=\"Unknown\",\"None\",X4038=\"Deficiency\",\"None\",W4038=\"Yes\",\"High\",W4038=\"\",\"None\")","v":"None"},0,0,0,0,{"$f":"_xlfn.CONCAT(LEFT(H4038,3),\"-\")&IF(H4038=\"-\",0,COUNTIF($H$4:H4038,H4038))","v":"-0"},{"$f":"_xlfn.IFS($H4038<=0,\"-\",AS4038=1,_xlfn.CONCAT(\"FUN_NONDEF\",\"-DCON_\",LEFT(AQ4038,1),\"-FCON_\",LEFT(AR4038,1)),AT4038=1,_xlfn.CONCAT(\"FUN_DEF\",\"-DCON_\",LEFT(AQ4038,1),\"-FCON_\",LEFT(AR4038,1)),AU4038=1,_xlfn.CONCAT(\"NONFUN_NONDEF\",\"-DCON_\",LEFT(AQ4038,1),\"-FCON_\",LEFT(AR4038,1)),AV4038=1,_xlfn.CONCAT(\"NONFUN_DEF\",\"-DCON_\",LEFT(AQ4038,1),\"-FCON_\",LEFT(AR4038,1)),AS4038+AT4038+AU4038+AV4038<1,_xlfn.CONCAT(\"-\"))","v":"-"}]
[null,null,null,null,null,null,null,null,null,null,null,null,null,null,null,null,null,null,null,null,null,0,null,null,null,null,null,null,null,null,null,0,0,0,0,"Unknown",{"$f":"_xlfn.IFS(G4050=\"Natural\",0,H4050=\"\",0,H4050=\"COASTAL-CONSTRUCTED\",0,G4050=\"Constructed\",_xlfn.XLOOKUP($H4050,'Data Categories'!$U$4:$U$25,'Data Categories'!$V$4:V$25))","v":0},{"$f":"_xlfn.IFS(AK4050=\"\",0,AJ4050=\"Unknown\",0,AK4050>1,AK4050-AJ4050,AK4050=0,0)","v":0},{"$f":"_xlfn.IFS(Y4050=\"\",0,Y4050>1920,_xlfn.XLOOKUP($H4050,'Data Categories'!$AE$20:$AE$42,'Data Categories'!$AG$20:$AG$42,0))","v":0},{"$f":"_xlfn.IFS(Y4050=\"\",0,Y4050>0,(2025-Y4050))","v":0},{"$f":"_xlfn.IFS(Z4050=\"Non-Deficient\",\"Non-Deficient\",Z4050=\"Deficient\",\"Deficient\",AB4050=\"Deficient\",\"Deficient\",Z4050=\"Non-Deficient\",\"Non-Deficient\",AB4050=\"Non-Deficient\",\"Non-Deficient\",P4050=\"\",\"None\",AL4050<0,\"Deficient\",AL4050>10,\"Non-Deficient\")","v":"None"},{"$f":"_xlfn.IFS(H4050=\"LOW WATER CROSSING\",\"Non-Functional\",G4050=\"Natural\",\"Functional\",AA4050=\"Functional\",\"Functional\",AC4050=\"Functional\",\"Functional\",AA4050=\"Non-Functional\",\"Non-Functional\",AC4050=\"Non-Functional\",\"Non-Functional\",AA4050=\"Unknown\",\"Unknown\",AC4050=\"Unknown\",\"Unknown\",AA4050=\"\",\"None\")","v":"None"},{"$f":"_xlfn.IFS(X4050=\"Functionality\",\"Low\",W4050=\"No\",\"Low\",Y4050>=2015,\"High\",Y4050>=1920,\"Low\",W4050=\"\",\"None\",W4050=\"Unknown\",\"None\")","v":"None"},{"$f":"_xlfn.IFS(H4050=\"LOW WATER CROSSING\",\"Unknown\",G4050=\"Natural\",\"None\",AM4050<AN4050,\"High\",AC4050=\"Functional\",\"Low\",AC4050=\"Non-Functional\",\"Low\",W4050=\"No\",\"Low\",W4050=\"Unknown\",\"None\",X4050=\"Deficiency\",\"None\",W4050=\"Yes\",\"High\",W4050=\"\",\"None\")","v":"None"},0,0,0,0,{"$f":"_xlfn.CONCAT(LEFT(H4050,3),\"-\")&IF(H4050=\"-\",0,COUNTIF($H$4:H4050,H4050))","v":"-0"},{"$f":"_xlfn.IFS($H4050<=0,\"-\",AS4050=1,_xlfn.CONCAT(\"FUN_NONDEF\",\"-DCON_\",LEFT(AQ4050,1),\"-FCON_\",LEFT(AR4050,1)),AT4050=1,_xlfn.CONCAT(\"FUN_DEF\",\"-DCON_\",LEFT(AQ4050,1),\"-FCON_\",LEFT(AR4050,1)),AU4050=1,_xlfn.CONCAT(\"NONFUN_NONDEF\",\"-DCON_\",LEFT(AQ4050,1),\"-FCON_\",LEFT(AR4050,1)),AV4050=1,_xlfn.CONCAT(\"NONFUN_DEF\",\"-DCON_\",LEFT(AQ4050,1),\"-FCON_\",LEFT(AR4050,1)),AS4050+AT4050+AU4050+AV4050<1,_xlfn.CONCAT(\"-\"))","v":"-"}]
[null,null,null,null,null,null,null,null,null,null,null,null,null,null,null,null,null,null,null,null,null,0,null,null,null,null,null,null,null,null,null,0,0,0,0,"Unknown",{"$f":"_xlfn.IFS(G4057=\"Natural\",0,H4057=\"\",0,H4057=\"COASTAL-CONSTRUCTED\",0,G4057=\"Constructed\",_xlfn.XLOOKUP($H4057,'Data Categories'!$U$4:$U$25,'Data Categories'!$V$4:V$25))","v":0},{"$f":"_xlfn.IFS(AK4057=\"\",0,AJ4057=\"Unknown\",0,AK4057>1,AK4057-AJ4057,AK4057=0,0)","v":0},{"$f":"_xlfn.IFS(Y4057=\"\",0,Y4057>1920,_xlfn.XLOOKUP($H4057,'Data Categories'!$AE$20:$AE$42,'Data Categories'!$AG$20:$AG$42,0))","v":0},{"$f":"_xlfn.IFS(Y4057=\"\",0,Y4057>0,(2025-Y4057))","v":0},{"$f":"_xlfn.IFS(Z4057=\"Non-Deficient\",\"Non-Deficient\",Z4057=\"Deficient\",\"Deficient\",AB4057=\"Deficient\",\"Deficient\",Z4057=\"Non-Deficient\",\"Non-Deficient\",AB4057=\"Non-Deficient\",\"Non-Deficient\",P4057=\"\",\"None\",AL4057<0,\"Deficient\",AL4057>10,\"Non-Deficient\")","v":"None"},{"$f":"_xlfn.IFS(H4057=\"LOW WATER CROSSING\",\"Non-Functional\",G4057=\"Natural\",\"Functional\",AA4057=\"Functional\",\"Functional\",AC4057=\"Functional\",\"Functional\",AA4057=\"Non-Functional\",\"Non-Functional\",AC4057=\"Non-Functional\",\"Non-Functional\",AA4057=\"Unknown\",\"Unknown\",AC4057=\"Unknown\",\"Unknown\",AA4057=\"\",\"None\")","v":"None"},{"$f":"_xlfn.IFS(X4057=\"Functionality\",\"Low\",W4057=\"No\",\"Low\",Y4057>=2015,\"High\",Y4057>=1920,\"Low\",W4057=\"\",\"None\",W4057=\"Unknown\",\"None\")","v":"None"},{"$f":"_xlfn.IFS(H4057=\"LOW WATER CROSSING\",\"Unknown\",G4057=\"Natural\",\"None\",AM4057<AN4057,\"High\",AC4057=\"Functional\",\"Low\",AC4057=\"Non-Functional\",\"Low\",W4057=\"No\",\"Low\",W4057=\"Unknown\",\"None\",X4057=\"Deficiency\",\"None\",W4057=\"Yes\",\"High\",W4057=\"\",\"None\")","v":"None"},0,0,0,0,{"$f":"_xlfn.CONCAT(LEFT(H4057,3),\"-\")&IF(H4057=\"-\",0,COUNTIF($H$4:H4057,H4057))","v":"-0"},{"$f":"_xlfn.IFS($H4057<=0,\"-\",AS4057=1,_xlfn.CONCAT(\"FUN_NONDEF\",\"-DCON_\",LEFT(AQ4057,1),\"-FCON_\",LEFT(AR4057,1)),AT4057=1,_xlfn.CONCAT(\"FUN_DEF\",\"-DCON_\",LEFT(AQ4057,1),\"-FCON_\",LEFT(AR4057,1)),AU4057=1,_xlfn.CONCAT(\"NONFUN_NONDEF\",\"-DCON_\",LEFT(AQ4057,1),\"-FCON_\",LEFT(AR4057,1)),AV4057=1,_xlfn.CONCAT(\"NONFUN_DEF\",\"-DCON_\",LEFT(AQ4057,1),\"-FCON_\",LEFT(AR4057,1)),AS4057+AT4057+AU4057+AV4057<1,_xlfn.CONCAT(\"-\"))","v":"-"}]
[null,null,null,null,null,null,null,null,null,null,null,null,null,null,null,null,null,null,null,null,null,0,null,null,null,null,null,null,null,null,null,0,0,0,0,"Unknown",{"$f":"_xlfn.IFS(G4063=\"Natural\",0,H4063=\"\",0,H4063=\"COASTAL-CONSTRUCTED\",0,G4063=\"Constructed\",_xlfn.XLOOKUP($H4063,'Data Categories'!$U$4:$U$25,'Data Categories'!$V$4:V$25))","v":0},{"$f":"_xlfn.IFS(AK4063=\"\",0,AJ4063=\"Unknown\",0,AK4063>1,AK4063-AJ4063,AK4063=0,0)","v":0},{"$f":"_xlfn.IFS(Y4063=\"\",0,Y4063>1920,_xlfn.XLOOKUP($H4063,'Data Categories'!$AE$20:$AE$42,'Data Categories'!$AG$20:$AG$42,0))","v":0},{"$f":"_xlfn.IFS(Y4063=\"\",0,Y4063>0,(2025-Y4063))","v":0},{"$f":"_xlfn.IFS(Z4063=\"Non-Deficient\",\"Non-Deficient\",Z4063=\"Deficient\",\"Deficient\",AB4063=\"Deficient\",\"Deficient\",Z4063=\"Non-Deficient\",\"Non-Deficient\",AB4063=\"Non-Deficient\",\"Non-Deficient\",P4063=\"\",\"None\",AL4063<0,\"Deficient\",AL4063>10,\"Non-Deficient\")","v":"None"},{"$f":"_xlfn.IFS(H4063=\"LOW WATER CROSSING\",\"Non-Functional\",G4063=\"Natural\",\"Functional\",AA4063=\"Functional\",\"Functional\",AC4063=\"Functional\",\"Functional\",AA4063=\"Non-Functional\",\"Non-Functional\",AC4063=\"Non-Functional\",\"Non-Functional\",AA4063=\"Unknown\",\"Unknown\",AC4063=\"Unknown\",\"Unknown\",AA4063=\"\",\"None\")","v":"None"},{"$f":"_xlfn.IFS(X4063=\"Functionality\",\"Low\",W4063=\"No\",\"Low\",Y4063>=2015,\"High\",Y4063>=1920,\"Low\",W4063=\"\",\"None\",W4063=\"Unknown\",\"None\")","v":"None"},{"$f":"_xlfn.IFS(H4063=\"LOW WATER CROSSING\",\"Unknown\",G4063=\"Natural\",\"None\",AM4063<AN4063,\"High\",AC4063=\"Functional\",\"Low\",AC4063=\"Non-Functional\",\"Low\",W4063=\"No\",\"Low\",W4063=\"Unknown\",\"None\",X4063=\"Deficiency\",\"None\",W4063=\"Yes\",\"High\",W4063=\"\",\"None\")","v":"None"},0,0,0,0,{"$f":"_xlfn.CONCAT(LEFT(H4063,3),\"-\")&IF(H4063=\"-\",0,COUNTIF($H$4:H4063,H4063))","v":"-0"},{"$f":"_xlfn.IFS($H4063<=0,\"-\",AS4063=1,_xlfn.CONCAT(\"FUN_NONDEF\",\"-DCON_\",LEFT(AQ4063,1),\"-FCON_\",LEFT(AR4063,1)),AT4063=1,_xlfn.CONCAT(\"FUN_DEF\",\"-DCON_\",LEFT(AQ4063,1),\"-FCON_\",LEFT(AR4063,1)),AU4063=1,_xlfn.CONCAT(\"NONFUN_NONDEF\",\"-DCON_\",LEFT(AQ4063,1),\"-FCON_\",LEFT(AR4063,1)),AV4063=1,_xlfn.CONCAT(\"NONFUN_DEF\",\"-DCON_\",LEFT(AQ4063,1),\"-FCON_\",LEFT(AR4063,1)),AS4063+AT4063+AU4063+AV4063<1,_xlfn.CONCAT(\"-\"))","v":"-"}]
[null,null,null,null,null,null,null,null,null,null,null,null,null,null,null,null,null,null,null,null,null,0,null,null,null,null,null,null,null,null,null,0,0,0,0,"Unknown",{"$f":"_xlfn.IFS(G4071=\"Natural\",0,H4071=\"\",0,H4071=\"COASTAL-CONSTRUCTED\",0,G4071=\"Constructed\",_xlfn.XLOOKUP($H4071,'Data Categories'!$U$4:$U$25,'Data Categories'!$V$4:V$25))","v":0},{"$f":"_xlfn.IFS(AK4071=\"\",0,AJ4071=\"Unknown\",0,AK4071>1,AK4071-AJ4071,AK4071=0,0)","v":0},{"$f":"_xlfn.IFS(Y4071=\"\",0,Y4071>1920,_xlfn.XLOOKUP($H4071,'Data Categories'!$AE$20:$AE$42,'Data Categories'!$AG$20:$AG$42,0))","v":0},{"$f":"_xlfn.IFS(Y4071=\"\",0,Y4071>0,(2025-Y4071))","v":0},{"$f":"_xlfn.IFS(Z4071=\"Non-Deficient\",\"Non-Deficient\",Z4071=\"Deficient\",\"Deficient\",AB4071=\"Deficient\",\"Deficient\",Z4071=\"Non-Deficient\",\"Non-Deficient\",AB4071=\"Non-Deficient\",\"Non-Deficient\",P4071=\"\",\"None\",AL4071<0,\"Deficient\",AL4071>10,\"Non-Deficient\")","v":"None"},{"$f":"_xlfn.IFS(H4071=\"LOW WATER CROSSING\",\"Non-Functional\",G4071=\"Natural\",\"Functional\",AA4071=\"Functional\",\"Functional\",AC4071=\"Functional\",\"Functional\",AA4071=\"Non-Functional\",\"Non-Functional\",AC4071=\"Non-Functional\",\"Non-Functional\",AA4071=\"Unknown\",\"Unknown\",AC4071=\"Unknown\",\"Unknown\",AA4071=\"\",\"None\")","v":"None"},{"$f":"_xlfn.IFS(X4071=\"Functionality\",\"Low\",W4071=\"No\",\"Low\",Y4071>=2015,\"High\",Y4071>=1920,\"Low\",W4071=\"\",\"None\",W4071=\"Unknown\",\"None\")","v":"None"},{"$f":"_xlfn.IFS(H4071=\"LOW WATER CROSSING\",\"Unknown\",G4071=\"Natural\",\"None\",AM4071<AN4071,\"High\",AC4071=\"Functional\",\"Low\",AC4071=\"Non-Functional\",\"Low\",W4071=\"No\",\"Low\",W4071=\"Unknown\",\"None\",X4071=\"Deficiency\",\"None\",W4071=\"Yes\",\"High\",W4071=\"\",\"None\")","v":"None"},0,0,0,0,{"$f":"_xlfn.CONCAT(LEFT(H4071,3),\"-\")&IF(H4071=\"-\",0,COUNTIF($H$4:H4071,H4071))","v":"-0"},{"$f":"_xlfn.IFS($H4071<=0,\"-\",AS4071=1,_xlfn.CONCAT(\"FUN_NONDEF\",\"-DCON_\",LEFT(AQ4071,1),\"-FCON_\",LEFT(AR4071,1)),AT4071=1,_xlfn.CONCAT(\"FUN_DEF\",\"-DCON_\",LEFT(AQ4071,1),\"-FCON_\",LEFT(AR4071,1)),AU4071=1,_xlfn.CONCAT(\"NONFUN_NONDEF\",\"-DCON_\",LEFT(AQ4071,1),\"-FCON_\",LEFT(AR4071,1)),AV4071=1,_xlfn.CONCAT(\"NONFUN_DEF\",\"-DCON_\",LEFT(AQ4071,1),\"-FCON_\",LEFT(AR4071,1)),AS4071+AT4071+AU4071+AV4071<1,_xlfn.CONCAT(\"-\"))","v":"-"}]
[null,null,null,null,null,null,null,null,null,null,null,null,null,null,null,null,null,null,null,null,null,0,null,null,null,null,null,null,null,null,null,0,0,0,0,"Unknown",{"$f":"_xlfn.IFS(G4087=\"Natural\",0,H4087=\"\",0,H4087=\"COASTAL-CONSTRUCTED\",0,G4087=\"Constructed\",_xlfn.XLOOKUP($H4087,'Data Categories'!$U$4:$U$25,'Data Categories'!$V$4:V$25))","v":0},{"$f":"_xlfn.IFS(AK4087=\"\",0,AJ4087=\"Unknown\",0,AK4087>1,AK4087-AJ4087,AK4087=0,0)","v":0},{"$f":"_xlfn.IFS(Y4087=\"\",0,Y4087>1920,_xlfn.XLOOKUP($H4087,'Data Categories'!$AE$20:$AE$42,'Data Categories'!$AG$20:$AG$42,0))","v":0},{"$f":"_xlfn.IFS(Y4087=\"\",0,Y4087>0,(2025-Y4087))","v":0},{"$f":"_xlfn.IFS(Z4087=\"Non-Deficient\",\"Non-Deficient\",Z4087=\"Deficient\",\"Deficient\",AB4087=\"Deficient\",\"Deficient\",Z4087=\"Non-Deficient\",\"Non-Deficient\",AB4087=\"Non-Deficient\",\"Non-Deficient\",P4087=\"\",\"None\",AL4087<0,\"Deficient\",AL4087>10,\"Non-Deficient\")","v":"None"},{"$f":"_xlfn.IFS(H4087=\"LOW WATER CROSSING\",\"Non-Functional\",G4087=\"Natural\",\"Functional\",AA4087=\"Functional\",\"Functional\",AC4087=\"Functional\",\"Functional\",AA4087=\"Non-Functional\",\"Non-Functional\",AC4087=\"Non-Functional\",\"Non-Functional\",AA4087=\"Unknown\",\"Unknown\",AC4087=\"Unknown\",\"Unknown\",AA4087=\"\",\"None\")","v":"None"},{"$f":"_xlfn.IFS(X4087=\"Functionality\",\"Low\",W4087=\"No\",\"Low\",Y4087>=2015,\"High\",Y4087>=1920,\"Low\",W4087=\"\",\"None\",W4087=\"Unknown\",\"None\")","v":"None"},{"$f":"_xlfn.IFS(H4087=\"LOW WATER CROSSING\",\"Unknown\",G4087=\"Natural\",\"None\",AM4087<AN4087,\"High\",AC4087=\"Functional\",\"Low\",AC4087=\"Non-Functional\",\"Low\",W4087=\"No\",\"Low\",W4087=\"Unknown\",\"None\",X4087=\"Deficiency\",\"None\",W4087=\"Yes\",\"High\",W4087=\"\",\"None\")","v":"None"},0,0,0,0,{"$f":"_xlfn.CONCAT(LEFT(H4087,3),\"-\")&IF(H4087=\"-\",0,COUNTIF($H$4:H4087,H4087))","v":"-0"},{"$f":"_xlfn.IFS($H4087<=0,\"-\",AS4087=1,_xlfn.CONCAT(\"FUN_NONDEF\",\"-DCON_\",LEFT(AQ4087,1),\"-FCON_\",LEFT(AR4087,1)),AT4087=1,_xlfn.CONCAT(\"FUN_DEF\",\"-DCON_\",LEFT(AQ4087,1),\"-FCON_\",LEFT(AR4087,1)),AU4087=1,_xlfn.CONCAT(\"NONFUN_NONDEF\",\"-DCON_\",LEFT(AQ4087,1),\"-FCON_\",LEFT(AR4087,1)),AV4087=1,_xlfn.CONCAT(\"NONFUN_DEF\",\"-DCON_\",LEFT(AQ4087,1),\"-FCON_\",LEFT(AR4087,1)),AS4087+AT4087+AU4087+AV4087<1,_xlfn.CONCAT(\"-\"))","v":"-"}]
[null,null,null,null,null,null,null,null,null,null,null,null,null,null,null,null,null,null,null,null,null,0,null,null,null,null,null,null,null,null,null,0,0,0,0,"Unknown",{"$f":"_xlfn.IFS(G4090=\"Natural\",0,H4090=\"\",0,H4090=\"COASTAL-CONSTRUCTED\",0,G4090=\"Constructed\",_xlfn.XLOOKUP($H4090,'Data Categories'!$U$4:$U$25,'Data Categories'!$V$4:V$25))","v":0},{"$f":"_xlfn.IFS(AK4090=\"\",0,AJ4090=\"Unknown\",0,AK4090>1,AK4090-AJ4090,AK4090=0,0)","v":0},{"$f":"_xlfn.IFS(Y4090=\"\",0,Y4090>1920,_xlfn.XLOOKUP($H4090,'Data Categories'!$AE$20:$AE$42,'Data Categories'!$AG$20:$AG$42,0))","v":0},{"$f":"_xlfn.IFS(Y4090=\"\",0,Y4090>0,(2025-Y4090))","v":0},{"$f":"_xlfn.IFS(Z4090=\"Non-Deficient\",\"Non-Deficient\",Z4090=\"Deficient\",\"Deficient\",AB4090=\"Deficient\",\"Deficient\",Z4090=\"Non-Deficient\",\"Non-Deficient\",AB4090=\"Non-Deficient\",\"Non-Deficient\",P4090=\"\",\"None\",AL4090<0,\"Deficient\",AL4090>10,\"Non-Deficient\")","v":"None"},{"$f":"_xlfn.IFS(H4090=\"LOW WATER CROSSING\",\"Non-Functional\",G4090=\"Natural\",\"Functional\",AA4090=\"Functional\",\"Functional\",AC4090=\"Functional\",\"Functional\",AA4090=\"Non-Functional\",\"Non-Functional\",AC4090=\"Non-Functional\",\"Non-Functional\",AA4090=\"Unknown\",\"Unknown\",AC4090=\"Unknown\",\"Unknown\",AA4090=\"\",\"None\")","v":"None"},{"$f":"_xlfn.IFS(X4090=\"Functionality\",\"Low\",W4090=\"No\",\"Low\",Y4090>=2015,\"High\",Y4090>=1920,\"Low\",W4090=\"\",\"None\",W4090=\"Unknown\",\"None\")","v":"None"},{"$f":"_xlfn.IFS(H4090=\"LOW WATER CROSSING\",\"Unknown\",G4090=\"Natural\",\"None\",AM4090<AN4090,\"High\",AC4090=\"Functional\",\"Low\",AC4090=\"Non-Functional\",\"Low\",W4090=\"No\",\"Low\",W4090=\"Unknown\",\"None\",X4090=\"Deficiency\",\"None\",W4090=\"Yes\",\"High\",W4090=\"\",\"None\")","v":"None"},0,0,0,0,{"$f":"_xlfn.CONCAT(LEFT(H4090,3),\"-\")&IF(H4090=\"-\",0,COUNTIF($H$4:H4090,H4090))","v":"-0"},{"$f":"_xlfn.IFS($H4090<=0,\"-\",AS4090=1,_xlfn.CONCAT(\"FUN_NONDEF\",\"-DCON_\",LEFT(AQ4090,1),\"-FCON_\",LEFT(AR4090,1)),AT4090=1,_xlfn.CONCAT(\"FUN_DEF\",\"-DCON_\",LEFT(AQ4090,1),\"-FCON_\",LEFT(AR4090,1)),AU4090=1,_xlfn.CONCAT(\"NONFUN_NONDEF\",\"-DCON_\",LEFT(AQ4090,1),\"-FCON_\",LEFT(AR4090,1)),AV4090=1,_xlfn.CONCAT(\"NONFUN_DEF\",\"-DCON_\",LEFT(AQ4090,1),\"-FCON_\",LEFT(AR4090,1)),AS4090+AT4090+AU4090+AV4090<1,_xlfn.CONCAT(\"-\"))","v":"-"}]
[null,null,null,null,null,null,null,null,null,null,null,null,null,null,null,null,null,null,null,null,null,0,null,null,null,null,null,null,null,null,null,0,0,0,0,{"$f":"IF(P4102>=1900,2025-P4102,\"Unknown\")","v":"Unknown"},{"$f":"_xlfn.IFS(G4102=\"Natural\",0,H4102=\"\",0,H4102=\"COASTAL-CONSTRUCTED\",0,G4102=\"Constructed\",_xlfn.XLOOKUP($H4102,'Data Categories'!$U$4:$U$25,'Data Categories'!$V$4:V$25))","v":0},{"$f":"_xlfn.IFS(AK4102=\"\",0,AJ4102=\"Unknown\",0,AK4102>1,AK4102-AJ4102,AK4102=0,0)","v":0},{"$f":"_xlfn.IFS(Y4102=\"\",0,Y4102>1920,_xlfn.XLOOKUP($H4102,'Data Categories'!$AE$20:$AE$42,'Data Categories'!$AG$20:$AG$42,0))","v":0},{"$f":"_xlfn.IFS(Y4102=\"\",0,Y4102>0,(2025-Y4102))","v":0},{"$f":"_xlfn.IFS(Z4102=\"Non-Deficient\",\"Non-Deficient\",Z4102=\"Deficient\",\"Deficient\",AB4102=\"Deficient\",\"Deficient\",Z4102=\"Non-Deficient\",\"Non-Deficient\",AB4102=\"Non-Deficient\",\"Non-Deficient\",P4102=\"\",\"None\",AL4102<0,\"Deficient\",AL4102>10,\"Non-Deficient\")","v":"None"},{"$f":"_xlfn.IFS(H4102=\"LOW WATER CROSSING\",\"Non-Functional\",G4102=\"Natural\",\"Functional\",AA4102=\"Functional\",\"Functional\",AC4102=\"Functional\",\"Functional\",AA4102=\"Non-Functional\",\"Non-Functional\",AC4102=\"Non-Functional\",\"Non-Functional\",AA4102=\"Unknown\",\"Unknown\",AC4102=\"Unknown\",\"Unknown\",AA4102=\"\",\"None\")","v":"None"},{"$f":"_xlfn.IFS(X4102=\"Functionality\",\"Low\",W4102=\"No\",\"Low\",Y4102>=2015,\"High\",Y4102>=1920,\"Low\",W4102=\"\",\"None\",W4102=\"Unknown\",\"None\")","v":"None"},{"$f":"_xlfn.IFS(H4102=\"LOW WATER CROSSING\",\"Unknown\",G4102=\"Natural\",\"None\",AM4102<AN4102,\"High\",AC4102=\"Functional\",\"Low\",AC4102=\"Non-Functional\",\"Low\",W4102=\"No\",\"Low\",W4102=\"Unknown\",\"None\",X4102=\"Deficiency\",\"None\",W4102=\"Yes\",\"High\",W4102=\"\",\"None\")","v":"None"},0,0,0,0,{"$f":"_xlfn.CONCAT(LEFT(H4102,3),\"-\")&IF(H4102=\"-\",0,COUNTIF($H$4:H4102,H4102))","v":"-0"},{"$f":"_xlfn.IFS($H4102<=0,\"-\",AS4102=1,_xlfn.CONCAT(\"FUN_NONDEF\",\"-DCON_\",LEFT(AQ4102,1),\"-FCON_\",LEFT(AR4102,1)),AT4102=1,_xlfn.CONCAT(\"FUN_DEF\",\"-DCON_\",LEFT(AQ4102,1),\"-FCON_\",LEFT(AR4102,1)),AU4102=1,_xlfn.CONCAT(\"NONFUN_NONDEF\",\"-DCON_\",LEFT(AQ4102,1),\"-FCON_\",LEFT(AR4102,1)),AV4102=1,_xlfn.CONCAT(\"NONFUN_DEF\",\"-DCON_\",LEFT(AQ4102,1),\"-FCON_\",LEFT(AR4102,1)),AS4102+AT4102+AU4102+AV4102<1,_xlfn.CONCAT(\"-\"))","v":"-"}]
[null,null,null,null,null,null,null,null,null,null,null,null,null,null,null,null,null,null,null,null,null,0,null,null,null,null,null,null,null,null,null,0,0,0,0,"Unknown",{"$f":"_xlfn.IFS(G4108=\"Natural\",0,H4108=\"\",0,H4108=\"COASTAL-CONSTRUCTED\",0,G4108=\"Constructed\",_xlfn.XLOOKUP($H4108,'Data Categories'!$U$4:$U$25,'Data Categories'!$V$4:V$25))","v":0},{"$f":"_xlfn.IFS(AK4108=\"\",0,AJ4108=\"Unknown\",0,AK4108>1,AK4108-AJ4108,AK4108=0,0)","v":0},{"$f":"_xlfn.IFS(Y4108=\"\",0,Y4108>1920,_xlfn.XLOOKUP($H4108,'Data Categories'!$AE$20:$AE$42,'Data Categories'!$AG$20:$AG$42,0))","v":0},{"$f":"_xlfn.IFS(Y4108=\"\",0,Y4108>0,(2025-Y4108))","v":0},{"$f":"_xlfn.IFS(Z4108=\"Non-Deficient\",\"Non-Deficient\",Z4108=\"Deficient\",\"Deficient\",AB4108=\"Deficient\",\"Deficient\",Z4108=\"Non-Deficient\",\"Non-Deficient\",AB4108=\"Non-Deficient\",\"Non-Deficient\",P4108=\"\",\"None\",AL4108<0,\"Deficient\",AL4108>10,\"Non-Deficient\")","v":"None"},{"$f":"_xlfn.IFS(H4108=\"LOW WATER CROSSING\",\"Non-Functional\",G4108=\"Natural\",\"Functional\",AA4108=\"Functional\",\"Functional\",AC4108=\"Functional\",\"Functional\",AA4108=\"Non-Functional\",\"Non-Functional\",AC4108=\"Non-Functional\",\"Non-Functional\",AA4108=\"Unknown\",\"Unknown\",AC4108=\"Unknown\",\"Unknown\",AA4108=\"\",\"None\")","v":"None"},{"$f":"_xlfn.IFS(X4108=\"Functionality\",\"Low\",W4108=\"No\",\"Low\",Y4108>=2015,\"High\",Y4108>=1920,\"Low\",W4108=\"\",\"None\",W4108=\"Unknown\",\"None\")","v":"None"},{"$f":"_xlfn.IFS(H4108=\"LOW WATER CROSSING\",\"Unknown\",G4108=\"Natural\",\"None\",AM4108<AN4108,\"High\",AC4108=\"Functional\",\"Low\",AC4108=\"Non-Functional\",\"Low\",W4108=\"No\",\"Low\",W4108=\"Unknown\",\"None\",X4108=\"Deficiency\",\"None\",W4108=\"Yes\",\"High\",W4108=\"\",\"None\")","v":"None"},0,0,0,0,{"$f":"_xlfn.CONCAT(LEFT(H4108,3),\"-\")&IF(H4108=\"-\",0,COUNTIF($H$4:H4108,H4108))","v":"-0"},{"$f":"_xlfn.IFS($H4108<=0,\"-\",AS4108=1,_xlfn.CONCAT(\"FUN_NONDEF\",\"-DCON_\",LEFT(AQ4108,1),\"-FCON_\",LEFT(AR4108,1)),AT4108=1,_xlfn.CONCAT(\"FUN_DEF\",\"-DCON_\",LEFT(AQ4108,1),\"-FCON_\",LEFT(AR4108,1)),AU4108=1,_xlfn.CONCAT(\"NONFUN_NONDEF\",\"-DCON_\",LEFT(AQ4108,1),\"-FCON_\",LEFT(AR4108,1)),AV4108=1,_xlfn.CONCAT(\"NONFUN_DEF\",\"-DCON_\",LEFT(AQ4108,1),\"-FCON_\",LEFT(AR4108,1)),AS4108+AT4108+AU4108+AV4108<1,_xlfn.CONCAT(\"-\"))","v":"-"}]
[null,null,null,null,null,null,null,null,null,null,null,null,null,null,null,null,null,null,null,null,null,0,null,null,null,null,null,null,null,null,null,0,0,0,0,"Unknown",{"$f":"_xlfn.IFS(G4120=\"Natural\",0,H4120=\"\",0,H4120=\"COASTAL-CONSTRUCTED\",0,G4120=\"Constructed\",_xlfn.XLOOKUP($H4120,'Data Categories'!$U$4:$U$25,'Data Categories'!$V$4:V$25))","v":0},{"$f":"_xlfn.IFS(AK4120=\"\",0,AJ4120=\"Unknown\",0,AK4120>1,AK4120-AJ4120,AK4120=0,0)","v":0},{"$f":"_xlfn.IFS(Y4120=\"\",0,Y4120>1920,_xlfn.XLOOKUP($H4120,'Data Categories'!$AE$20:$AE$42,'Data Categories'!$AG$20:$AG$42,0))","v":0},{"$f":"_xlfn.IFS(Y4120=\"\",0,Y4120>0,(2025-Y4120))","v":0},{"$f":"_xlfn.IFS(Z4120=\"Non-Deficient\",\"Non-Deficient\",Z4120=\"Deficient\",\"Deficient\",AB4120=\"Deficient\",\"Deficient\",Z4120=\"Non-Deficient\",\"Non-Deficient\",AB4120=\"Non-Deficient\",\"Non-Deficient\",P4120=\"\",\"None\",AL4120<0,\"Deficient\",AL4120>10,\"Non-Deficient\")","v":"None"},{"$f":"_xlfn.IFS(H4120=\"LOW WATER CROSSING\",\"Non-Functional\",G4120=\"Natural\",\"Functional\",AA4120=\"Functional\",\"Functional\",AC4120=\"Functional\",\"Functional\",AA4120=\"Non-Functional\",\"Non-Functional\",AC4120=\"Non-Functional\",\"Non-Functional\",AA4120=\"Unknown\",\"Unknown\",AC4120=\"Unknown\",\"Unknown\",AA4120=\"\",\"None\")","v":"None"},{"$f":"_xlfn.IFS(X4120=\"Functionality\",\"Low\",W4120=\"No\",\"Low\",Y4120>=2015,\"High\",Y4120>=1920,\"Low\",W4120=\"\",\"None\",W4120=\"Unknown\",\"None\")","v":"None"},{"$f":"_xlfn.IFS(H4120=\"LOW WATER CROSSING\",\"Unknown\",G4120=\"Natural\",\"None\",AM4120<AN4120,\"High\",AC4120=\"Functional\",\"Low\",AC4120=\"Non-Functional\",\"Low\",W4120=\"No\",\"Low\",W4120=\"Unknown\",\"None\",X4120=\"Deficiency\",\"None\",W4120=\"Yes\",\"High\",W4120=\"\",\"None\")","v":"None"},0,0,0,0,{"$f":"_xlfn.CONCAT(LEFT(H4120,3),\"-\")&IF(H4120=\"-\",0,COUNTIF($H$4:H4120,H4120))","v":"-0"},{"$f":"_xlfn.IFS($H4120<=0,\"-\",AS4120=1,_xlfn.CONCAT(\"FUN_NONDEF\",\"-DCON_\",LEFT(AQ4120,1),\"-FCON_\",LEFT(AR4120,1)),AT4120=1,_xlfn.CONCAT(\"FUN_DEF\",\"-DCON_\",LEFT(AQ4120,1),\"-FCON_\",LEFT(AR4120,1)),AU4120=1,_xlfn.CONCAT(\"NONFUN_NONDEF\",\"-DCON_\",LEFT(AQ4120,1),\"-FCON_\",LEFT(AR4120,1)),AV4120=1,_xlfn.CONCAT(\"NONFUN_DEF\",\"-DCON_\",LEFT(AQ4120,1),\"-FCON_\",LEFT(AR4120,1)),AS4120+AT4120+AU4120+AV4120<1,_xlfn.CONCAT(\"-\"))","v":"-"}]
[null,null,null,null,null,null,null,null,null,null,null,null,null,null,null,null,null,null,null,null,null,0,null,null,null,null,null,null,null,null,null,0,0,0,0,"Unknown",{"$f":"_xlfn.IFS(G4127=\"Natural\",0,H4127=\"\",0,H4127=\"COASTAL-CONSTRUCTED\",0,G4127=\"Constructed\",_xlfn.XLOOKUP($H4127,'Data Categories'!$U$4:$U$25,'Data Categories'!$V$4:V$25))","v":0},{"$f":"_xlfn.IFS(AK4127=\"\",0,AJ4127=\"Unknown\",0,AK4127>1,AK4127-AJ4127,AK4127=0,0)","v":0},{"$f":"_xlfn.IFS(Y4127=\"\",0,Y4127>1920,_xlfn.XLOOKUP($H4127,'Data Categories'!$AE$20:$AE$42,'Data Categories'!$AG$20:$AG$42,0))","v":0},{"$f":"_xlfn.IFS(Y4127=\"\",0,Y4127>0,(2025-Y4127))","v":0},{"$f":"_xlfn.IFS(Z4127=\"Non-Deficient\",\"Non-Deficient\",Z4127=\"Deficient\",\"Deficient\",AB4127=\"Deficient\",\"Deficient\",Z4127=\"Non-Deficient\",\"Non-Deficient\",AB4127=\"Non-Deficient\",\"Non-Deficient\",P4127=\"\",\"None\",AL4127<0,\"Deficient\",AL4127>10,\"Non-Deficient\")","v":"None"},{"$f":"_xlfn.IFS(H4127=\"LOW WATER CROSSING\",\"Non-Functional\",G4127=\"Natural\",\"Functional\",AA4127=\"Functional\",\"Functional\",AC4127=\"Functional\",\"Functional\",AA4127=\"Non-Functional\",\"Non-Functional\",AC4127=\"Non-Functional\",\"Non-Functional\",AA4127=\"Unknown\",\"Unknown\",AC4127=\"Unknown\",\"Unknown\",AA4127=\"\",\"None\")","v":"None"},{"$f":"_xlfn.IFS(X4127=\"Functionality\",\"Low\",W4127=\"No\",\"Low\",Y4127>=2015,\"High\",Y4127>=1920,\"Low\",W4127=\"\",\"None\",W4127=\"Unknown\",\"None\")","v":"None"},{"$f":"_xlfn.IFS(H4127=\"LOW WATER CROSSING\",\"Unknown\",G4127=\"Natural\",\"None\",AM4127<AN4127,\"High\",AC4127=\"Functional\",\"Low\",AC4127=\"Non-Functional\",\"Low\",W4127=\"No\",\"Low\",W4127=\"Unknown\",\"None\",X4127=\"Deficiency\",\"None\",W4127=\"Yes\",\"High\",W4127=\"\",\"None\")","v":"None"},0,0,0,0,{"$f":"_xlfn.CONCAT(LEFT(H4127,3),\"-\")&IF(H4127=\"-\",0,COUNTIF($H$4:H4127,H4127))","v":"-0"},{"$f":"_xlfn.IFS($H4127<=0,\"-\",AS4127=1,_xlfn.CONCAT(\"FUN_NONDEF\",\"-DCON_\",LEFT(AQ4127,1),\"-FCON_\",LEFT(AR4127,1)),AT4127=1,_xlfn.CONCAT(\"FUN_DEF\",\"-DCON_\",LEFT(AQ4127,1),\"-FCON_\",LEFT(AR4127,1)),AU4127=1,_xlfn.CONCAT(\"NONFUN_NONDEF\",\"-DCON_\",LEFT(AQ4127,1),\"-FCON_\",LEFT(AR4127,1)),AV4127=1,_xlfn.CONCAT(\"NONFUN_DEF\",\"-DCON_\",LEFT(AQ4127,1),\"-FCON_\",LEFT(AR4127,1)),AS4127+AT4127+AU4127+AV4127<1,_xlfn.CONCAT(\"-\"))","v":"-"}]
[null,null,null,null,null,null,null,null,null,null,null,null,null,null,null,null,null,null,null,null,null,0,null,null,null,null,null,null,null,null,null,0,0,0,0,"Unknown",{"$f":"_xlfn.IFS(G4133=\"Natural\",0,H4133=\"\",0,H4133=\"COASTAL-CONSTRUCTED\",0,G4133=\"Constructed\",_xlfn.XLOOKUP($H4133,'Data Categories'!$U$4:$U$25,'Data Categories'!$V$4:V$25))","v":0},{"$f":"_xlfn.IFS(AK4133=\"\",0,AJ4133=\"Unknown\",0,AK4133>1,AK4133-AJ4133,AK4133=0,0)","v":0},{"$f":"_xlfn.IFS(Y4133=\"\",0,Y4133>1920,_xlfn.XLOOKUP($H4133,'Data Categories'!$AE$20:$AE$42,'Data Categories'!$AG$20:$AG$42,0))","v":0},{"$f":"_xlfn.IFS(Y4133=\"\",0,Y4133>0,(2025-Y4133))","v":0},{"$f":"_xlfn.IFS(Z4133=\"Non-Deficient\",\"Non-Deficient\",Z4133=\"Deficient\",\"Deficient\",AB4133=\"Deficient\",\"Deficient\",Z4133=\"Non-Deficient\",\"Non-Deficient\",AB4133=\"Non-Deficient\",\"Non-Deficient\",P4133=\"\",\"None\",AL4133<0,\"Deficient\",AL4133>10,\"Non-Deficient\")","v":"None"},{"$f":"_xlfn.IFS(H4133=\"LOW WATER CROSSING\",\"Non-Functional\",G4133=\"Natural\",\"Functional\",AA4133=\"Functional\",\"Functional\",AC4133=\"Functional\",\"Functional\",AA4133=\"Non-Functional\",\"Non-Functional\",AC4133=\"Non-Functional\",\"Non-Functional\",AA4133=\"Unknown\",\"Unknown\",AC4133=\"Unknown\",\"Unknown\",AA4133=\"\",\"None\")","v":"None"},{"$f":"_xlfn.IFS(X4133=\"Functionality\",\"Low\",W4133=\"No\",\"Low\",Y4133>=2015,\"High\",Y4133>=1920,\"Low\",W4133=\"\",\"None\",W4133=\"Unknown\",\"None\")","v":"None"},{"$f":"_xlfn.IFS(H4133=\"LOW WATER CROSSING\",\"Unknown\",G4133=\"Natural\",\"None\",AM4133<AN4133,\"High\",AC4133=\"Functional\",\"Low\",AC4133=\"Non-Functional\",\"Low\",W4133=\"No\",\"Low\",W4133=\"Unknown\",\"None\",X4133=\"Deficiency\",\"None\",W4133=\"Yes\",\"High\",W4133=\"\",\"None\")","v":"None"},0,0,0,0,{"$f":"_xlfn.CONCAT(LEFT(H4133,3),\"-\")&IF(H4133=\"-\",0,COUNTIF($H$4:H4133,H4133))","v":"-0"},{"$f":"_xlfn.IFS($H4133<=0,\"-\",AS4133=1,_xlfn.CONCAT(\"FUN_NONDEF\",\"-DCON_\",LEFT(AQ4133,1),\"-FCON_\",LEFT(AR4133,1)),AT4133=1,_xlfn.CONCAT(\"FUN_DEF\",\"-DCON_\",LEFT(AQ4133,1),\"-FCON_\",LEFT(AR4133,1)),AU4133=1,_xlfn.CONCAT(\"NONFUN_NONDEF\",\"-DCON_\",LEFT(AQ4133,1),\"-FCON_\",LEFT(AR4133,1)),AV4133=1,_xlfn.CONCAT(\"NONFUN_DEF\",\"-DCON_\",LEFT(AQ4133,1),\"-FCON_\",LEFT(AR4133,1)),AS4133+AT4133+AU4133+AV4133<1,_xlfn.CONCAT(\"-\"))","v":"-"}]
[null,null,null,null,null,null,null,null,null,null,null,null,null,null,null,null,null,null,null,null,null,0,null,null,null,null,null,null,null,null,null,0,0,0,0,"Unknown",{"$f":"_xlfn.IFS(G4141=\"Natural\",0,H4141=\"\",0,H4141=\"COASTAL-CONSTRUCTED\",0,G4141=\"Constructed\",_xlfn.XLOOKUP($H4141,'Data Categories'!$U$4:$U$25,'Data Categories'!$V$4:V$25))","v":0},{"$f":"_xlfn.IFS(AK4141=\"\",0,AJ4141=\"Unknown\",0,AK4141>1,AK4141-AJ4141,AK4141=0,0)","v":0},{"$f":"_xlfn.IFS(Y4141=\"\",0,Y4141>1920,_xlfn.XLOOKUP($H4141,'Data Categories'!$AE$20:$AE$42,'Data Categories'!$AG$20:$AG$42,0))","v":0},{"$f":"_xlfn.IFS(Y4141=\"\",0,Y4141>0,(2025-Y4141))","v":0},{"$f":"_xlfn.IFS(Z4141=\"Non-Deficient\",\"Non-Deficient\",Z4141=\"Deficient\",\"Deficient\",AB4141=\"Deficient\",\"Deficient\",Z4141=\"Non-Deficient\",\"Non-Deficient\",AB4141=\"Non-Deficient\",\"Non-Deficient\",P4141=\"\",\"None\",AL4141<0,\"Deficient\",AL4141>10,\"Non-Deficient\")","v":"None"},{"$f":"_xlfn.IFS(H4141=\"LOW WATER CROSSING\",\"Non-Functional\",G4141=\"Natural\",\"Functional\",AA4141=\"Functional\",\"Functional\",AC4141=\"Functional\",\"Functional\",AA4141=\"Non-Functional\",\"Non-Functional\",AC4141=\"Non-Functional\",\"Non-Functional\",AA4141=\"Unknown\",\"Unknown\",AC4141=\"Unknown\",\"Unknown\",AA4141=\"\",\"None\")","v":"None"},{"$f":"_xlfn.IFS(X4141=\"Functionality\",\"Low\",W4141=\"No\",\"Low\",Y4141>=2015,\"High\",Y4141>=1920,\"Low\",W4141=\"\",\"None\",W4141=\"Unknown\",\"None\")","v":"None"},{"$f":"_xlfn.IFS(H4141=\"LOW WATER CROSSING\",\"Unknown\",G4141=\"Natural\",\"None\",AM4141<AN4141,\"High\",AC4141=\"Functional\",\"Low\",AC4141=\"Non-Functional\",\"Low\",W4141=\"No\",\"Low\",W4141=\"Unknown\",\"None\",X4141=\"Deficiency\",\"None\",W4141=\"Yes\",\"High\",W4141=\"\",\"None\")","v":"None"},0,0,0,0,{"$f":"_xlfn.CONCAT(LEFT(H4141,3),\"-\")&IF(H4141=\"-\",0,COUNTIF($H$4:H4141,H4141))","v":"-0"},{"$f":"_xlfn.IFS($H4141<=0,\"-\",AS4141=1,_xlfn.CONCAT(\"FUN_NONDEF\",\"-DCON_\",LEFT(AQ4141,1),\"-FCON_\",LEFT(AR4141,1)),AT4141=1,_xlfn.CONCAT(\"FUN_DEF\",\"-DCON_\",LEFT(AQ4141,1),\"-FCON_\",LEFT(AR4141,1)),AU4141=1,_xlfn.CONCAT(\"NONFUN_NONDEF\",\"-DCON_\",LEFT(AQ4141,1),\"-FCON_\",LEFT(AR4141,1)),AV4141=1,_xlfn.CONCAT(\"NONFUN_DEF\",\"-DCON_\",LEFT(AQ4141,1),\"-FCON_\",LEFT(AR4141,1)),AS4141+AT4141+AU4141+AV4141<1,_xlfn.CONCAT(\"-\"))","v":"-"}]
[null,null,null,null,null,null,null,null,null,null,null,null,null,null,null,null,null,null,null,null,null,0,null,null,null,null,null,null,null,null,null,0,0,0,0,"Unknown",{"$f":"_xlfn.IFS(G4157=\"Natural\",0,H4157=\"\",0,H4157=\"COASTAL-CONSTRUCTED\",0,G4157=\"Constructed\",_xlfn.XLOOKUP($H4157,'Data Categories'!$U$4:$U$25,'Data Categories'!$V$4:V$25))","v":0},{"$f":"_xlfn.IFS(AK4157=\"\",0,AJ4157=\"Unknown\",0,AK4157>1,AK4157-AJ4157,AK4157=0,0)","v":0},{"$f":"_xlfn.IFS(Y4157=\"\",0,Y4157>1920,_xlfn.XLOOKUP($H4157,'Data Categories'!$AE$20:$AE$42,'Data Categories'!$AG$20:$AG$42,0))","v":0},{"$f":"_xlfn.IFS(Y4157=\"\",0,Y4157>0,(2025-Y4157))","v":0},{"$f":"_xlfn.IFS(Z4157=\"Non-Deficient\",\"Non-Deficient\",Z4157=\"Deficient\",\"Deficient\",AB4157=\"Deficient\",\"Deficient\",Z4157=\"Non-Deficient\",\"Non-Deficient\",AB4157=\"Non-Deficient\",\"Non-Deficient\",P4157=\"\",\"None\",AL4157<0,\"Deficient\",AL4157>10,\"Non-Deficient\")","v":"None"},{"$f":"_xlfn.IFS(H4157=\"LOW WATER CROSSING\",\"Non-Functional\",G4157=\"Natural\",\"Functional\",AA4157=\"Functional\",\"Functional\",AC4157=\"Functional\",\"Functional\",AA4157=\"Non-Functional\",\"Non-Functional\",AC4157=\"Non-Functional\",\"Non-Functional\",AA4157=\"Unknown\",\"Unknown\",AC4157=\"Unknown\",\"Unknown\",AA4157=\"\",\"None\")","v":"None"},{"$f":"_xlfn.IFS(X4157=\"Functionality\",\"Low\",W4157=\"No\",\"Low\",Y4157>=2015,\"High\",Y4157>=1920,\"Low\",W4157=\"\",\"None\",W4157=\"Unknown\",\"None\")","v":"None"},{"$f":"_xlfn.IFS(H4157=\"LOW WATER CROSSING\",\"Unknown\",G4157=\"Natural\",\"None\",AM4157<AN4157,\"High\",AC4157=\"Functional\",\"Low\",AC4157=\"Non-Functional\",\"Low\",W4157=\"No\",\"Low\",W4157=\"Unknown\",\"None\",X4157=\"Deficiency\",\"None\",W4157=\"Yes\",\"High\",W4157=\"\",\"None\")","v":"None"},0,0,0,0,{"$f":"_xlfn.CONCAT(LEFT(H4157,3),\"-\")&IF(H4157=\"-\",0,COUNTIF($H$4:H4157,H4157))","v":"-0"},{"$f":"_xlfn.IFS($H4157<=0,\"-\",AS4157=1,_xlfn.CONCAT(\"FUN_NONDEF\",\"-DCON_\",LEFT(AQ4157,1),\"-FCON_\",LEFT(AR4157,1)),AT4157=1,_xlfn.CONCAT(\"FUN_DEF\",\"-DCON_\",LEFT(AQ4157,1),\"-FCON_\",LEFT(AR4157,1)),AU4157=1,_xlfn.CONCAT(\"NONFUN_NONDEF\",\"-DCON_\",LEFT(AQ4157,1),\"-FCON_\",LEFT(AR4157,1)),AV4157=1,_xlfn.CONCAT(\"NONFUN_DEF\",\"-DCON_\",LEFT(AQ4157,1),\"-FCON_\",LEFT(AR4157,1)),AS4157+AT4157+AU4157+AV4157<1,_xlfn.CONCAT(\"-\"))","v":"-"}]
[null,null,null,null,null,null,null,null,null,null,null,null,null,null,null,null,null,null,null,null,null,0,null,null,null,null,null,null,null,null,null,0,0,0,0,"Unknown",{"$f":"_xlfn.IFS(G4160=\"Natural\",0,H4160=\"\",0,H4160=\"COASTAL-CONSTRUCTED\",0,G4160=\"Constructed\",_xlfn.XLOOKUP($H4160,'Data Categories'!$U$4:$U$25,'Data Categories'!$V$4:V$25))","v":0},{"$f":"_xlfn.IFS(AK4160=\"\",0,AJ4160=\"Unknown\",0,AK4160>1,AK4160-AJ4160,AK4160=0,0)","v":0},{"$f":"_xlfn.IFS(Y4160=\"\",0,Y4160>1920,_xlfn.XLOOKUP($H4160,'Data Categories'!$AE$20:$AE$42,'Data Categories'!$AG$20:$AG$42,0))","v":0},{"$f":"_xlfn.IFS(Y4160=\"\",0,Y4160>0,(2025-Y4160))","v":0},{"$f":"_xlfn.IFS(Z4160=\"Non-Deficient\",\"Non-Deficient\",Z4160=\"Deficient\",\"Deficient\",AB4160=\"Deficient\",\"Deficient\",Z4160=\"Non-Deficient\",\"Non-Deficient\",AB4160=\"Non-Deficient\",\"Non-Deficient\",P4160=\"\",\"None\",AL4160<0,\"Deficient\",AL4160>10,\"Non-Deficient\")","v":"None"},{"$f":"_xlfn.IFS(H4160=\"LOW WATER CROSSING\",\"Non-Functional\",G4160=\"Natural\",\"Functional\",AA4160=\"Functional\",\"Functional\",AC4160=\"Functional\",\"Functional\",AA4160=\"Non-Functional\",\"Non-Functional\",AC4160=\"Non-Functional\",\"Non-Functional\",AA4160=\"Unknown\",\"Unknown\",AC4160=\"Unknown\",\"Unknown\",AA4160=\"\",\"None\")","v":"None"},{"$f":"_xlfn.IFS(X4160=\"Functionality\",\"Low\",W4160=\"No\",\"Low\",Y4160>=2015,\"High\",Y4160>=1920,\"Low\",W4160=\"\",\"None\",W4160=\"Unknown\",\"None\")","v":"None"},{"$f":"_xlfn.IFS(H4160=\"LOW WATER CROSSING\",\"Unknown\",G4160=\"Natural\",\"None\",AM4160<AN4160,\"High\",AC4160=\"Functional\",\"Low\",AC4160=\"Non-Functional\",\"Low\",W4160=\"No\",\"Low\",W4160=\"Unknown\",\"None\",X4160=\"Deficiency\",\"None\",W4160=\"Yes\",\"High\",W4160=\"\",\"None\")","v":"None"},0,0,0,0,{"$f":"_xlfn.CONCAT(LEFT(H4160,3),\"-\")&IF(H4160=\"-\",0,COUNTIF($H$4:H4160,H4160))","v":"-0"},{"$f":"_xlfn.IFS($H4160<=0,\"-\",AS4160=1,_xlfn.CONCAT(\"FUN_NONDEF\",\"-DCON_\",LEFT(AQ4160,1),\"-FCON_\",LEFT(AR4160,1)),AT4160=1,_xlfn.CONCAT(\"FUN_DEF\",\"-DCON_\",LEFT(AQ4160,1),\"-FCON_\",LEFT(AR4160,1)),AU4160=1,_xlfn.CONCAT(\"NONFUN_NONDEF\",\"-DCON_\",LEFT(AQ4160,1),\"-FCON_\",LEFT(AR4160,1)),AV4160=1,_xlfn.CONCAT(\"NONFUN_DEF\",\"-DCON_\",LEFT(AQ4160,1),\"-FCON_\",LEFT(AR4160,1)),AS4160+AT4160+AU4160+AV4160<1,_xlfn.CONCAT(\"-\"))","v":"-"}]
[null,null,null,null,null,null,null,null,null,null,null,null,null,null,null,null,null,null,null,null,null,0,null,null,null,null,null,null,null,null,null,0,0,0,0,"Unknown",{"$f":"_xlfn.IFS(G4172=\"Natural\",0,H4172=\"\",0,H4172=\"COASTAL-CONSTRUCTED\",0,G4172=\"Constructed\",_xlfn.XLOOKUP($H4172,'Data Categories'!$U$4:$U$25,'Data Categories'!$V$4:V$25))","v":0},{"$f":"_xlfn.IFS(AK4172=\"\",0,AJ4172=\"Unknown\",0,AK4172>1,AK4172-AJ4172,AK4172=0,0)","v":0},{"$f":"_xlfn.IFS(Y4172=\"\",0,Y4172>1920,_xlfn.XLOOKUP($H4172,'Data Categories'!$AE$20:$AE$42,'Data Categories'!$AG$20:$AG$42,0))","v":0},{"$f":"_xlfn.IFS(Y4172=\"\",0,Y4172>0,(2025-Y4172))","v":0},{"$f":"_xlfn.IFS(Z4172=\"Non-Deficient\",\"Non-Deficient\",Z4172=\"Deficient\",\"Deficient\",AB4172=\"Deficient\",\"Deficient\",Z4172=\"Non-Deficient\",\"Non-Deficient\",AB4172=\"Non-Deficient\",\"Non-Deficient\",P4172=\"\",\"None\",AL4172<0,\"Deficient\",AL4172>10,\"Non-Deficient\")","v":"None"},{"$f":"_xlfn.IFS(H4172=\"LOW WATER CROSSING\",\"Non-Functional\",G4172=\"Natural\",\"Functional\",AA4172=\"Functional\",\"Functional\",AC4172=\"Functional\",\"Functional\",AA4172=\"Non-Functional\",\"Non-Functional\",AC4172=\"Non-Functional\",\"Non-Functional\",AA4172=\"Unknown\",\"Unknown\",AC4172=\"Unknown\",\"Unknown\",AA4172=\"\",\"None\")","v":"None"},{"$f":"_xlfn.IFS(X4172=\"Functionality\",\"Low\",W4172=\"No\",\"Low\",Y4172>=2015,\"High\",Y4172>=1920,\"Low\",W4172=\"\",\"None\",W4172=\"Unknown\",\"None\")","v":"None"},{"$f":"_xlfn.IFS(H4172=\"LOW WATER CROSSING\",\"Unknown\",G4172=\"Natural\",\"None\",AM4172<AN4172,\"High\",AC4172=\"Functional\",\"Low\",AC4172=\"Non-Functional\",\"Low\",W4172=\"No\",\"Low\",W4172=\"Unknown\",\"None\",X4172=\"Deficiency\",\"None\",W4172=\"Yes\",\"High\",W4172=\"\",\"None\")","v":"None"},0,0,0,0,{"$f":"_xlfn.CONCAT(LEFT(H4172,3),\"-\")&IF(H4172=\"-\",0,COUNTIF($H$4:H4172,H4172))","v":"-0"},{"$f":"_xlfn.IFS($H4172<=0,\"-\",AS4172=1,_xlfn.CONCAT(\"FUN_NONDEF\",\"-DCON_\",LEFT(AQ4172,1),\"-FCON_\",LEFT(AR4172,1)),AT4172=1,_xlfn.CONCAT(\"FUN_DEF\",\"-DCON_\",LEFT(AQ4172,1),\"-FCON_\",LEFT(AR4172,1)),AU4172=1,_xlfn.CONCAT(\"NONFUN_NONDEF\",\"-DCON_\",LEFT(AQ4172,1),\"-FCON_\",LEFT(AR4172,1)),AV4172=1,_xlfn.CONCAT(\"NONFUN_DEF\",\"-DCON_\",LEFT(AQ4172,1),\"-FCON_\",LEFT(AR4172,1)),AS4172+AT4172+AU4172+AV4172<1,_xlfn.CONCAT(\"-\"))","v":"-"}]
[null,null,null,null,null,null,null,null,null,null,null,null,null,null,null,null,null,null,null,null,null,0,null,null,null,null,null,null,null,null,null,0,0,0,0,"Unknown",{"$f":"_xlfn.IFS(G4178=\"Natural\",0,H4178=\"\",0,H4178=\"COASTAL-CONSTRUCTED\",0,G4178=\"Constructed\",_xlfn.XLOOKUP($H4178,'Data Categories'!$U$4:$U$25,'Data Categories'!$V$4:V$25))","v":0},{"$f":"_xlfn.IFS(AK4178=\"\",0,AJ4178=\"Unknown\",0,AK4178>1,AK4178-AJ4178,AK4178=0,0)","v":0},{"$f":"_xlfn.IFS(Y4178=\"\",0,Y4178>1920,_xlfn.XLOOKUP($H4178,'Data Categories'!$AE$20:$AE$42,'Data Categories'!$AG$20:$AG$42,0))","v":0},{"$f":"_xlfn.IFS(Y4178=\"\",0,Y4178>0,(2025-Y4178))","v":0},{"$f":"_xlfn.IFS(Z4178=\"Non-Deficient\",\"Non-Deficient\",Z4178=\"Deficient\",\"Deficient\",AB4178=\"Deficient\",\"Deficient\",Z4178=\"Non-Deficient\",\"Non-Deficient\",AB4178=\"Non-Deficient\",\"Non-Deficient\",P4178=\"\",\"None\",AL4178<0,\"Deficient\",AL4178>10,\"Non-Deficient\")","v":"None"},{"$f":"_xlfn.IFS(H4178=\"LOW WATER CROSSING\",\"Non-Functional\",G4178=\"Natural\",\"Functional\",AA4178=\"Functional\",\"Functional\",AC4178=\"Functional\",\"Functional\",AA4178=\"Non-Functional\",\"Non-Functional\",AC4178=\"Non-Functional\",\"Non-Functional\",AA4178=\"Unknown\",\"Unknown\",AC4178=\"Unknown\",\"Unknown\",AA4178=\"\",\"None\")","v":"None"},{"$f":"_xlfn.IFS(X4178=\"Functionality\",\"Low\",W4178=\"No\",\"Low\",Y4178>=2015,\"High\",Y4178>=1920,\"Low\",W4178=\"\",\"None\",W4178=\"Unknown\",\"None\")","v":"None"},{"$f":"_xlfn.IFS(H4178=\"LOW WATER CROSSING\",\"Unknown\",G4178=\"Natural\",\"None\",AM4178<AN4178,\"High\",AC4178=\"Functional\",\"Low\",AC4178=\"Non-Functional\",\"Low\",W4178=\"No\",\"Low\",W4178=\"Unknown\",\"None\",X4178=\"Deficiency\",\"None\",W4178=\"Yes\",\"High\",W4178=\"\",\"None\")","v":"None"},0,0,0,0,{"$f":"_xlfn.CONCAT(LEFT(H4178,3),\"-\")&IF(H4178=\"-\",0,COUNTIF($H$4:H4178,H4178))","v":"-0"},{"$f":"_xlfn.IFS($H4178<=0,\"-\",AS4178=1,_xlfn.CONCAT(\"FUN_NONDEF\",\"-DCON_\",LEFT(AQ4178,1),\"-FCON_\",LEFT(AR4178,1)),AT4178=1,_xlfn.CONCAT(\"FUN_DEF\",\"-DCON_\",LEFT(AQ4178,1),\"-FCON_\",LEFT(AR4178,1)),AU4178=1,_xlfn.CONCAT(\"NONFUN_NONDEF\",\"-DCON_\",LEFT(AQ4178,1),\"-FCON_\",LEFT(AR4178,1)),AV4178=1,_xlfn.CONCAT(\"NONFUN_DEF\",\"-DCON_\",LEFT(AQ4178,1),\"-FCON_\",LEFT(AR4178,1)),AS4178+AT4178+AU4178+AV4178<1,_xlfn.CONCAT(\"-\"))","v":"-"}]
[null,null,null,null,null,null,null,null,null,null,null,null,null,null,null,null,null,null,null,null,null,0,null,null,null,null,null,null,null,null,null,0,0,0,0,"Unknown",{"$f":"_xlfn.IFS(G4190=\"Natural\",0,H4190=\"\",0,H4190=\"COASTAL-CONSTRUCTED\",0,G4190=\"Constructed\",_xlfn.XLOOKUP($H4190,'Data Categories'!$U$4:$U$25,'Data Categories'!$V$4:V$25))","v":0},{"$f":"_xlfn.IFS(AK4190=\"\",0,AJ4190=\"Unknown\",0,AK4190>1,AK4190-AJ4190,AK4190=0,0)","v":0},{"$f":"_xlfn.IFS(Y4190=\"\",0,Y4190>1920,_xlfn.XLOOKUP($H4190,'Data Categories'!$AE$20:$AE$42,'Data Categories'!$AG$20:$AG$42,0))","v":0},{"$f":"_xlfn.IFS(Y4190=\"\",0,Y4190>0,(2025-Y4190))","v":0},{"$f":"_xlfn.IFS(Z4190=\"Non-Deficient\",\"Non-Deficient\",Z4190=\"Deficient\",\"Deficient\",AB4190=\"Deficient\",\"Deficient\",Z4190=\"Non-Deficient\",\"Non-Deficient\",AB4190=\"Non-Deficient\",\"Non-Deficient\",P4190=\"\",\"None\",AL4190<0,\"Deficient\",AL4190>10,\"Non-Deficient\")","v":"None"},{"$f":"_xlfn.IFS(H4190=\"LOW WATER CROSSING\",\"Non-Functional\",G4190=\"Natural\",\"Functional\",AA4190=\"Functional\",\"Functional\",AC4190=\"Functional\",\"Functional\",AA4190=\"Non-Functional\",\"Non-Functional\",AC4190=\"Non-Functional\",\"Non-Functional\",AA4190=\"Unknown\",\"Unknown\",AC4190=\"Unknown\",\"Unknown\",AA4190=\"\",\"None\")","v":"None"},{"$f":"_xlfn.IFS(X4190=\"Functionality\",\"Low\",W4190=\"No\",\"Low\",Y4190>=2015,\"High\",Y4190>=1920,\"Low\",W4190=\"\",\"None\",W4190=\"Unknown\",\"None\")","v":"None"},{"$f":"_xlfn.IFS(H4190=\"LOW WATER CROSSING\",\"Unknown\",G4190=\"Natural\",\"None\",AM4190<AN4190,\"High\",AC4190=\"Functional\",\"Low\",AC4190=\"Non-Functional\",\"Low\",W4190=\"No\",\"Low\",W4190=\"Unknown\",\"None\",X4190=\"Deficiency\",\"None\",W4190=\"Yes\",\"High\",W4190=\"\",\"None\")","v":"None"},0,0,0,0,{"$f":"_xlfn.CONCAT(LEFT(H4190,3),\"-\")&IF(H4190=\"-\",0,COUNTIF($H$4:H4190,H4190))","v":"-0"},{"$f":"_xlfn.IFS($H4190<=0,\"-\",AS4190=1,_xlfn.CONCAT(\"FUN_NONDEF\",\"-DCON_\",LEFT(AQ4190,1),\"-FCON_\",LEFT(AR4190,1)),AT4190=1,_xlfn.CONCAT(\"FUN_DEF\",\"-DCON_\",LEFT(AQ4190,1),\"-FCON_\",LEFT(AR4190,1)),AU4190=1,_xlfn.CONCAT(\"NONFUN_NONDEF\",\"-DCON_\",LEFT(AQ4190,1),\"-FCON_\",LEFT(AR4190,1)),AV4190=1,_xlfn.CONCAT(\"NONFUN_DEF\",\"-DCON_\",LEFT(AQ4190,1),\"-FCON_\",LEFT(AR4190,1)),AS4190+AT4190+AU4190+AV4190<1,_xlfn.CONCAT(\"-\"))","v":"-"}]
[null,null,null,null,null,null,null,null,null,null,null,null,null,null,null,null,null,null,null,null,null,0,null,null,null,null,null,null,null,null,null,0,0,0,0,"Unknown",{"$f":"_xlfn.IFS(G4197=\"Natural\",0,H4197=\"\",0,H4197=\"COASTAL-CONSTRUCTED\",0,G4197=\"Constructed\",_xlfn.XLOOKUP($H4197,'Data Categories'!$U$4:$U$25,'Data Categories'!$V$4:V$25))","v":0},{"$f":"_xlfn.IFS(AK4197=\"\",0,AJ4197=\"Unknown\",0,AK4197>1,AK4197-AJ4197,AK4197=0,0)","v":0},{"$f":"_xlfn.IFS(Y4197=\"\",0,Y4197>1920,_xlfn.XLOOKUP($H4197,'Data Categories'!$AE$20:$AE$42,'Data Categories'!$AG$20:$AG$42,0))","v":0},{"$f":"_xlfn.IFS(Y4197=\"\",0,Y4197>0,(2025-Y4197))","v":0},{"$f":"_xlfn.IFS(Z4197=\"Non-Deficient\",\"Non-Deficient\",Z4197=\"Deficient\",\"Deficient\",AB4197=\"Deficient\",\"Deficient\",Z4197=\"Non-Deficient\",\"Non-Deficient\",AB4197=\"Non-Deficient\",\"Non-Deficient\",P4197=\"\",\"None\",AL4197<0,\"Deficient\",AL4197>10,\"Non-Deficient\")","v":"None"},{"$f":"_xlfn.IFS(H4197=\"LOW WATER CROSSING\",\"Non-Functional\",G4197=\"Natural\",\"Functional\",AA4197=\"Functional\",\"Functional\",AC4197=\"Functional\",\"Functional\",AA4197=\"Non-Functional\",\"Non-Functional\",AC4197=\"Non-Functional\",\"Non-Functional\",AA4197=\"Unknown\",\"Unknown\",AC4197=\"Unknown\",\"Unknown\",AA4197=\"\",\"None\")","v":"None"},{"$f":"_xlfn.IFS(X4197=\"Functionality\",\"Low\",W4197=\"No\",\"Low\",Y4197>=2015,\"High\",Y4197>=1920,\"Low\",W4197=\"\",\"None\",W4197=\"Unknown\",\"None\")","v":"None"},{"$f":"_xlfn.IFS(H4197=\"LOW WATER CROSSING\",\"Unknown\",G4197=\"Natural\",\"None\",AM4197<AN4197,\"High\",AC4197=\"Functional\",\"Low\",AC4197=\"Non-Functional\",\"Low\",W4197=\"No\",\"Low\",W4197=\"Unknown\",\"None\",X4197=\"Deficiency\",\"None\",W4197=\"Yes\",\"High\",W4197=\"\",\"None\")","v":"None"},0,0,0,0,{"$f":"_xlfn.CONCAT(LEFT(H4197,3),\"-\")&IF(H4197=\"-\",0,COUNTIF($H$4:H4197,H4197))","v":"-0"},{"$f":"_xlfn.IFS($H4197<=0,\"-\",AS4197=1,_xlfn.CONCAT(\"FUN_NONDEF\",\"-DCON_\",LEFT(AQ4197,1),\"-FCON_\",LEFT(AR4197,1)),AT4197=1,_xlfn.CONCAT(\"FUN_DEF\",\"-DCON_\",LEFT(AQ4197,1),\"-FCON_\",LEFT(AR4197,1)),AU4197=1,_xlfn.CONCAT(\"NONFUN_NONDEF\",\"-DCON_\",LEFT(AQ4197,1),\"-FCON_\",LEFT(AR4197,1)),AV4197=1,_xlfn.CONCAT(\"NONFUN_DEF\",\"-DCON_\",LEFT(AQ4197,1),\"-FCON_\",LEFT(AR4197,1)),AS4197+AT4197+AU4197+AV4197<1,_xlfn.CONCAT(\"-\"))","v":"-"}]
[null,null,null,null,null,null,null,null,null,null,null,null,null,null,null,null,null,null,null,null,null,0,null,null,null,null,null,null,null,null,null,0,0,0,0,"Unknown",{"$f":"_xlfn.IFS(G4203=\"Natural\",0,H4203=\"\",0,H4203=\"COASTAL-CONSTRUCTED\",0,G4203=\"Constructed\",_xlfn.XLOOKUP($H4203,'Data Categories'!$U$4:$U$25,'Data Categories'!$V$4:V$25))","v":0},{"$f":"_xlfn.IFS(AK4203=\"\",0,AJ4203=\"Unknown\",0,AK4203>1,AK4203-AJ4203,AK4203=0,0)","v":0},{"$f":"_xlfn.IFS(Y4203=\"\",0,Y4203>1920,_xlfn.XLOOKUP($H4203,'Data Categories'!$AE$20:$AE$42,'Data Categories'!$AG$20:$AG$42,0))","v":0},{"$f":"_xlfn.IFS(Y4203=\"\",0,Y4203>0,(2025-Y4203))","v":0},{"$f":"_xlfn.IFS(Z4203=\"Non-Deficient\",\"Non-Deficient\",Z4203=\"Deficient\",\"Deficient\",AB4203=\"Deficient\",\"Deficient\",Z4203=\"Non-Deficient\",\"Non-Deficient\",AB4203=\"Non-Deficient\",\"Non-Deficient\",P4203=\"\",\"None\",AL4203<0,\"Deficient\",AL4203>10,\"Non-Deficient\")","v":"None"},{"$f":"_xlfn.IFS(H4203=\"LOW WATER CROSSING\",\"Non-Functional\",G4203=\"Natural\",\"Functional\",AA4203=\"Functional\",\"Functional\",AC4203=\"Functional\",\"Functional\",AA4203=\"Non-Functional\",\"Non-Functional\",AC4203=\"Non-Functional\",\"Non-Functional\",AA4203=\"Unknown\",\"Unknown\",AC4203=\"Unknown\",\"Unknown\",AA4203=\"\",\"None\")","v":"None"},{"$f":"_xlfn.IFS(X4203=\"Functionality\",\"Low\",W4203=\"No\",\"Low\",Y4203>=2015,\"High\",Y4203>=1920,\"Low\",W4203=\"\",\"None\",W4203=\"Unknown\",\"None\")","v":"None"},{"$f":"_xlfn.IFS(H4203=\"LOW WATER CROSSING\",\"Unknown\",G4203=\"Natural\",\"None\",AM4203<AN4203,\"High\",AC4203=\"Functional\",\"Low\",AC4203=\"Non-Functional\",\"Low\",W4203=\"No\",\"Low\",W4203=\"Unknown\",\"None\",X4203=\"Deficiency\",\"None\",W4203=\"Yes\",\"High\",W4203=\"\",\"None\")","v":"None"},0,0,0,0,{"$f":"_xlfn.CONCAT(LEFT(H4203,3),\"-\")&IF(H4203=\"-\",0,COUNTIF($H$4:H4203,H4203))","v":"-0"},{"$f":"_xlfn.IFS($H4203<=0,\"-\",AS4203=1,_xlfn.CONCAT(\"FUN_NONDEF\",\"-DCON_\",LEFT(AQ4203,1),\"-FCON_\",LEFT(AR4203,1)),AT4203=1,_xlfn.CONCAT(\"FUN_DEF\",\"-DCON_\",LEFT(AQ4203,1),\"-FCON_\",LEFT(AR4203,1)),AU4203=1,_xlfn.CONCAT(\"NONFUN_NONDEF\",\"-DCON_\",LEFT(AQ4203,1),\"-FCON_\",LEFT(AR4203,1)),AV4203=1,_xlfn.CONCAT(\"NONFUN_DEF\",\"-DCON_\",LEFT(AQ4203,1),\"-FCON_\",LEFT(AR4203,1)),AS4203+AT4203+AU4203+AV4203<1,_xlfn.CONCAT(\"-\"))","v":"-"}]
[null,null,null,null,null,null,null,null,null,null,null,null,null,null,null,null,null,null,null,null,null,0,null,null,null,null,null,null,null,null,null,0,0,0,0,"Unknown",{"$f":"_xlfn.IFS(G4211=\"Natural\",0,H4211=\"\",0,H4211=\"COASTAL-CONSTRUCTED\",0,G4211=\"Constructed\",_xlfn.XLOOKUP($H4211,'Data Categories'!$U$4:$U$25,'Data Categories'!$V$4:V$25))","v":0},{"$f":"_xlfn.IFS(AK4211=\"\",0,AJ4211=\"Unknown\",0,AK4211>1,AK4211-AJ4211,AK4211=0,0)","v":0},{"$f":"_xlfn.IFS(Y4211=\"\",0,Y4211>1920,_xlfn.XLOOKUP($H4211,'Data Categories'!$AE$20:$AE$42,'Data Categories'!$AG$20:$AG$42,0))","v":0},{"$f":"_xlfn.IFS(Y4211=\"\",0,Y4211>0,(2025-Y4211))","v":0},{"$f":"_xlfn.IFS(Z4211=\"Non-Deficient\",\"Non-Deficient\",Z4211=\"Deficient\",\"Deficient\",AB4211=\"Deficient\",\"Deficient\",Z4211=\"Non-Deficient\",\"Non-Deficient\",AB4211=\"Non-Deficient\",\"Non-Deficient\",P4211=\"\",\"None\",AL4211<0,\"Deficient\",AL4211>10,\"Non-Deficient\")","v":"None"},{"$f":"_xlfn.IFS(H4211=\"LOW WATER CROSSING\",\"Non-Functional\",G4211=\"Natural\",\"Functional\",AA4211=\"Functional\",\"Functional\",AC4211=\"Functional\",\"Functional\",AA4211=\"Non-Functional\",\"Non-Functional\",AC4211=\"Non-Functional\",\"Non-Functional\",AA4211=\"Unknown\",\"Unknown\",AC4211=\"Unknown\",\"Unknown\",AA4211=\"\",\"None\")","v":"None"},{"$f":"_xlfn.IFS(X4211=\"Functionality\",\"Low\",W4211=\"No\",\"Low\",Y4211>=2015,\"High\",Y4211>=1920,\"Low\",W4211=\"\",\"None\",W4211=\"Unknown\",\"None\")","v":"None"},{"$f":"_xlfn.IFS(H4211=\"LOW WATER CROSSING\",\"Unknown\",G4211=\"Natural\",\"None\",AM4211<AN4211,\"High\",AC4211=\"Functional\",\"Low\",AC4211=\"Non-Functional\",\"Low\",W4211=\"No\",\"Low\",W4211=\"Unknown\",\"None\",X4211=\"Deficiency\",\"None\",W4211=\"Yes\",\"High\",W4211=\"\",\"None\")","v":"None"},0,0,0,0,{"$f":"_xlfn.CONCAT(LEFT(H4211,3),\"-\")&IF(H4211=\"-\",0,COUNTIF($H$4:H4211,H4211))","v":"-0"},{"$f":"_xlfn.IFS($H4211<=0,\"-\",AS4211=1,_xlfn.CONCAT(\"FUN_NONDEF\",\"-DCON_\",LEFT(AQ4211,1),\"-FCON_\",LEFT(AR4211,1)),AT4211=1,_xlfn.CONCAT(\"FUN_DEF\",\"-DCON_\",LEFT(AQ4211,1),\"-FCON_\",LEFT(AR4211,1)),AU4211=1,_xlfn.CONCAT(\"NONFUN_NONDEF\",\"-DCON_\",LEFT(AQ4211,1),\"-FCON_\",LEFT(AR4211,1)),AV4211=1,_xlfn.CONCAT(\"NONFUN_DEF\",\"-DCON_\",LEFT(AQ4211,1),\"-FCON_\",LEFT(AR4211,1)),AS4211+AT4211+AU4211+AV4211<1,_xlfn.CONCAT(\"-\"))","v":"-"}]
[null,null,null,null,null,null,null,null,null,null,null,null,null,null,null,null,null,null,null,null,null,0,null,null,null,null,null,null,null,null,null,0,0,0,0,"Unknown",{"$f":"_xlfn.IFS(G4227=\"Natural\",0,H4227=\"\",0,H4227=\"COASTAL-CONSTRUCTED\",0,G4227=\"Constructed\",_xlfn.XLOOKUP($H4227,'Data Categories'!$U$4:$U$25,'Data Categories'!$V$4:V$25))","v":0},{"$f":"_xlfn.IFS(AK4227=\"\",0,AJ4227=\"Unknown\",0,AK4227>1,AK4227-AJ4227,AK4227=0,0)","v":0},{"$f":"_xlfn.IFS(Y4227=\"\",0,Y4227>1920,_xlfn.XLOOKUP($H4227,'Data Categories'!$AE$20:$AE$42,'Data Categories'!$AG$20:$AG$42,0))","v":0},{"$f":"_xlfn.IFS(Y4227=\"\",0,Y4227>0,(2025-Y4227))","v":0},{"$f":"_xlfn.IFS(Z4227=\"Non-Deficient\",\"Non-Deficient\",Z4227=\"Deficient\",\"Deficient\",AB4227=\"Deficient\",\"Deficient\",Z4227=\"Non-Deficient\",\"Non-Deficient\",AB4227=\"Non-Deficient\",\"Non-Deficient\",P4227=\"\",\"None\",AL4227<0,\"Deficient\",AL4227>10,\"Non-Deficient\")","v":"None"},{"$f":"_xlfn.IFS(H4227=\"LOW WATER CROSSING\",\"Non-Functional\",G4227=\"Natural\",\"Functional\",AA4227=\"Functional\",\"Functional\",AC4227=\"Functional\",\"Functional\",AA4227=\"Non-Functional\",\"Non-Functional\",AC4227=\"Non-Functional\",\"Non-Functional\",AA4227=\"Unknown\",\"Unknown\",AC4227=\"Unknown\",\"Unknown\",AA4227=\"\",\"None\")","v":"None"},{"$f":"_xlfn.IFS(X4227=\"Functionality\",\"Low\",W4227=\"No\",\"Low\",Y4227>=2015,\"High\",Y4227>=1920,\"Low\",W4227=\"\",\"None\",W4227=\"Unknown\",\"None\")","v":"None"},{"$f":"_xlfn.IFS(H4227=\"LOW WATER CROSSING\",\"Unknown\",G4227=\"Natural\",\"None\",AM4227<AN4227,\"High\",AC4227=\"Functional\",\"Low\",AC4227=\"Non-Functional\",\"Low\",W4227=\"No\",\"Low\",W4227=\"Unknown\",\"None\",X4227=\"Deficiency\",\"None\",W4227=\"Yes\",\"High\",W4227=\"\",\"None\")","v":"None"},0,0,0,0,{"$f":"_xlfn.CONCAT(LEFT(H4227,3),\"-\")&IF(H4227=\"-\",0,COUNTIF($H$4:H4227,H4227))","v":"-0"},{"$f":"_xlfn.IFS($H4227<=0,\"-\",AS4227=1,_xlfn.CONCAT(\"FUN_NONDEF\",\"-DCON_\",LEFT(AQ4227,1),\"-FCON_\",LEFT(AR4227,1)),AT4227=1,_xlfn.CONCAT(\"FUN_DEF\",\"-DCON_\",LEFT(AQ4227,1),\"-FCON_\",LEFT(AR4227,1)),AU4227=1,_xlfn.CONCAT(\"NONFUN_NONDEF\",\"-DCON_\",LEFT(AQ4227,1),\"-FCON_\",LEFT(AR4227,1)),AV4227=1,_xlfn.CONCAT(\"NONFUN_DEF\",\"-DCON_\",LEFT(AQ4227,1),\"-FCON_\",LEFT(AR4227,1)),AS4227+AT4227+AU4227+AV4227<1,_xlfn.CONCAT(\"-\"))","v":"-"}]
[null,null,null,null,null,null,null,null,null,null,null,null,null,null,null,null,null,null,null,null,null,0,null,null,null,null,null,null,null,null,null,0,0,0,0,{"$f":"IF(P4230>=1900,2025-P4230,\"Unknown\")","v":"Unknown"},{"$f":"_xlfn.IFS(G4230=\"Natural\",0,H4230=\"\",0,H4230=\"COASTAL-CONSTRUCTED\",0,G4230=\"Constructed\",_xlfn.XLOOKUP($H4230,'Data Categories'!$U$4:$U$25,'Data Categories'!$V$4:V$25))","v":0},{"$f":"_xlfn.IFS(AK4230=\"\",0,AJ4230=\"Unknown\",0,AK4230>1,AK4230-AJ4230,AK4230=0,0)","v":0},{"$f":"_xlfn.IFS(Y4230=\"\",0,Y4230>1920,_xlfn.XLOOKUP($H4230,'Data Categories'!$AE$20:$AE$42,'Data Categories'!$AG$20:$AG$42,0))","v":0},{"$f":"_xlfn.IFS(Y4230=\"\",0,Y4230>0,(2025-Y4230))","v":0},{"$f":"_xlfn.IFS(Z4230=\"Non-Deficient\",\"Non-Deficient\",Z4230=\"Deficient\",\"Deficient\",AB4230=\"Deficient\",\"Deficient\",Z4230=\"Non-Deficient\",\"Non-Deficient\",AB4230=\"Non-Deficient\",\"Non-Deficient\",P4230=\"\",\"None\",AL4230<0,\"Deficient\",AL4230>10,\"Non-Deficient\")","v":"None"},{"$f":"_xlfn.IFS(H4230=\"LOW WATER CROSSING\",\"Non-Functional\",G4230=\"Natural\",\"Functional\",AA4230=\"Functional\",\"Functional\",AC4230=\"Functional\",\"Functional\",AA4230=\"Non-Functional\",\"Non-Functional\",AC4230=\"Non-Functional\",\"Non-Functional\",AA4230=\"Unknown\",\"Unknown\",AC4230=\"Unknown\",\"Unknown\",AA4230=\"\",\"None\")","v":"None"},{"$f":"_xlfn.IFS(X4230=\"Functionality\",\"Low\",W4230=\"No\",\"Low\",Y4230>=2015,\"High\",Y4230>=1920,\"Low\",W4230=\"\",\"None\",W4230=\"Unknown\",\"None\")","v":"None"},{"$f":"_xlfn.IFS(H4230=\"LOW WATER CROSSING\",\"Unknown\",G4230=\"Natural\",\"None\",AM4230<AN4230,\"High\",AC4230=\"Functional\",\"Low\",AC4230=\"Non-Functional\",\"Low\",W4230=\"No\",\"Low\",W4230=\"Unknown\",\"None\",X4230=\"Deficiency\",\"None\",W4230=\"Yes\",\"High\",W4230=\"\",\"None\")","v":"None"},0,0,0,0,{"$f":"_xlfn.CONCAT(LEFT(H4230,3),\"-\")&IF(H4230=\"-\",0,COUNTIF($H$4:H4230,H4230))","v":"-0"},{"$f":"_xlfn.IFS($H4230<=0,\"-\",AS4230=1,_xlfn.CONCAT(\"FUN_NONDEF\",\"-DCON_\",LEFT(AQ4230,1),\"-FCON_\",LEFT(AR4230,1)),AT4230=1,_xlfn.CONCAT(\"FUN_DEF\",\"-DCON_\",LEFT(AQ4230,1),\"-FCON_\",LEFT(AR4230,1)),AU4230=1,_xlfn.CONCAT(\"NONFUN_NONDEF\",\"-DCON_\",LEFT(AQ4230,1),\"-FCON_\",LEFT(AR4230,1)),AV4230=1,_xlfn.CONCAT(\"NONFUN_DEF\",\"-DCON_\",LEFT(AQ4230,1),\"-FCON_\",LEFT(AR4230,1)),AS4230+AT4230+AU4230+AV4230<1,_xlfn.CONCAT(\"-\"))","v":"-"}]
[null,null,null,null,null,null,null,null,null,null,null,null,null,null,null,null,null,null,null,null,null,0,null,null,null,null,null,null,null,null,null,0,0,0,0,"Unknown",{"$f":"_xlfn.IFS(G4242=\"Natural\",0,H4242=\"\",0,H4242=\"COASTAL-CONSTRUCTED\",0,G4242=\"Constructed\",_xlfn.XLOOKUP($H4242,'Data Categories'!$U$4:$U$25,'Data Categories'!$V$4:V$25))","v":0},{"$f":"_xlfn.IFS(AK4242=\"\",0,AJ4242=\"Unknown\",0,AK4242>1,AK4242-AJ4242,AK4242=0,0)","v":0},{"$f":"_xlfn.IFS(Y4242=\"\",0,Y4242>1920,_xlfn.XLOOKUP($H4242,'Data Categories'!$AE$20:$AE$42,'Data Categories'!$AG$20:$AG$42,0))","v":0},{"$f":"_xlfn.IFS(Y4242=\"\",0,Y4242>0,(2025-Y4242))","v":0},{"$f":"_xlfn.IFS(Z4242=\"Non-Deficient\",\"Non-Deficient\",Z4242=\"Deficient\",\"Deficient\",AB4242=\"Deficient\",\"Deficient\",Z4242=\"Non-Deficient\",\"Non-Deficient\",AB4242=\"Non-Deficient\",\"Non-Deficient\",P4242=\"\",\"None\",AL4242<0,\"Deficient\",AL4242>10,\"Non-Deficient\")","v":"None"},{"$f":"_xlfn.IFS(H4242=\"LOW WATER CROSSING\",\"Non-Functional\",G4242=\"Natural\",\"Functional\",AA4242=\"Functional\",\"Functional\",AC4242=\"Functional\",\"Functional\",AA4242=\"Non-Functional\",\"Non-Functional\",AC4242=\"Non-Functional\",\"Non-Functional\",AA4242=\"Unknown\",\"Unknown\",AC4242=\"Unknown\",\"Unknown\",AA4242=\"\",\"None\")","v":"None"},{"$f":"_xlfn.IFS(X4242=\"Functionality\",\"Low\",W4242=\"No\",\"Low\",Y4242>=2015,\"High\",Y4242>=1920,\"Low\",W4242=\"\",\"None\",W4242=\"Unknown\",\"None\")","v":"None"},{"$f":"_xlfn.IFS(H4242=\"LOW WATER CROSSING\",\"Unknown\",G4242=\"Natural\",\"None\",AM4242<AN4242,\"High\",AC4242=\"Functional\",\"Low\",AC4242=\"Non-Functional\",\"Low\",W4242=\"No\",\"Low\",W4242=\"Unknown\",\"None\",X4242=\"Deficiency\",\"None\",W4242=\"Yes\",\"High\",W4242=\"\",\"None\")","v":"None"},0,0,0,0,{"$f":"_xlfn.CONCAT(LEFT(H4242,3),\"-\")&IF(H4242=\"-\",0,COUNTIF($H$4:H4242,H4242))","v":"-0"},{"$f":"_xlfn.IFS($H4242<=0,\"-\",AS4242=1,_xlfn.CONCAT(\"FUN_NONDEF\",\"-DCON_\",LEFT(AQ4242,1),\"-FCON_\",LEFT(AR4242,1)),AT4242=1,_xlfn.CONCAT(\"FUN_DEF\",\"-DCON_\",LEFT(AQ4242,1),\"-FCON_\",LEFT(AR4242,1)),AU4242=1,_xlfn.CONCAT(\"NONFUN_NONDEF\",\"-DCON_\",LEFT(AQ4242,1),\"-FCON_\",LEFT(AR4242,1)),AV4242=1,_xlfn.CONCAT(\"NONFUN_DEF\",\"-DCON_\",LEFT(AQ4242,1),\"-FCON_\",LEFT(AR4242,1)),AS4242+AT4242+AU4242+AV4242<1,_xlfn.CONCAT(\"-\"))","v":"-"}]
[null,null,null,null,null,null,null,null,null,null,null,null,null,null,null,null,null,null,null,null,null,0,null,null,null,null,null,null,null,null,null,0,0,0,0,"Unknown",{"$f":"_xlfn.IFS(G4248=\"Natural\",0,H4248=\"\",0,H4248=\"COASTAL-CONSTRUCTED\",0,G4248=\"Constructed\",_xlfn.XLOOKUP($H4248,'Data Categories'!$U$4:$U$25,'Data Categories'!$V$4:V$25))","v":0},{"$f":"_xlfn.IFS(AK4248=\"\",0,AJ4248=\"Unknown\",0,AK4248>1,AK4248-AJ4248,AK4248=0,0)","v":0},{"$f":"_xlfn.IFS(Y4248=\"\",0,Y4248>1920,_xlfn.XLOOKUP($H4248,'Data Categories'!$AE$20:$AE$42,'Data Categories'!$AG$20:$AG$42,0))","v":0},{"$f":"_xlfn.IFS(Y4248=\"\",0,Y4248>0,(2025-Y4248))","v":0},{"$f":"_xlfn.IFS(Z4248=\"Non-Deficient\",\"Non-Deficient\",Z4248=\"Deficient\",\"Deficient\",AB4248=\"Deficient\",\"Deficient\",Z4248=\"Non-Deficient\",\"Non-Deficient\",AB4248=\"Non-Deficient\",\"Non-Deficient\",P4248=\"\",\"None\",AL4248<0,\"Deficient\",AL4248>10,\"Non-Deficient\")","v":"None"},{"$f":"_xlfn.IFS(H4248=\"LOW WATER CROSSING\",\"Non-Functional\",G4248=\"Natural\",\"Functional\",AA4248=\"Functional\",\"Functional\",AC4248=\"Functional\",\"Functional\",AA4248=\"Non-Functional\",\"Non-Functional\",AC4248=\"Non-Functional\",\"Non-Functional\",AA4248=\"Unknown\",\"Unknown\",AC4248=\"Unknown\",\"Unknown\",AA4248=\"\",\"None\")","v":"None"},{"$f":"_xlfn.IFS(X4248=\"Functionality\",\"Low\",W4248=\"No\",\"Low\",Y4248>=2015,\"High\",Y4248>=1920,\"Low\",W4248=\"\",\"None\",W4248=\"Unknown\",\"None\")","v":"None"},{"$f":"_xlfn.IFS(H4248=\"LOW WATER CROSSING\",\"Unknown\",G4248=\"Natural\",\"None\",AM4248<AN4248,\"High\",AC4248=\"Functional\",\"Low\",AC4248=\"Non-Functional\",\"Low\",W4248=\"No\",\"Low\",W4248=\"Unknown\",\"None\",X4248=\"Deficiency\",\"None\",W4248=\"Yes\",\"High\",W4248=\"\",\"None\")","v":"None"},0,0,0,0,{"$f":"_xlfn.CONCAT(LEFT(H4248,3),\"-\")&IF(H4248=\"-\",0,COUNTIF($H$4:H4248,H4248))","v":"-0"},{"$f":"_xlfn.IFS($H4248<=0,\"-\",AS4248=1,_xlfn.CONCAT(\"FUN_NONDEF\",\"-DCON_\",LEFT(AQ4248,1),\"-FCON_\",LEFT(AR4248,1)),AT4248=1,_xlfn.CONCAT(\"FUN_DEF\",\"-DCON_\",LEFT(AQ4248,1),\"-FCON_\",LEFT(AR4248,1)),AU4248=1,_xlfn.CONCAT(\"NONFUN_NONDEF\",\"-DCON_\",LEFT(AQ4248,1),\"-FCON_\",LEFT(AR4248,1)),AV4248=1,_xlfn.CONCAT(\"NONFUN_DEF\",\"-DCON_\",LEFT(AQ4248,1),\"-FCON_\",LEFT(AR4248,1)),AS4248+AT4248+AU4248+AV4248<1,_xlfn.CONCAT(\"-\"))","v":"-"}]
[null,null,null,null,null,null,null,null,null,null,null,null,null,null,null,null,null,null,null,null,null,0,null,null,null,null,null,null,null,null,null,0,0,0,0,"Unknown",{"$f":"_xlfn.IFS(G4260=\"Natural\",0,H4260=\"\",0,H4260=\"COASTAL-CONSTRUCTED\",0,G4260=\"Constructed\",_xlfn.XLOOKUP($H4260,'Data Categories'!$U$4:$U$25,'Data Categories'!$V$4:V$25))","v":0},{"$f":"_xlfn.IFS(AK4260=\"\",0,AJ4260=\"Unknown\",0,AK4260>1,AK4260-AJ4260,AK4260=0,0)","v":0},{"$f":"_xlfn.IFS(Y4260=\"\",0,Y4260>1920,_xlfn.XLOOKUP($H4260,'Data Categories'!$AE$20:$AE$42,'Data Categories'!$AG$20:$AG$42,0))","v":0},{"$f":"_xlfn.IFS(Y4260=\"\",0,Y4260>0,(2025-Y4260))","v":0},{"$f":"_xlfn.IFS(Z4260=\"Non-Deficient\",\"Non-Deficient\",Z4260=\"Deficient\",\"Deficient\",AB4260=\"Deficient\",\"Deficient\",Z4260=\"Non-Deficient\",\"Non-Deficient\",AB4260=\"Non-Deficient\",\"Non-Deficient\",P4260=\"\",\"None\",AL4260<0,\"Deficient\",AL4260>10,\"Non-Deficient\")","v":"None"},{"$f":"_xlfn.IFS(H4260=\"LOW WATER CROSSING\",\"Non-Functional\",G4260=\"Natural\",\"Functional\",AA4260=\"Functional\",\"Functional\",AC4260=\"Functional\",\"Functional\",AA4260=\"Non-Functional\",\"Non-Functional\",AC4260=\"Non-Functional\",\"Non-Functional\",AA4260=\"Unknown\",\"Unknown\",AC4260=\"Unknown\",\"Unknown\",AA4260=\"\",\"None\")","v":"None"},{"$f":"_xlfn.IFS(X4260=\"Functionality\",\"Low\",W4260=\"No\",\"Low\",Y4260>=2015,\"High\",Y4260>=1920,\"Low\",W4260=\"\",\"None\",W4260=\"Unknown\",\"None\")","v":"None"},{"$f":"_xlfn.IFS(H4260=\"LOW WATER CROSSING\",\"Unknown\",G4260=\"Natural\",\"None\",AM4260<AN4260,\"High\",AC4260=\"Functional\",\"Low\",AC4260=\"Non-Functional\",\"Low\",W4260=\"No\",\"Low\",W4260=\"Unknown\",\"None\",X4260=\"Deficiency\",\"None\",W4260=\"Yes\",\"High\",W4260=\"\",\"None\")","v":"None"},0,0,0,0,{"$f":"_xlfn.CONCAT(LEFT(H4260,3),\"-\")&IF(H4260=\"-\",0,COUNTIF($H$4:H4260,H4260))","v":"-0"},{"$f":"_xlfn.IFS($H4260<=0,\"-\",AS4260=1,_xlfn.CONCAT(\"FUN_NONDEF\",\"-DCON_\",LEFT(AQ4260,1),\"-FCON_\",LEFT(AR4260,1)),AT4260=1,_xlfn.CONCAT(\"FUN_DEF\",\"-DCON_\",LEFT(AQ4260,1),\"-FCON_\",LEFT(AR4260,1)),AU4260=1,_xlfn.CONCAT(\"NONFUN_NONDEF\",\"-DCON_\",LEFT(AQ4260,1),\"-FCON_\",LEFT(AR4260,1)),AV4260=1,_xlfn.CONCAT(\"NONFUN_DEF\",\"-DCON_\",LEFT(AQ4260,1),\"-FCON_\",LEFT(AR4260,1)),AS4260+AT4260+AU4260+AV4260<1,_xlfn.CONCAT(\"-\"))","v":"-"}]
[null,null,null,null,null,null,null,null,null,null,null,null,null,null,null,null,null,null,null,null,null,0,null,null,null,null,null,null,null,null,null,0,0,0,0,"Unknown",{"$f":"_xlfn.IFS(G4267=\"Natural\",0,H4267=\"\",0,H4267=\"COASTAL-CONSTRUCTED\",0,G4267=\"Constructed\",_xlfn.XLOOKUP($H4267,'Data Categories'!$U$4:$U$25,'Data Categories'!$V$4:V$25))","v":0},{"$f":"_xlfn.IFS(AK4267=\"\",0,AJ4267=\"Unknown\",0,AK4267>1,AK4267-AJ4267,AK4267=0,0)","v":0},{"$f":"_xlfn.IFS(Y4267=\"\",0,Y4267>1920,_xlfn.XLOOKUP($H4267,'Data Categories'!$AE$20:$AE$42,'Data Categories'!$AG$20:$AG$42,0))","v":0},{"$f":"_xlfn.IFS(Y4267=\"\",0,Y4267>0,(2025-Y4267))","v":0},{"$f":"_xlfn.IFS(Z4267=\"Non-Deficient\",\"Non-Deficient\",Z4267=\"Deficient\",\"Deficient\",AB4267=\"Deficient\",\"Deficient\",Z4267=\"Non-Deficient\",\"Non-Deficient\",AB4267=\"Non-Deficient\",\"Non-Deficient\",P4267=\"\",\"None\",AL4267<0,\"Deficient\",AL4267>10,\"Non-Deficient\")","v":"None"},{"$f":"_xlfn.IFS(H4267=\"LOW WATER CROSSING\",\"Non-Functional\",G4267=\"Natural\",\"Functional\",AA4267=\"Functional\",\"Functional\",AC4267=\"Functional\",\"Functional\",AA4267=\"Non-Functional\",\"Non-Functional\",AC4267=\"Non-Functional\",\"Non-Functional\",AA4267=\"Unknown\",\"Unknown\",AC4267=\"Unknown\",\"Unknown\",AA4267=\"\",\"None\")","v":"None"},{"$f":"_xlfn.IFS(X4267=\"Functionality\",\"Low\",W4267=\"No\",\"Low\",Y4267>=2015,\"High\",Y4267>=1920,\"Low\",W4267=\"\",\"None\",W4267=\"Unknown\",\"None\")","v":"None"},{"$f":"_xlfn.IFS(H4267=\"LOW WATER CROSSING\",\"Unknown\",G4267=\"Natural\",\"None\",AM4267<AN4267,\"High\",AC4267=\"Functional\",\"Low\",AC4267=\"Non-Functional\",\"Low\",W4267=\"No\",\"Low\",W4267=\"Unknown\",\"None\",X4267=\"Deficiency\",\"None\",W4267=\"Yes\",\"High\",W4267=\"\",\"None\")","v":"None"},0,0,0,0,{"$f":"_xlfn.CONCAT(LEFT(H4267,3),\"-\")&IF(H4267=\"-\",0,COUNTIF($H$4:H4267,H4267))","v":"-0"},{"$f":"_xlfn.IFS($H4267<=0,\"-\",AS4267=1,_xlfn.CONCAT(\"FUN_NONDEF\",\"-DCON_\",LEFT(AQ4267,1),\"-FCON_\",LEFT(AR4267,1)),AT4267=1,_xlfn.CONCAT(\"FUN_DEF\",\"-DCON_\",LEFT(AQ4267,1),\"-FCON_\",LEFT(AR4267,1)),AU4267=1,_xlfn.CONCAT(\"NONFUN_NONDEF\",\"-DCON_\",LEFT(AQ4267,1),\"-FCON_\",LEFT(AR4267,1)),AV4267=1,_xlfn.CONCAT(\"NONFUN_DEF\",\"-DCON_\",LEFT(AQ4267,1),\"-FCON_\",LEFT(AR4267,1)),AS4267+AT4267+AU4267+AV4267<1,_xlfn.CONCAT(\"-\"))","v":"-"}]
[null,null,null,null,null,null,null,null,null,null,null,null,null,null,null,null,null,null,null,null,null,0,null,null,null,null,null,null,null,null,null,0,0,0,0,"Unknown",{"$f":"_xlfn.IFS(G4273=\"Natural\",0,H4273=\"\",0,H4273=\"COASTAL-CONSTRUCTED\",0,G4273=\"Constructed\",_xlfn.XLOOKUP($H4273,'Data Categories'!$U$4:$U$25,'Data Categories'!$V$4:V$25))","v":0},{"$f":"_xlfn.IFS(AK4273=\"\",0,AJ4273=\"Unknown\",0,AK4273>1,AK4273-AJ4273,AK4273=0,0)","v":0},{"$f":"_xlfn.IFS(Y4273=\"\",0,Y4273>1920,_xlfn.XLOOKUP($H4273,'Data Categories'!$AE$20:$AE$42,'Data Categories'!$AG$20:$AG$42,0))","v":0},{"$f":"_xlfn.IFS(Y4273=\"\",0,Y4273>0,(2025-Y4273))","v":0},{"$f":"_xlfn.IFS(Z4273=\"Non-Deficient\",\"Non-Deficient\",Z4273=\"Deficient\",\"Deficient\",AB4273=\"Deficient\",\"Deficient\",Z4273=\"Non-Deficient\",\"Non-Deficient\",AB4273=\"Non-Deficient\",\"Non-Deficient\",P4273=\"\",\"None\",AL4273<0,\"Deficient\",AL4273>10,\"Non-Deficient\")","v":"None"},{"$f":"_xlfn.IFS(H4273=\"LOW WATER CROSSING\",\"Non-Functional\",G4273=\"Natural\",\"Functional\",AA4273=\"Functional\",\"Functional\",AC4273=\"Functional\",\"Functional\",AA4273=\"Non-Functional\",\"Non-Functional\",AC4273=\"Non-Functional\",\"Non-Functional\",AA4273=\"Unknown\",\"Unknown\",AC4273=\"Unknown\",\"Unknown\",AA4273=\"\",\"None\")","v":"None"},{"$f":"_xlfn.IFS(X4273=\"Functionality\",\"Low\",W4273=\"No\",\"Low\",Y4273>=2015,\"High\",Y4273>=1920,\"Low\",W4273=\"\",\"None\",W4273=\"Unknown\",\"None\")","v":"None"},{"$f":"_xlfn.IFS(H4273=\"LOW WATER CROSSING\",\"Unknown\",G4273=\"Natural\",\"None\",AM4273<AN4273,\"High\",AC4273=\"Functional\",\"Low\",AC4273=\"Non-Functional\",\"Low\",W4273=\"No\",\"Low\",W4273=\"Unknown\",\"None\",X4273=\"Deficiency\",\"None\",W4273=\"Yes\",\"High\",W4273=\"\",\"None\")","v":"None"},0,0,0,0,{"$f":"_xlfn.CONCAT(LEFT(H4273,3),\"-\")&IF(H4273=\"-\",0,COUNTIF($H$4:H4273,H4273))","v":"-0"},{"$f":"_xlfn.IFS($H4273<=0,\"-\",AS4273=1,_xlfn.CONCAT(\"FUN_NONDEF\",\"-DCON_\",LEFT(AQ4273,1),\"-FCON_\",LEFT(AR4273,1)),AT4273=1,_xlfn.CONCAT(\"FUN_DEF\",\"-DCON_\",LEFT(AQ4273,1),\"-FCON_\",LEFT(AR4273,1)),AU4273=1,_xlfn.CONCAT(\"NONFUN_NONDEF\",\"-DCON_\",LEFT(AQ4273,1),\"-FCON_\",LEFT(AR4273,1)),AV4273=1,_xlfn.CONCAT(\"NONFUN_DEF\",\"-DCON_\",LEFT(AQ4273,1),\"-FCON_\",LEFT(AR4273,1)),AS4273+AT4273+AU4273+AV4273<1,_xlfn.CONCAT(\"-\"))","v":"-"}]
[null,null,null,null,null,null,null,null,null,null,null,null,null,null,null,null,null,null,null,null,null,0,null,null,null,null,null,null,null,null,null,0,0,0,0,"Unknown",{"$f":"_xlfn.IFS(G4285=\"Natural\",0,H4285=\"\",0,H4285=\"COASTAL-CONSTRUCTED\",0,G4285=\"Constructed\",_xlfn.XLOOKUP($H4285,'Data Categories'!$U$4:$U$25,'Data Categories'!$V$4:V$25))","v":0},{"$f":"_xlfn.IFS(AK4285=\"\",0,AJ4285=\"Unknown\",0,AK4285>1,AK4285-AJ4285,AK4285=0,0)","v":0},{"$f":"_xlfn.IFS(Y4285=\"\",0,Y4285>1920,_xlfn.XLOOKUP($H4285,'Data Categories'!$AE$20:$AE$42,'Data Categories'!$AG$20:$AG$42,0))","v":0},{"$f":"_xlfn.IFS(Y4285=\"\",0,Y4285>0,(2025-Y4285))","v":0},{"$f":"_xlfn.IFS(Z4285=\"Non-Deficient\",\"Non-Deficient\",Z4285=\"Deficient\",\"Deficient\",AB4285=\"Deficient\",\"Deficient\",Z4285=\"Non-Deficient\",\"Non-Deficient\",AB4285=\"Non-Deficient\",\"Non-Deficient\",P4285=\"\",\"None\",AL4285<0,\"Deficient\",AL4285>10,\"Non-Deficient\")","v":"None"},{"$f":"_xlfn.IFS(H4285=\"LOW WATER CROSSING\",\"Non-Functional\",G4285=\"Natural\",\"Functional\",AA4285=\"Functional\",\"Functional\",AC4285=\"Functional\",\"Functional\",AA4285=\"Non-Functional\",\"Non-Functional\",AC4285=\"Non-Functional\",\"Non-Functional\",AA4285=\"Unknown\",\"Unknown\",AC4285=\"Unknown\",\"Unknown\",AA4285=\"\",\"None\")","v":"None"},{"$f":"_xlfn.IFS(X4285=\"Functionality\",\"Low\",W4285=\"No\",\"Low\",Y4285>=2015,\"High\",Y4285>=1920,\"Low\",W4285=\"\",\"None\",W4285=\"Unknown\",\"None\")","v":"None"},{"$f":"_xlfn.IFS(H4285=\"LOW WATER CROSSING\",\"Unknown\",G4285=\"Natural\",\"None\",AM4285<AN4285,\"High\",AC4285=\"Functional\",\"Low\",AC4285=\"Non-Functional\",\"Low\",W4285=\"No\",\"Low\",W4285=\"Unknown\",\"None\",X4285=\"Deficiency\",\"None\",W4285=\"Yes\",\"High\",W4285=\"\",\"None\")","v":"None"},0,0,0,0,{"$f":"_xlfn.CONCAT(LEFT(H4285,3),\"-\")&IF(H4285=\"-\",0,COUNTIF($H$4:H4285,H4285))","v":"-0"},{"$f":"_xlfn.IFS($H4285<=0,\"-\",AS4285=1,_xlfn.CONCAT(\"FUN_NONDEF\",\"-DCON_\",LEFT(AQ4285,1),\"-FCON_\",LEFT(AR4285,1)),AT4285=1,_xlfn.CONCAT(\"FUN_DEF\",\"-DCON_\",LEFT(AQ4285,1),\"-FCON_\",LEFT(AR4285,1)),AU4285=1,_xlfn.CONCAT(\"NONFUN_NONDEF\",\"-DCON_\",LEFT(AQ4285,1),\"-FCON_\",LEFT(AR4285,1)),AV4285=1,_xlfn.CONCAT(\"NONFUN_DEF\",\"-DCON_\",LEFT(AQ4285,1),\"-FCON_\",LEFT(AR4285,1)),AS4285+AT4285+AU4285+AV4285<1,_xlfn.CONCAT(\"-\"))","v":"-"}]
[null,null,null,null,null,null,null,null,null,null,null,null,null,null,null,null,null,null,null,null,null,0,null,null,null,null,null,null,null,null,null,0,0,0,0,"Unknown",{"$f":"_xlfn.IFS(G4297=\"Natural\",0,H4297=\"\",0,H4297=\"COASTAL-CONSTRUCTED\",0,G4297=\"Constructed\",_xlfn.XLOOKUP($H4297,'Data Categories'!$U$4:$U$25,'Data Categories'!$V$4:V$25))","v":0},{"$f":"_xlfn.IFS(AK4297=\"\",0,AJ4297=\"Unknown\",0,AK4297>1,AK4297-AJ4297,AK4297=0,0)","v":0},{"$f":"_xlfn.IFS(Y4297=\"\",0,Y4297>1920,_xlfn.XLOOKUP($H4297,'Data Categories'!$AE$20:$AE$42,'Data Categories'!$AG$20:$AG$42,0))","v":0},{"$f":"_xlfn.IFS(Y4297=\"\",0,Y4297>0,(2025-Y4297))","v":0},{"$f":"_xlfn.IFS(Z4297=\"Non-Deficient\",\"Non-Deficient\",Z4297=\"Deficient\",\"Deficient\",AB4297=\"Deficient\",\"Deficient\",Z4297=\"Non-Deficient\",\"Non-Deficient\",AB4297=\"Non-Deficient\",\"Non-Deficient\",P4297=\"\",\"None\",AL4297<0,\"Deficient\",AL4297>10,\"Non-Deficient\")","v":"None"},{"$f":"_xlfn.IFS(H4297=\"LOW WATER CROSSING\",\"Non-Functional\",G4297=\"Natural\",\"Functional\",AA4297=\"Functional\",\"Functional\",AC4297=\"Functional\",\"Functional\",AA4297=\"Non-Functional\",\"Non-Functional\",AC4297=\"Non-Functional\",\"Non-Functional\",AA4297=\"Unknown\",\"Unknown\",AC4297=\"Unknown\",\"Unknown\",AA4297=\"\",\"None\")","v":"None"},{"$f":"_xlfn.IFS(X4297=\"Functionality\",\"Low\",W4297=\"No\",\"Low\",Y4297>=2015,\"High\",Y4297>=1920,\"Low\",W4297=\"\",\"None\",W4297=\"Unknown\",\"None\")","v":"None"},{"$f":"_xlfn.IFS(H4297=\"LOW WATER CROSSING\",\"Unknown\",G4297=\"Natural\",\"None\",AM4297<AN4297,\"High\",AC4297=\"Functional\",\"Low\",AC4297=\"Non-Functional\",\"Low\",W4297=\"No\",\"Low\",W4297=\"Unknown\",\"None\",X4297=\"Deficiency\",\"None\",W4297=\"Yes\",\"High\",W4297=\"\",\"None\")","v":"None"},0,0,0,0,{"$f":"_xlfn.CONCAT(LEFT(H4297,3),\"-\")&IF(H4297=\"-\",0,COUNTIF($H$4:H4297,H4297))","v":"-0"},{"$f":"_xlfn.IFS($H4297<=0,\"-\",AS4297=1,_xlfn.CONCAT(\"FUN_NONDEF\",\"-DCON_\",LEFT(AQ4297,1),\"-FCON_\",LEFT(AR4297,1)),AT4297=1,_xlfn.CONCAT(\"FUN_DEF\",\"-DCON_\",LEFT(AQ4297,1),\"-FCON_\",LEFT(AR4297,1)),AU4297=1,_xlfn.CONCAT(\"NONFUN_NONDEF\",\"-DCON_\",LEFT(AQ4297,1),\"-FCON_\",LEFT(AR4297,1)),AV4297=1,_xlfn.CONCAT(\"NONFUN_DEF\",\"-DCON_\",LEFT(AQ4297,1),\"-FCON_\",LEFT(AR4297,1)),AS4297+AT4297+AU4297+AV4297<1,_xlfn.CONCAT(\"-\"))","v":"-"}]
[null,null,null,null,null,null,null,null,null,null,null,null,null,null,null,null,null,null,null,null,null,0,null,null,null,null,null,null,null,null,null,0,0,0,0,"Unknown",{"$f":"_xlfn.IFS(G4300=\"Natural\",0,H4300=\"\",0,H4300=\"COASTAL-CONSTRUCTED\",0,G4300=\"Constructed\",_xlfn.XLOOKUP($H4300,'Data Categories'!$U$4:$U$25,'Data Categories'!$V$4:V$25))","v":0},{"$f":"_xlfn.IFS(AK4300=\"\",0,AJ4300=\"Unknown\",0,AK4300>1,AK4300-AJ4300,AK4300=0,0)","v":0},{"$f":"_xlfn.IFS(Y4300=\"\",0,Y4300>1920,_xlfn.XLOOKUP($H4300,'Data Categories'!$AE$20:$AE$42,'Data Categories'!$AG$20:$AG$42,0))","v":0},{"$f":"_xlfn.IFS(Y4300=\"\",0,Y4300>0,(2025-Y4300))","v":0},{"$f":"_xlfn.IFS(Z4300=\"Non-Deficient\",\"Non-Deficient\",Z4300=\"Deficient\",\"Deficient\",AB4300=\"Deficient\",\"Deficient\",Z4300=\"Non-Deficient\",\"Non-Deficient\",AB4300=\"Non-Deficient\",\"Non-Deficient\",P4300=\"\",\"None\",AL4300<0,\"Deficient\",AL4300>10,\"Non-Deficient\")","v":"None"},{"$f":"_xlfn.IFS(H4300=\"LOW WATER CROSSING\",\"Non-Functional\",G4300=\"Natural\",\"Functional\",AA4300=\"Functional\",\"Functional\",AC4300=\"Functional\",\"Functional\",AA4300=\"Non-Functional\",\"Non-Functional\",AC4300=\"Non-Functional\",\"Non-Functional\",AA4300=\"Unknown\",\"Unknown\",AC4300=\"Unknown\",\"Unknown\",AA4300=\"\",\"None\")","v":"None"},{"$f":"_xlfn.IFS(X4300=\"Functionality\",\"Low\",W4300=\"No\",\"Low\",Y4300>=2015,\"High\",Y4300>=1920,\"Low\",W4300=\"\",\"None\",W4300=\"Unknown\",\"None\")","v":"None"},{"$f":"_xlfn.IFS(H4300=\"LOW WATER CROSSING\",\"Unknown\",G4300=\"Natural\",\"None\",AM4300<AN4300,\"High\",AC4300=\"Functional\",\"Low\",AC4300=\"Non-Functional\",\"Low\",W4300=\"No\",\"Low\",W4300=\"Unknown\",\"None\",X4300=\"Deficiency\",\"None\",W4300=\"Yes\",\"High\",W4300=\"\",\"None\")","v":"None"},0,0,0,0,{"$f":"_xlfn.CONCAT(LEFT(H4300,3),\"-\")&IF(H4300=\"-\",0,COUNTIF($H$4:H4300,H4300))","v":"-0"},{"$f":"_xlfn.IFS($H4300<=0,\"-\",AS4300=1,_xlfn.CONCAT(\"FUN_NONDEF\",\"-DCON_\",LEFT(AQ4300,1),\"-FCON_\",LEFT(AR4300,1)),AT4300=1,_xlfn.CONCAT(\"FUN_DEF\",\"-DCON_\",LEFT(AQ4300,1),\"-FCON_\",LEFT(AR4300,1)),AU4300=1,_xlfn.CONCAT(\"NONFUN_NONDEF\",\"-DCON_\",LEFT(AQ4300,1),\"-FCON_\",LEFT(AR4300,1)),AV4300=1,_xlfn.CONCAT(\"NONFUN_DEF\",\"-DCON_\",LEFT(AQ4300,1),\"-FCON_\",LEFT(AR4300,1)),AS4300+AT4300+AU4300+AV4300<1,_xlfn.CONCAT(\"-\"))","v":"-"}]
[null,null,null,null,null,null,null,null,null,null,null,null,null,null,null,null,null,null,null,null,null,0,null,null,null,null,null,null,null,null,null,0,0,0,0,"Unknown",{"$f":"_xlfn.IFS(G4312=\"Natural\",0,H4312=\"\",0,H4312=\"COASTAL-CONSTRUCTED\",0,G4312=\"Constructed\",_xlfn.XLOOKUP($H4312,'Data Categories'!$U$4:$U$25,'Data Categories'!$V$4:V$25))","v":0},{"$f":"_xlfn.IFS(AK4312=\"\",0,AJ4312=\"Unknown\",0,AK4312>1,AK4312-AJ4312,AK4312=0,0)","v":0},{"$f":"_xlfn.IFS(Y4312=\"\",0,Y4312>1920,_xlfn.XLOOKUP($H4312,'Data Categories'!$AE$20:$AE$42,'Data Categories'!$AG$20:$AG$42,0))","v":0},{"$f":"_xlfn.IFS(Y4312=\"\",0,Y4312>0,(2025-Y4312))","v":0},{"$f":"_xlfn.IFS(Z4312=\"Non-Deficient\",\"Non-Deficient\",Z4312=\"Deficient\",\"Deficient\",AB4312=\"Deficient\",\"Deficient\",Z4312=\"Non-Deficient\",\"Non-Deficient\",AB4312=\"Non-Deficient\",\"Non-Deficient\",P4312=\"\",\"None\",AL4312<0,\"Deficient\",AL4312>10,\"Non-Deficient\")","v":"None"},{"$f":"_xlfn.IFS(H4312=\"LOW WATER CROSSING\",\"Non-Functional\",G4312=\"Natural\",\"Functional\",AA4312=\"Functional\",\"Functional\",AC4312=\"Functional\",\"Functional\",AA4312=\"Non-Functional\",\"Non-Functional\",AC4312=\"Non-Functional\",\"Non-Functional\",AA4312=\"Unknown\",\"Unknown\",AC4312=\"Unknown\",\"Unknown\",AA4312=\"\",\"None\")","v":"None"},{"$f":"_xlfn.IFS(X4312=\"Functionality\",\"Low\",W4312=\"No\",\"Low\",Y4312>=2015,\"High\",Y4312>=1920,\"Low\",W4312=\"\",\"None\",W4312=\"Unknown\",\"None\")","v":"None"},{"$f":"_xlfn.IFS(H4312=\"LOW WATER CROSSING\",\"Unknown\",G4312=\"Natural\",\"None\",AM4312<AN4312,\"High\",AC4312=\"Functional\",\"Low\",AC4312=\"Non-Functional\",\"Low\",W4312=\"No\",\"Low\",W4312=\"Unknown\",\"None\",X4312=\"Deficiency\",\"None\",W4312=\"Yes\",\"High\",W4312=\"\",\"None\")","v":"None"},0,0,0,0,{"$f":"_xlfn.CONCAT(LEFT(H4312,3),\"-\")&IF(H4312=\"-\",0,COUNTIF($H$4:H4312,H4312))","v":"-0"},{"$f":"_xlfn.IFS($H4312<=0,\"-\",AS4312=1,_xlfn.CONCAT(\"FUN_NONDEF\",\"-DCON_\",LEFT(AQ4312,1),\"-FCON_\",LEFT(AR4312,1)),AT4312=1,_xlfn.CONCAT(\"FUN_DEF\",\"-DCON_\",LEFT(AQ4312,1),\"-FCON_\",LEFT(AR4312,1)),AU4312=1,_xlfn.CONCAT(\"NONFUN_NONDEF\",\"-DCON_\",LEFT(AQ4312,1),\"-FCON_\",LEFT(AR4312,1)),AV4312=1,_xlfn.CONCAT(\"NONFUN_DEF\",\"-DCON_\",LEFT(AQ4312,1),\"-FCON_\",LEFT(AR4312,1)),AS4312+AT4312+AU4312+AV4312<1,_xlfn.CONCAT(\"-\"))","v":"-"}]
[null,null,null,null,null,null,null,null,null,null,null,null,null,null,null,null,null,null,null,null,null,0,null,null,null,null,null,null,null,null,null,0,0,0,0,"Unknown",{"$f":"_xlfn.IFS(G4318=\"Natural\",0,H4318=\"\",0,H4318=\"COASTAL-CONSTRUCTED\",0,G4318=\"Constructed\",_xlfn.XLOOKUP($H4318,'Data Categories'!$U$4:$U$25,'Data Categories'!$V$4:V$25))","v":0},{"$f":"_xlfn.IFS(AK4318=\"\",0,AJ4318=\"Unknown\",0,AK4318>1,AK4318-AJ4318,AK4318=0,0)","v":0},{"$f":"_xlfn.IFS(Y4318=\"\",0,Y4318>1920,_xlfn.XLOOKUP($H4318,'Data Categories'!$AE$20:$AE$42,'Data Categories'!$AG$20:$AG$42,0))","v":0},{"$f":"_xlfn.IFS(Y4318=\"\",0,Y4318>0,(2025-Y4318))","v":0},{"$f":"_xlfn.IFS(Z4318=\"Non-Deficient\",\"Non-Deficient\",Z4318=\"Deficient\",\"Deficient\",AB4318=\"Deficient\",\"Deficient\",Z4318=\"Non-Deficient\",\"Non-Deficient\",AB4318=\"Non-Deficient\",\"Non-Deficient\",P4318=\"\",\"None\",AL4318<0,\"Deficient\",AL4318>10,\"Non-Deficient\")","v":"None"},{"$f":"_xlfn.IFS(H4318=\"LOW WATER CROSSING\",\"Non-Functional\",G4318=\"Natural\",\"Functional\",AA4318=\"Functional\",\"Functional\",AC4318=\"Functional\",\"Functional\",AA4318=\"Non-Functional\",\"Non-Functional\",AC4318=\"Non-Functional\",\"Non-Functional\",AA4318=\"Unknown\",\"Unknown\",AC4318=\"Unknown\",\"Unknown\",AA4318=\"\",\"None\")","v":"None"},{"$f":"_xlfn.IFS(X4318=\"Functionality\",\"Low\",W4318=\"No\",\"Low\",Y4318>=2015,\"High\",Y4318>=1920,\"Low\",W4318=\"\",\"None\",W4318=\"Unknown\",\"None\")","v":"None"},{"$f":"_xlfn.IFS(H4318=\"LOW WATER CROSSING\",\"Unknown\",G4318=\"Natural\",\"None\",AM4318<AN4318,\"High\",AC4318=\"Functional\",\"Low\",AC4318=\"Non-Functional\",\"Low\",W4318=\"No\",\"Low\",W4318=\"Unknown\",\"None\",X4318=\"Deficiency\",\"None\",W4318=\"Yes\",\"High\",W4318=\"\",\"None\")","v":"None"},0,0,0,0,{"$f":"_xlfn.CONCAT(LEFT(H4318,3),\"-\")&IF(H4318=\"-\",0,COUNTIF($H$4:H4318,H4318))","v":"-0"},{"$f":"_xlfn.IFS($H4318<=0,\"-\",AS4318=1,_xlfn.CONCAT(\"FUN_NONDEF\",\"-DCON_\",LEFT(AQ4318,1),\"-FCON_\",LEFT(AR4318,1)),AT4318=1,_xlfn.CONCAT(\"FUN_DEF\",\"-DCON_\",LEFT(AQ4318,1),\"-FCON_\",LEFT(AR4318,1)),AU4318=1,_xlfn.CONCAT(\"NONFUN_NONDEF\",\"-DCON_\",LEFT(AQ4318,1),\"-FCON_\",LEFT(AR4318,1)),AV4318=1,_xlfn.CONCAT(\"NONFUN_DEF\",\"-DCON_\",LEFT(AQ4318,1),\"-FCON_\",LEFT(AR4318,1)),AS4318+AT4318+AU4318+AV4318<1,_xlfn.CONCAT(\"-\"))","v":"-"}]
[null,null,null,null,null,null,null,null,null,null,null,null,null,null,null,null,null,null,null,null,null,0,null,null,null,null,null,null,null,null,null,0,0,0,0,"Unknown",{"$f":"_xlfn.IFS(G4330=\"Natural\",0,H4330=\"\",0,H4330=\"COASTAL-CONSTRUCTED\",0,G4330=\"Constructed\",_xlfn.XLOOKUP($H4330,'Data Categories'!$U$4:$U$25,'Data Categories'!$V$4:V$25))","v":0},{"$f":"_xlfn.IFS(AK4330=\"\",0,AJ4330=\"Unknown\",0,AK4330>1,AK4330-AJ4330,AK4330=0,0)","v":0},{"$f":"_xlfn.IFS(Y4330=\"\",0,Y4330>1920,_xlfn.XLOOKUP($H4330,'Data Categories'!$AE$20:$AE$42,'Data Categories'!$AG$20:$AG$42,0))","v":0},{"$f":"_xlfn.IFS(Y4330=\"\",0,Y4330>0,(2025-Y4330))","v":0},{"$f":"_xlfn.IFS(Z4330=\"Non-Deficient\",\"Non-Deficient\",Z4330=\"Deficient\",\"Deficient\",AB4330=\"Deficient\",\"Deficient\",Z4330=\"Non-Deficient\",\"Non-Deficient\",AB4330=\"Non-Deficient\",\"Non-Deficient\",P4330=\"\",\"None\",AL4330<0,\"Deficient\",AL4330>10,\"Non-Deficient\")","v":"None"},{"$f":"_xlfn.IFS(H4330=\"LOW WATER CROSSING\",\"Non-Functional\",G4330=\"Natural\",\"Functional\",AA4330=\"Functional\",\"Functional\",AC4330=\"Functional\",\"Functional\",AA4330=\"Non-Functional\",\"Non-Functional\",AC4330=\"Non-Functional\",\"Non-Functional\",AA4330=\"Unknown\",\"Unknown\",AC4330=\"Unknown\",\"Unknown\",AA4330=\"\",\"None\")","v":"None"},{"$f":"_xlfn.IFS(X4330=\"Functionality\",\"Low\",W4330=\"No\",\"Low\",Y4330>=2015,\"High\",Y4330>=1920,\"Low\",W4330=\"\",\"None\",W4330=\"Unknown\",\"None\")","v":"None"},{"$f":"_xlfn.IFS(H4330=\"LOW WATER CROSSING\",\"Unknown\",G4330=\"Natural\",\"None\",AM4330<AN4330,\"High\",AC4330=\"Functional\",\"Low\",AC4330=\"Non-Functional\",\"Low\",W4330=\"No\",\"Low\",W4330=\"Unknown\",\"None\",X4330=\"Deficiency\",\"None\",W4330=\"Yes\",\"High\",W4330=\"\",\"None\")","v":"None"},0,0,0,0,{"$f":"_xlfn.CONCAT(LEFT(H4330,3),\"-\")&IF(H4330=\"-\",0,COUNTIF($H$4:H4330,H4330))","v":"-0"},{"$f":"_xlfn.IFS($H4330<=0,\"-\",AS4330=1,_xlfn.CONCAT(\"FUN_NONDEF\",\"-DCON_\",LEFT(AQ4330,1),\"-FCON_\",LEFT(AR4330,1)),AT4330=1,_xlfn.CONCAT(\"FUN_DEF\",\"-DCON_\",LEFT(AQ4330,1),\"-FCON_\",LEFT(AR4330,1)),AU4330=1,_xlfn.CONCAT(\"NONFUN_NONDEF\",\"-DCON_\",LEFT(AQ4330,1),\"-FCON_\",LEFT(AR4330,1)),AV4330=1,_xlfn.CONCAT(\"NONFUN_DEF\",\"-DCON_\",LEFT(AQ4330,1),\"-FCON_\",LEFT(AR4330,1)),AS4330+AT4330+AU4330+AV4330<1,_xlfn.CONCAT(\"-\"))","v":"-"}]
[null,null,null,null,null,null,null,null,null,null,null,null,null,null,null,null,null,null,null,null,null,0,null,null,null,null,null,null,null,null,null,0,0,0,0,"Unknown",{"$f":"_xlfn.IFS(G4337=\"Natural\",0,H4337=\"\",0,H4337=\"COASTAL-CONSTRUCTED\",0,G4337=\"Constructed\",_xlfn.XLOOKUP($H4337,'Data Categories'!$U$4:$U$25,'Data Categories'!$V$4:V$25))","v":0},{"$f":"_xlfn.IFS(AK4337=\"\",0,AJ4337=\"Unknown\",0,AK4337>1,AK4337-AJ4337,AK4337=0,0)","v":0},{"$f":"_xlfn.IFS(Y4337=\"\",0,Y4337>1920,_xlfn.XLOOKUP($H4337,'Data Categories'!$AE$20:$AE$42,'Data Categories'!$AG$20:$AG$42,0))","v":0},{"$f":"_xlfn.IFS(Y4337=\"\",0,Y4337>0,(2025-Y4337))","v":0},{"$f":"_xlfn.IFS(Z4337=\"Non-Deficient\",\"Non-Deficient\",Z4337=\"Deficient\",\"Deficient\",AB4337=\"Deficient\",\"Deficient\",Z4337=\"Non-Deficient\",\"Non-Deficient\",AB4337=\"Non-Deficient\",\"Non-Deficient\",P4337=\"\",\"None\",AL4337<0,\"Deficient\",AL4337>10,\"Non-Deficient\")","v":"None"},{"$f":"_xlfn.IFS(H4337=\"LOW WATER CROSSING\",\"Non-Functional\",G4337=\"Natural\",\"Functional\",AA4337=\"Functional\",\"Functional\",AC4337=\"Functional\",\"Functional\",AA4337=\"Non-Functional\",\"Non-Functional\",AC4337=\"Non-Functional\",\"Non-Functional\",AA4337=\"Unknown\",\"Unknown\",AC4337=\"Unknown\",\"Unknown\",AA4337=\"\",\"None\")","v":"None"},{"$f":"_xlfn.IFS(X4337=\"Functionality\",\"Low\",W4337=\"No\",\"Low\",Y4337>=2015,\"High\",Y4337>=1920,\"Low\",W4337=\"\",\"None\",W4337=\"Unknown\",\"None\")","v":"None"},{"$f":"_xlfn.IFS(H4337=\"LOW WATER CROSSING\",\"Unknown\",G4337=\"Natural\",\"None\",AM4337<AN4337,\"High\",AC4337=\"Functional\",\"Low\",AC4337=\"Non-Functional\",\"Low\",W4337=\"No\",\"Low\",W4337=\"Unknown\",\"None\",X4337=\"Deficiency\",\"None\",W4337=\"Yes\",\"High\",W4337=\"\",\"None\")","v":"None"},0,0,0,0,{"$f":"_xlfn.CONCAT(LEFT(H4337,3),\"-\")&IF(H4337=\"-\",0,COUNTIF($H$4:H4337,H4337))","v":"-0"},{"$f":"_xlfn.IFS($H4337<=0,\"-\",AS4337=1,_xlfn.CONCAT(\"FUN_NONDEF\",\"-DCON_\",LEFT(AQ4337,1),\"-FCON_\",LEFT(AR4337,1)),AT4337=1,_xlfn.CONCAT(\"FUN_DEF\",\"-DCON_\",LEFT(AQ4337,1),\"-FCON_\",LEFT(AR4337,1)),AU4337=1,_xlfn.CONCAT(\"NONFUN_NONDEF\",\"-DCON_\",LEFT(AQ4337,1),\"-FCON_\",LEFT(AR4337,1)),AV4337=1,_xlfn.CONCAT(\"NONFUN_DEF\",\"-DCON_\",LEFT(AQ4337,1),\"-FCON_\",LEFT(AR4337,1)),AS4337+AT4337+AU4337+AV4337<1,_xlfn.CONCAT(\"-\"))","v":"-"}]
[null,null,null,null,null,null,null,null,null,null,null,null,null,null,null,null,null,null,null,null,null,0,null,null,null,null,null,null,null,null,null,0,0,0,0,"Unknown",{"$f":"_xlfn.IFS(G4343=\"Natural\",0,H4343=\"\",0,H4343=\"COASTAL-CONSTRUCTED\",0,G4343=\"Constructed\",_xlfn.XLOOKUP($H4343,'Data Categories'!$U$4:$U$25,'Data Categories'!$V$4:V$25))","v":0},{"$f":"_xlfn.IFS(AK4343=\"\",0,AJ4343=\"Unknown\",0,AK4343>1,AK4343-AJ4343,AK4343=0,0)","v":0},{"$f":"_xlfn.IFS(Y4343=\"\",0,Y4343>1920,_xlfn.XLOOKUP($H4343,'Data Categories'!$AE$20:$AE$42,'Data Categories'!$AG$20:$AG$42,0))","v":0},{"$f":"_xlfn.IFS(Y4343=\"\",0,Y4343>0,(2025-Y4343))","v":0},{"$f":"_xlfn.IFS(Z4343=\"Non-Deficient\",\"Non-Deficient\",Z4343=\"Deficient\",\"Deficient\",AB4343=\"Deficient\",\"Deficient\",Z4343=\"Non-Deficient\",\"Non-Deficient\",AB4343=\"Non-Deficient\",\"Non-Deficient\",P4343=\"\",\"None\",AL4343<0,\"Deficient\",AL4343>10,\"Non-Deficient\")","v":"None"},{"$f":"_xlfn.IFS(H4343=\"LOW WATER CROSSING\",\"Non-Functional\",G4343=\"Natural\",\"Functional\",AA4343=\"Functional\",\"Functional\",AC4343=\"Functional\",\"Functional\",AA4343=\"Non-Functional\",\"Non-Functional\",AC4343=\"Non-Functional\",\"Non-Functional\",AA4343=\"Unknown\",\"Unknown\",AC4343=\"Unknown\",\"Unknown\",AA4343=\"\",\"None\")","v":"None"},{"$f":"_xlfn.IFS(X4343=\"Functionality\",\"Low\",W4343=\"No\",\"Low\",Y4343>=2015,\"High\",Y4343>=1920,\"Low\",W4343=\"\",\"None\",W4343=\"Unknown\",\"None\")","v":"None"},{"$f":"_xlfn.IFS(H4343=\"LOW WATER CROSSING\",\"Unknown\",G4343=\"Natural\",\"None\",AM4343<AN4343,\"High\",AC4343=\"Functional\",\"Low\",AC4343=\"Non-Functional\",\"Low\",W4343=\"No\",\"Low\",W4343=\"Unknown\",\"None\",X4343=\"Deficiency\",\"None\",W4343=\"Yes\",\"High\",W4343=\"\",\"None\")","v":"None"},0,0,0,0,{"$f":"_xlfn.CONCAT(LEFT(H4343,3),\"-\")&IF(H4343=\"-\",0,COUNTIF($H$4:H4343,H4343))","v":"-0"},{"$f":"_xlfn.IFS($H4343<=0,\"-\",AS4343=1,_xlfn.CONCAT(\"FUN_NONDEF\",\"-DCON_\",LEFT(AQ4343,1),\"-FCON_\",LEFT(AR4343,1)),AT4343=1,_xlfn.CONCAT(\"FUN_DEF\",\"-DCON_\",LEFT(AQ4343,1),\"-FCON_\",LEFT(AR4343,1)),AU4343=1,_xlfn.CONCAT(\"NONFUN_NONDEF\",\"-DCON_\",LEFT(AQ4343,1),\"-FCON_\",LEFT(AR4343,1)),AV4343=1,_xlfn.CONCAT(\"NONFUN_DEF\",\"-DCON_\",LEFT(AQ4343,1),\"-FCON_\",LEFT(AR4343,1)),AS4343+AT4343+AU4343+AV4343<1,_xlfn.CONCAT(\"-\"))","v":"-"}]
[null,null,null,null,null,null,null,null,null,null,null,null,null,null,null,null,null,null,null,null,null,0,null,null,null,null,null,null,null,null,null,0,0,0,0,"Unknown",{"$f":"_xlfn.IFS(G4355=\"Natural\",0,H4355=\"\",0,H4355=\"COASTAL-CONSTRUCTED\",0,G4355=\"Constructed\",_xlfn.XLOOKUP($H4355,'Data Categories'!$U$4:$U$25,'Data Categories'!$V$4:V$25))","v":0},{"$f":"_xlfn.IFS(AK4355=\"\",0,AJ4355=\"Unknown\",0,AK4355>1,AK4355-AJ4355,AK4355=0,0)","v":0},{"$f":"_xlfn.IFS(Y4355=\"\",0,Y4355>1920,_xlfn.XLOOKUP($H4355,'Data Categories'!$AE$20:$AE$42,'Data Categories'!$AG$20:$AG$42,0))","v":0},{"$f":"_xlfn.IFS(Y4355=\"\",0,Y4355>0,(2025-Y4355))","v":0},{"$f":"_xlfn.IFS(Z4355=\"Non-Deficient\",\"Non-Deficient\",Z4355=\"Deficient\",\"Deficient\",AB4355=\"Deficient\",\"Deficient\",Z4355=\"Non-Deficient\",\"Non-Deficient\",AB4355=\"Non-Deficient\",\"Non-Deficient\",P4355=\"\",\"None\",AL4355<0,\"Deficient\",AL4355>10,\"Non-Deficient\")","v":"None"},{"$f":"_xlfn.IFS(H4355=\"LOW WATER CROSSING\",\"Non-Functional\",G4355=\"Natural\",\"Functional\",AA4355=\"Functional\",\"Functional\",AC4355=\"Functional\",\"Functional\",AA4355=\"Non-Functional\",\"Non-Functional\",AC4355=\"Non-Functional\",\"Non-Functional\",AA4355=\"Unknown\",\"Unknown\",AC4355=\"Unknown\",\"Unknown\",AA4355=\"\",\"None\")","v":"None"},{"$f":"_xlfn.IFS(X4355=\"Functionality\",\"Low\",W4355=\"No\",\"Low\",Y4355>=2015,\"High\",Y4355>=1920,\"Low\",W4355=\"\",\"None\",W4355=\"Unknown\",\"None\")","v":"None"},{"$f":"_xlfn.IFS(H4355=\"LOW WATER CROSSING\",\"Unknown\",G4355=\"Natural\",\"None\",AM4355<AN4355,\"High\",AC4355=\"Functional\",\"Low\",AC4355=\"Non-Functional\",\"Low\",W4355=\"No\",\"Low\",W4355=\"Unknown\",\"None\",X4355=\"Deficiency\",\"None\",W4355=\"Yes\",\"High\",W4355=\"\",\"None\")","v":"None"},0,0,0,0,{"$f":"_xlfn.CONCAT(LEFT(H4355,3),\"-\")&IF(H4355=\"-\",0,COUNTIF($H$4:H4355,H4355))","v":"-0"},{"$f":"_xlfn.IFS($H4355<=0,\"-\",AS4355=1,_xlfn.CONCAT(\"FUN_NONDEF\",\"-DCON_\",LEFT(AQ4355,1),\"-FCON_\",LEFT(AR4355,1)),AT4355=1,_xlfn.CONCAT(\"FUN_DEF\",\"-DCON_\",LEFT(AQ4355,1),\"-FCON_\",LEFT(AR4355,1)),AU4355=1,_xlfn.CONCAT(\"NONFUN_NONDEF\",\"-DCON_\",LEFT(AQ4355,1),\"-FCON_\",LEFT(AR4355,1)),AV4355=1,_xlfn.CONCAT(\"NONFUN_DEF\",\"-DCON_\",LEFT(AQ4355,1),\"-FCON_\",LEFT(AR4355,1)),AS4355+AT4355+AU4355+AV4355<1,_xlfn.CONCAT(\"-\"))","v":"-"}]
[null,null,null,null,null,null,null,null,null,null,null,null,null,null,null,null,null,null,null,null,null,0,null,null,null,null,null,null,null,null,null,0,0,0,0,"Unknown",{"$f":"_xlfn.IFS(G4367=\"Natural\",0,H4367=\"\",0,H4367=\"COASTAL-CONSTRUCTED\",0,G4367=\"Constructed\",_xlfn.XLOOKUP($H4367,'Data Categories'!$U$4:$U$25,'Data Categories'!$V$4:V$25))","v":0},{"$f":"_xlfn.IFS(AK4367=\"\",0,AJ4367=\"Unknown\",0,AK4367>1,AK4367-AJ4367,AK4367=0,0)","v":0},{"$f":"_xlfn.IFS(Y4367=\"\",0,Y4367>1920,_xlfn.XLOOKUP($H4367,'Data Categories'!$AE$20:$AE$42,'Data Categories'!$AG$20:$AG$42,0))","v":0},{"$f":"_xlfn.IFS(Y4367=\"\",0,Y4367>0,(2025-Y4367))","v":0},{"$f":"_xlfn.IFS(Z4367=\"Non-Deficient\",\"Non-Deficient\",Z4367=\"Deficient\",\"Deficient\",AB4367=\"Deficient\",\"Deficient\",Z4367=\"Non-Deficient\",\"Non-Deficient\",AB4367=\"Non-Deficient\",\"Non-Deficient\",P4367=\"\",\"None\",AL4367<0,\"Deficient\",AL4367>10,\"Non-Deficient\")","v":"None"},{"$f":"_xlfn.IFS(H4367=\"LOW WATER CROSSING\",\"Non-Functional\",G4367=\"Natural\",\"Functional\",AA4367=\"Functional\",\"Functional\",AC4367=\"Functional\",\"Functional\",AA4367=\"Non-Functional\",\"Non-Functional\",AC4367=\"Non-Functional\",\"Non-Functional\",AA4367=\"Unknown\",\"Unknown\",AC4367=\"Unknown\",\"Unknown\",AA4367=\"\",\"None\")","v":"None"},{"$f":"_xlfn.IFS(X4367=\"Functionality\",\"Low\",W4367=\"No\",\"Low\",Y4367>=2015,\"High\",Y4367>=1920,\"Low\",W4367=\"\",\"None\",W4367=\"Unknown\",\"None\")","v":"None"},{"$f":"_xlfn.IFS(H4367=\"LOW WATER CROSSING\",\"Unknown\",G4367=\"Natural\",\"None\",AM4367<AN4367,\"High\",AC4367=\"Functional\",\"Low\",AC4367=\"Non-Functional\",\"Low\",W4367=\"No\",\"Low\",W4367=\"Unknown\",\"None\",X4367=\"Deficiency\",\"None\",W4367=\"Yes\",\"High\",W4367=\"\",\"None\")","v":"None"},0,0,0,0,{"$f":"_xlfn.CONCAT(LEFT(H4367,3),\"-\")&IF(H4367=\"-\",0,COUNTIF($H$4:H4367,H4367))","v":"-0"},{"$f":"_xlfn.IFS($H4367<=0,\"-\",AS4367=1,_xlfn.CONCAT(\"FUN_NONDEF\",\"-DCON_\",LEFT(AQ4367,1),\"-FCON_\",LEFT(AR4367,1)),AT4367=1,_xlfn.CONCAT(\"FUN_DEF\",\"-DCON_\",LEFT(AQ4367,1),\"-FCON_\",LEFT(AR4367,1)),AU4367=1,_xlfn.CONCAT(\"NONFUN_NONDEF\",\"-DCON_\",LEFT(AQ4367,1),\"-FCON_\",LEFT(AR4367,1)),AV4367=1,_xlfn.CONCAT(\"NONFUN_DEF\",\"-DCON_\",LEFT(AQ4367,1),\"-FCON_\",LEFT(AR4367,1)),AS4367+AT4367+AU4367+AV4367<1,_xlfn.CONCAT(\"-\"))","v":"-"}]
[null,null,null,null,null,null,null,null,null,null,null,null,null,null,null,null,null,null,null,null,null,0,null,null,null,null,null,null,null,null,null,0,0,0,0,"Unknown",{"$f":"_xlfn.IFS(G4370=\"Natural\",0,H4370=\"\",0,H4370=\"COASTAL-CONSTRUCTED\",0,G4370=\"Constructed\",_xlfn.XLOOKUP($H4370,'Data Categories'!$U$4:$U$25,'Data Categories'!$V$4:V$25))","v":0},{"$f":"_xlfn.IFS(AK4370=\"\",0,AJ4370=\"Unknown\",0,AK4370>1,AK4370-AJ4370,AK4370=0,0)","v":0},{"$f":"_xlfn.IFS(Y4370=\"\",0,Y4370>1920,_xlfn.XLOOKUP($H4370,'Data Categories'!$AE$20:$AE$42,'Data Categories'!$AG$20:$AG$42,0))","v":0},{"$f":"_xlfn.IFS(Y4370=\"\",0,Y4370>0,(2025-Y4370))","v":0},{"$f":"_xlfn.IFS(Z4370=\"Non-Deficient\",\"Non-Deficient\",Z4370=\"Deficient\",\"Deficient\",AB4370=\"Deficient\",\"Deficient\",Z4370=\"Non-Deficient\",\"Non-Deficient\",AB4370=\"Non-Deficient\",\"Non-Deficient\",P4370=\"\",\"None\",AL4370<0,\"Deficient\",AL4370>10,\"Non-Deficient\")","v":"None"},{"$f":"_xlfn.IFS(H4370=\"LOW WATER CROSSING\",\"Non-Functional\",G4370=\"Natural\",\"Functional\",AA4370=\"Functional\",\"Functional\",AC4370=\"Functional\",\"Functional\",AA4370=\"Non-Functional\",\"Non-Functional\",AC4370=\"Non-Functional\",\"Non-Functional\",AA4370=\"Unknown\",\"Unknown\",AC4370=\"Unknown\",\"Unknown\",AA4370=\"\",\"None\")","v":"None"},{"$f":"_xlfn.IFS(X4370=\"Functionality\",\"Low\",W4370=\"No\",\"Low\",Y4370>=2015,\"High\",Y4370>=1920,\"Low\",W4370=\"\",\"None\",W4370=\"Unknown\",\"None\")","v":"None"},{"$f":"_xlfn.IFS(H4370=\"LOW WATER CROSSING\",\"Unknown\",G4370=\"Natural\",\"None\",AM4370<AN4370,\"High\",AC4370=\"Functional\",\"Low\",AC4370=\"Non-Functional\",\"Low\",W4370=\"No\",\"Low\",W4370=\"Unknown\",\"None\",X4370=\"Deficiency\",\"None\",W4370=\"Yes\",\"High\",W4370=\"\",\"None\")","v":"None"},0,0,0,0,{"$f":"_xlfn.CONCAT(LEFT(H4370,3),\"-\")&IF(H4370=\"-\",0,COUNTIF($H$4:H4370,H4370))","v":"-0"},{"$f":"_xlfn.IFS($H4370<=0,\"-\",AS4370=1,_xlfn.CONCAT(\"FUN_NONDEF\",\"-DCON_\",LEFT(AQ4370,1),\"-FCON_\",LEFT(AR4370,1)),AT4370=1,_xlfn.CONCAT(\"FUN_DEF\",\"-DCON_\",LEFT(AQ4370,1),\"-FCON_\",LEFT(AR4370,1)),AU4370=1,_xlfn.CONCAT(\"NONFUN_NONDEF\",\"-DCON_\",LEFT(AQ4370,1),\"-FCON_\",LEFT(AR4370,1)),AV4370=1,_xlfn.CONCAT(\"NONFUN_DEF\",\"-DCON_\",LEFT(AQ4370,1),\"-FCON_\",LEFT(AR4370,1)),AS4370+AT4370+AU4370+AV4370<1,_xlfn.CONCAT(\"-\"))","v":"-"}]
[null,null,null,null,null,null,null,null,null,null,null,null,null,null,null,null,null,null,null,null,null,0,null,null,null,null,null,null,null,null,null,0,0,0,0,"Unknown",{"$f":"_xlfn.IFS(G4382=\"Natural\",0,H4382=\"\",0,H4382=\"COASTAL-CONSTRUCTED\",0,G4382=\"Constructed\",_xlfn.XLOOKUP($H4382,'Data Categories'!$U$4:$U$25,'Data Categories'!$V$4:V$25))","v":0},{"$f":"_xlfn.IFS(AK4382=\"\",0,AJ4382=\"Unknown\",0,AK4382>1,AK4382-AJ4382,AK4382=0,0)","v":0},{"$f":"_xlfn.IFS(Y4382=\"\",0,Y4382>1920,_xlfn.XLOOKUP($H4382,'Data Categories'!$AE$20:$AE$42,'Data Categories'!$AG$20:$AG$42,0))","v":0},{"$f":"_xlfn.IFS(Y4382=\"\",0,Y4382>0,(2025-Y4382))","v":0},{"$f":"_xlfn.IFS(Z4382=\"Non-Deficient\",\"Non-Deficient\",Z4382=\"Deficient\",\"Deficient\",AB4382=\"Deficient\",\"Deficient\",Z4382=\"Non-Deficient\",\"Non-Deficient\",AB4382=\"Non-Deficient\",\"Non-Deficient\",P4382=\"\",\"None\",AL4382<0,\"Deficient\",AL4382>10,\"Non-Deficient\")","v":"None"},{"$f":"_xlfn.IFS(H4382=\"LOW WATER CROSSING\",\"Non-Functional\",G4382=\"Natural\",\"Functional\",AA4382=\"Functional\",\"Functional\",AC4382=\"Functional\",\"Functional\",AA4382=\"Non-Functional\",\"Non-Functional\",AC4382=\"Non-Functional\",\"Non-Functional\",AA4382=\"Unknown\",\"Unknown\",AC4382=\"Unknown\",\"Unknown\",AA4382=\"\",\"None\")","v":"None"},{"$f":"_xlfn.IFS(X4382=\"Functionality\",\"Low\",W4382=\"No\",\"Low\",Y4382>=2015,\"High\",Y4382>=1920,\"Low\",W4382=\"\",\"None\",W4382=\"Unknown\",\"None\")","v":"None"},{"$f":"_xlfn.IFS(H4382=\"LOW WATER CROSSING\",\"Unknown\",G4382=\"Natural\",\"None\",AM4382<AN4382,\"High\",AC4382=\"Functional\",\"Low\",AC4382=\"Non-Functional\",\"Low\",W4382=\"No\",\"Low\",W4382=\"Unknown\",\"None\",X4382=\"Deficiency\",\"None\",W4382=\"Yes\",\"High\",W4382=\"\",\"None\")","v":"None"},0,0,0,0,{"$f":"_xlfn.CONCAT(LEFT(H4382,3),\"-\")&IF(H4382=\"-\",0,COUNTIF($H$4:H4382,H4382))","v":"-0"},{"$f":"_xlfn.IFS($H4382<=0,\"-\",AS4382=1,_xlfn.CONCAT(\"FUN_NONDEF\",\"-DCON_\",LEFT(AQ4382,1),\"-FCON_\",LEFT(AR4382,1)),AT4382=1,_xlfn.CONCAT(\"FUN_DEF\",\"-DCON_\",LEFT(AQ4382,1),\"-FCON_\",LEFT(AR4382,1)),AU4382=1,_xlfn.CONCAT(\"NONFUN_NONDEF\",\"-DCON_\",LEFT(AQ4382,1),\"-FCON_\",LEFT(AR4382,1)),AV4382=1,_xlfn.CONCAT(\"NONFUN_DEF\",\"-DCON_\",LEFT(AQ4382,1),\"-FCON_\",LEFT(AR4382,1)),AS4382+AT4382+AU4382+AV4382<1,_xlfn.CONCAT(\"-\"))","v":"-"}]
[null,null,null,null,null,null,null,null,null,null,null,null,null,null,null,null,null,null,null,null,null,0,null,null,null,null,null,null,null,null,null,0,0,0,0,"Unknown",{"$f":"_xlfn.IFS(G4388=\"Natural\",0,H4388=\"\",0,H4388=\"COASTAL-CONSTRUCTED\",0,G4388=\"Constructed\",_xlfn.XLOOKUP($H4388,'Data Categories'!$U$4:$U$25,'Data Categories'!$V$4:V$25))","v":0},{"$f":"_xlfn.IFS(AK4388=\"\",0,AJ4388=\"Unknown\",0,AK4388>1,AK4388-AJ4388,AK4388=0,0)","v":0},{"$f":"_xlfn.IFS(Y4388=\"\",0,Y4388>1920,_xlfn.XLOOKUP($H4388,'Data Categories'!$AE$20:$AE$42,'Data Categories'!$AG$20:$AG$42,0))","v":0},{"$f":"_xlfn.IFS(Y4388=\"\",0,Y4388>0,(2025-Y4388))","v":0},{"$f":"_xlfn.IFS(Z4388=\"Non-Deficient\",\"Non-Deficient\",Z4388=\"Deficient\",\"Deficient\",AB4388=\"Deficient\",\"Deficient\",Z4388=\"Non-Deficient\",\"Non-Deficient\",AB4388=\"Non-Deficient\",\"Non-Deficient\",P4388=\"\",\"None\",AL4388<0,\"Deficient\",AL4388>10,\"Non-Deficient\")","v":"None"},{"$f":"_xlfn.IFS(H4388=\"LOW WATER CROSSING\",\"Non-Functional\",G4388=\"Natural\",\"Functional\",AA4388=\"Functional\",\"Functional\",AC4388=\"Functional\",\"Functional\",AA4388=\"Non-Functional\",\"Non-Functional\",AC4388=\"Non-Functional\",\"Non-Functional\",AA4388=\"Unknown\",\"Unknown\",AC4388=\"Unknown\",\"Unknown\",AA4388=\"\",\"None\")","v":"None"},{"$f":"_xlfn.IFS(X4388=\"Functionality\",\"Low\",W4388=\"No\",\"Low\",Y4388>=2015,\"High\",Y4388>=1920,\"Low\",W4388=\"\",\"None\",W4388=\"Unknown\",\"None\")","v":"None"},{"$f":"_xlfn.IFS(H4388=\"LOW WATER CROSSING\",\"Unknown\",G4388=\"Natural\",\"None\",AM4388<AN4388,\"High\",AC4388=\"Functional\",\"Low\",AC4388=\"Non-Functional\",\"Low\",W4388=\"No\",\"Low\",W4388=\"Unknown\",\"None\",X4388=\"Deficiency\",\"None\",W4388=\"Yes\",\"High\",W4388=\"\",\"None\")","v":"None"},0,0,0,0,{"$f":"_xlfn.CONCAT(LEFT(H4388,3),\"-\")&IF(H4388=\"-\",0,COUNTIF($H$4:H4388,H4388))","v":"-0"},{"$f":"_xlfn.IFS($H4388<=0,\"-\",AS4388=1,_xlfn.CONCAT(\"FUN_NONDEF\",\"-DCON_\",LEFT(AQ4388,1),\"-FCON_\",LEFT(AR4388,1)),AT4388=1,_xlfn.CONCAT(\"FUN_DEF\",\"-DCON_\",LEFT(AQ4388,1),\"-FCON_\",LEFT(AR4388,1)),AU4388=1,_xlfn.CONCAT(\"NONFUN_NONDEF\",\"-DCON_\",LEFT(AQ4388,1),\"-FCON_\",LEFT(AR4388,1)),AV4388=1,_xlfn.CONCAT(\"NONFUN_DEF\",\"-DCON_\",LEFT(AQ4388,1),\"-FCON_\",LEFT(AR4388,1)),AS4388+AT4388+AU4388+AV4388<1,_xlfn.CONCAT(\"-\"))","v":"-"}]
[null,null,null,null,null,null,null,null,null,null,null,null,null,null,null,null,null,null,null,null,null,0,null,null,null,null,null,null,null,null,null,0,0,0,0,"Unknown",{"$f":"_xlfn.IFS(G4400=\"Natural\",0,H4400=\"\",0,H4400=\"COASTAL-CONSTRUCTED\",0,G4400=\"Constructed\",_xlfn.XLOOKUP($H4400,'Data Categories'!$U$4:$U$25,'Data Categories'!$V$4:V$25))","v":0},{"$f":"_xlfn.IFS(AK4400=\"\",0,AJ4400=\"Unknown\",0,AK4400>1,AK4400-AJ4400,AK4400=0,0)","v":0},{"$f":"_xlfn.IFS(Y4400=\"\",0,Y4400>1920,_xlfn.XLOOKUP($H4400,'Data Categories'!$AE$20:$AE$42,'Data Categories'!$AG$20:$AG$42,0))","v":0},{"$f":"_xlfn.IFS(Y4400=\"\",0,Y4400>0,(2025-Y4400))","v":0},{"$f":"_xlfn.IFS(Z4400=\"Non-Deficient\",\"Non-Deficient\",Z4400=\"Deficient\",\"Deficient\",AB4400=\"Deficient\",\"Deficient\",Z4400=\"Non-Deficient\",\"Non-Deficient\",AB4400=\"Non-Deficient\",\"Non-Deficient\",P4400=\"\",\"None\",AL4400<0,\"Deficient\",AL4400>10,\"Non-Deficient\")","v":"None"},{"$f":"_xlfn.IFS(H4400=\"LOW WATER CROSSING\",\"Non-Functional\",G4400=\"Natural\",\"Functional\",AA4400=\"Functional\",\"Functional\",AC4400=\"Functional\",\"Functional\",AA4400=\"Non-Functional\",\"Non-Functional\",AC4400=\"Non-Functional\",\"Non-Functional\",AA4400=\"Unknown\",\"Unknown\",AC4400=\"Unknown\",\"Unknown\",AA4400=\"\",\"None\")","v":"None"},{"$f":"_xlfn.IFS(X4400=\"Functionality\",\"Low\",W4400=\"No\",\"Low\",Y4400>=2015,\"High\",Y4400>=1920,\"Low\",W4400=\"\",\"None\",W4400=\"Unknown\",\"None\")","v":"None"},{"$f":"_xlfn.IFS(H4400=\"LOW WATER CROSSING\",\"Unknown\",G4400=\"Natural\",\"None\",AM4400<AN4400,\"High\",AC4400=\"Functional\",\"Low\",AC4400=\"Non-Functional\",\"Low\",W4400=\"No\",\"Low\",W4400=\"Unknown\",\"None\",X4400=\"Deficiency\",\"None\",W4400=\"Yes\",\"High\",W4400=\"\",\"None\")","v":"None"},0,0,0,0,{"$f":"_xlfn.CONCAT(LEFT(H4400,3),\"-\")&IF(H4400=\"-\",0,COUNTIF($H$4:H4400,H4400))","v":"-0"},{"$f":"_xlfn.IFS($H4400<=0,\"-\",AS4400=1,_xlfn.CONCAT(\"FUN_NONDEF\",\"-DCON_\",LEFT(AQ4400,1),\"-FCON_\",LEFT(AR4400,1)),AT4400=1,_xlfn.CONCAT(\"FUN_DEF\",\"-DCON_\",LEFT(AQ4400,1),\"-FCON_\",LEFT(AR4400,1)),AU4400=1,_xlfn.CONCAT(\"NONFUN_NONDEF\",\"-DCON_\",LEFT(AQ4400,1),\"-FCON_\",LEFT(AR4400,1)),AV4400=1,_xlfn.CONCAT(\"NONFUN_DEF\",\"-DCON_\",LEFT(AQ4400,1),\"-FCON_\",LEFT(AR4400,1)),AS4400+AT4400+AU4400+AV4400<1,_xlfn.CONCAT(\"-\"))","v":"-"}]
[null,null,null,null,null,null,null,null,null,null,null,null,null,null,null,null,null,null,null,null,null,0,null,null,null,null,null,null,null,null,null,0,0,0,0,"Unknown",{"$f":"_xlfn.IFS(G4407=\"Natural\",0,H4407=\"\",0,H4407=\"COASTAL-CONSTRUCTED\",0,G4407=\"Constructed\",_xlfn.XLOOKUP($H4407,'Data Categories'!$U$4:$U$25,'Data Categories'!$V$4:V$25))","v":0},{"$f":"_xlfn.IFS(AK4407=\"\",0,AJ4407=\"Unknown\",0,AK4407>1,AK4407-AJ4407,AK4407=0,0)","v":0},{"$f":"_xlfn.IFS(Y4407=\"\",0,Y4407>1920,_xlfn.XLOOKUP($H4407,'Data Categories'!$AE$20:$AE$42,'Data Categories'!$AG$20:$AG$42,0))","v":0},{"$f":"_xlfn.IFS(Y4407=\"\",0,Y4407>0,(2025-Y4407))","v":0},{"$f":"_xlfn.IFS(Z4407=\"Non-Deficient\",\"Non-Deficient\",Z4407=\"Deficient\",\"Deficient\",AB4407=\"Deficient\",\"Deficient\",Z4407=\"Non-Deficient\",\"Non-Deficient\",AB4407=\"Non-Deficient\",\"Non-Deficient\",P4407=\"\",\"None\",AL4407<0,\"Deficient\",AL4407>10,\"Non-Deficient\")","v":"None"},{"$f":"_xlfn.IFS(H4407=\"LOW WATER CROSSING\",\"Non-Functional\",G4407=\"Natural\",\"Functional\",AA4407=\"Functional\",\"Functional\",AC4407=\"Functional\",\"Functional\",AA4407=\"Non-Functional\",\"Non-Functional\",AC4407=\"Non-Functional\",\"Non-Functional\",AA4407=\"Unknown\",\"Unknown\",AC4407=\"Unknown\",\"Unknown\",AA4407=\"\",\"None\")","v":"None"},{"$f":"_xlfn.IFS(X4407=\"Functionality\",\"Low\",W4407=\"No\",\"Low\",Y4407>=2015,\"High\",Y4407>=1920,\"Low\",W4407=\"\",\"None\",W4407=\"Unknown\",\"None\")","v":"None"},{"$f":"_xlfn.IFS(H4407=\"LOW WATER CROSSING\",\"Unknown\",G4407=\"Natural\",\"None\",AM4407<AN4407,\"High\",AC4407=\"Functional\",\"Low\",AC4407=\"Non-Functional\",\"Low\",W4407=\"No\",\"Low\",W4407=\"Unknown\",\"None\",X4407=\"Deficiency\",\"None\",W4407=\"Yes\",\"High\",W4407=\"\",\"None\")","v":"None"},0,0,0,0,{"$f":"_xlfn.CONCAT(LEFT(H4407,3),\"-\")&IF(H4407=\"-\",0,COUNTIF($H$4:H4407,H4407))","v":"-0"},{"$f":"_xlfn.IFS($H4407<=0,\"-\",AS4407=1,_xlfn.CONCAT(\"FUN_NONDEF\",\"-DCON_\",LEFT(AQ4407,1),\"-FCON_\",LEFT(AR4407,1)),AT4407=1,_xlfn.CONCAT(\"FUN_DEF\",\"-DCON_\",LEFT(AQ4407,1),\"-FCON_\",LEFT(AR4407,1)),AU4407=1,_xlfn.CONCAT(\"NONFUN_NONDEF\",\"-DCON_\",LEFT(AQ4407,1),\"-FCON_\",LEFT(AR4407,1)),AV4407=1,_xlfn.CONCAT(\"NONFUN_DEF\",\"-DCON_\",LEFT(AQ4407,1),\"-FCON_\",LEFT(AR4407,1)),AS4407+AT4407+AU4407+AV4407<1,_xlfn.CONCAT(\"-\"))","v":"-"}]
[null,null,null,null,null,null,null,null,null,null,null,null,null,null,null,null,null,null,null,null,null,0,null,null,null,null,null,null,null,null,null,0,0,0,0,"Unknown",{"$f":"_xlfn.IFS(G4413=\"Natural\",0,H4413=\"\",0,H4413=\"COASTAL-CONSTRUCTED\",0,G4413=\"Constructed\",_xlfn.XLOOKUP($H4413,'Data Categories'!$U$4:$U$25,'Data Categories'!$V$4:V$25))","v":0},{"$f":"_xlfn.IFS(AK4413=\"\",0,AJ4413=\"Unknown\",0,AK4413>1,AK4413-AJ4413,AK4413=0,0)","v":0},{"$f":"_xlfn.IFS(Y4413=\"\",0,Y4413>1920,_xlfn.XLOOKUP($H4413,'Data Categories'!$AE$20:$AE$42,'Data Categories'!$AG$20:$AG$42,0))","v":0},{"$f":"_xlfn.IFS(Y4413=\"\",0,Y4413>0,(2025-Y4413))","v":0},{"$f":"_xlfn.IFS(Z4413=\"Non-Deficient\",\"Non-Deficient\",Z4413=\"Deficient\",\"Deficient\",AB4413=\"Deficient\",\"Deficient\",Z4413=\"Non-Deficient\",\"Non-Deficient\",AB4413=\"Non-Deficient\",\"Non-Deficient\",P4413=\"\",\"None\",AL4413<0,\"Deficient\",AL4413>10,\"Non-Deficient\")","v":"None"},{"$f":"_xlfn.IFS(H4413=\"LOW WATER CROSSING\",\"Non-Functional\",G4413=\"Natural\",\"Functional\",AA4413=\"Functional\",\"Functional\",AC4413=\"Functional\",\"Functional\",AA4413=\"Non-Functional\",\"Non-Functional\",AC4413=\"Non-Functional\",\"Non-Functional\",AA4413=\"Unknown\",\"Unknown\",AC4413=\"Unknown\",\"Unknown\",AA4413=\"\",\"None\")","v":"None"},{"$f":"_xlfn.IFS(X4413=\"Functionality\",\"Low\",W4413=\"No\",\"Low\",Y4413>=2015,\"High\",Y4413>=1920,\"Low\",W4413=\"\",\"None\",W4413=\"Unknown\",\"None\")","v":"None"},{"$f":"_xlfn.IFS(H4413=\"LOW WATER CROSSING\",\"Unknown\",G4413=\"Natural\",\"None\",AM4413<AN4413,\"High\",AC4413=\"Functional\",\"Low\",AC4413=\"Non-Functional\",\"Low\",W4413=\"No\",\"Low\",W4413=\"Unknown\",\"None\",X4413=\"Deficiency\",\"None\",W4413=\"Yes\",\"High\",W4413=\"\",\"None\")","v":"None"},0,0,0,0,{"$f":"_xlfn.CONCAT(LEFT(H4413,3),\"-\")&IF(H4413=\"-\",0,COUNTIF($H$4:H4413,H4413))","v":"-0"},{"$f":"_xlfn.IFS($H4413<=0,\"-\",AS4413=1,_xlfn.CONCAT(\"FUN_NONDEF\",\"-DCON_\",LEFT(AQ4413,1),\"-FCON_\",LEFT(AR4413,1)),AT4413=1,_xlfn.CONCAT(\"FUN_DEF\",\"-DCON_\",LEFT(AQ4413,1),\"-FCON_\",LEFT(AR4413,1)),AU4413=1,_xlfn.CONCAT(\"NONFUN_NONDEF\",\"-DCON_\",LEFT(AQ4413,1),\"-FCON_\",LEFT(AR4413,1)),AV4413=1,_xlfn.CONCAT(\"NONFUN_DEF\",\"-DCON_\",LEFT(AQ4413,1),\"-FCON_\",LEFT(AR4413,1)),AS4413+AT4413+AU4413+AV4413<1,_xlfn.CONCAT(\"-\"))","v":"-"}]
[null,null,null,null,null,null,null,null,null,null,null,null,null,null,null,null,null,null,null,null,null,0,null,null,null,null,null,null,null,null,null,0,0,0,0,"Unknown",{"$f":"_xlfn.IFS(G4425=\"Natural\",0,H4425=\"\",0,H4425=\"COASTAL-CONSTRUCTED\",0,G4425=\"Constructed\",_xlfn.XLOOKUP($H4425,'Data Categories'!$U$4:$U$25,'Data Categories'!$V$4:V$25))","v":0},{"$f":"_xlfn.IFS(AK4425=\"\",0,AJ4425=\"Unknown\",0,AK4425>1,AK4425-AJ4425,AK4425=0,0)","v":0},{"$f":"_xlfn.IFS(Y4425=\"\",0,Y4425>1920,_xlfn.XLOOKUP($H4425,'Data Categories'!$AE$20:$AE$42,'Data Categories'!$AG$20:$AG$42,0))","v":0},{"$f":"_xlfn.IFS(Y4425=\"\",0,Y4425>0,(2025-Y4425))","v":0},{"$f":"_xlfn.IFS(Z4425=\"Non-Deficient\",\"Non-Deficient\",Z4425=\"Deficient\",\"Deficient\",AB4425=\"Deficient\",\"Deficient\",Z4425=\"Non-Deficient\",\"Non-Deficient\",AB4425=\"Non-Deficient\",\"Non-Deficient\",P4425=\"\",\"None\",AL4425<0,\"Deficient\",AL4425>10,\"Non-Deficient\")","v":"None"},{"$f":"_xlfn.IFS(H4425=\"LOW WATER CROSSING\",\"Non-Functional\",G4425=\"Natural\",\"Functional\",AA4425=\"Functional\",\"Functional\",AC4425=\"Functional\",\"Functional\",AA4425=\"Non-Functional\",\"Non-Functional\",AC4425=\"Non-Functional\",\"Non-Functional\",AA4425=\"Unknown\",\"Unknown\",AC4425=\"Unknown\",\"Unknown\",AA4425=\"\",\"None\")","v":"None"},{"$f":"_xlfn.IFS(X4425=\"Functionality\",\"Low\",W4425=\"No\",\"Low\",Y4425>=2015,\"High\",Y4425>=1920,\"Low\",W4425=\"\",\"None\",W4425=\"Unknown\",\"None\")","v":"None"},{"$f":"_xlfn.IFS(H4425=\"LOW WATER CROSSING\",\"Unknown\",G4425=\"Natural\",\"None\",AM4425<AN4425,\"High\",AC4425=\"Functional\",\"Low\",AC4425=\"Non-Functional\",\"Low\",W4425=\"No\",\"Low\",W4425=\"Unknown\",\"None\",X4425=\"Deficiency\",\"None\",W4425=\"Yes\",\"High\",W4425=\"\",\"None\")","v":"None"},0,0,0,0,{"$f":"_xlfn.CONCAT(LEFT(H4425,3),\"-\")&IF(H4425=\"-\",0,COUNTIF($H$4:H4425,H4425))","v":"-0"},{"$f":"_xlfn.IFS($H4425<=0,\"-\",AS4425=1,_xlfn.CONCAT(\"FUN_NONDEF\",\"-DCON_\",LEFT(AQ4425,1),\"-FCON_\",LEFT(AR4425,1)),AT4425=1,_xlfn.CONCAT(\"FUN_DEF\",\"-DCON_\",LEFT(AQ4425,1),\"-FCON_\",LEFT(AR4425,1)),AU4425=1,_xlfn.CONCAT(\"NONFUN_NONDEF\",\"-DCON_\",LEFT(AQ4425,1),\"-FCON_\",LEFT(AR4425,1)),AV4425=1,_xlfn.CONCAT(\"NONFUN_DEF\",\"-DCON_\",LEFT(AQ4425,1),\"-FCON_\",LEFT(AR4425,1)),AS4425+AT4425+AU4425+AV4425<1,_xlfn.CONCAT(\"-\"))","v":"-"}]
[null,null,null,null,null,null,null,null,null,null,null,null,null,null,null,null,null,null,null,null,null,0,null,null,null,null,null,null,null,null,null,0,0,0,0,"Unknown",{"$f":"_xlfn.IFS(G4437=\"Natural\",0,H4437=\"\",0,H4437=\"COASTAL-CONSTRUCTED\",0,G4437=\"Constructed\",_xlfn.XLOOKUP($H4437,'Data Categories'!$U$4:$U$25,'Data Categories'!$V$4:V$25))","v":0},{"$f":"_xlfn.IFS(AK4437=\"\",0,AJ4437=\"Unknown\",0,AK4437>1,AK4437-AJ4437,AK4437=0,0)","v":0},{"$f":"_xlfn.IFS(Y4437=\"\",0,Y4437>1920,_xlfn.XLOOKUP($H4437,'Data Categories'!$AE$20:$AE$42,'Data Categories'!$AG$20:$AG$42,0))","v":0},{"$f":"_xlfn.IFS(Y4437=\"\",0,Y4437>0,(2025-Y4437))","v":0},{"$f":"_xlfn.IFS(Z4437=\"Non-Deficient\",\"Non-Deficient\",Z4437=\"Deficient\",\"Deficient\",AB4437=\"Deficient\",\"Deficient\",Z4437=\"Non-Deficient\",\"Non-Deficient\",AB4437=\"Non-Deficient\",\"Non-Deficient\",P4437=\"\",\"None\",AL4437<0,\"Deficient\",AL4437>10,\"Non-Deficient\")","v":"None"},{"$f":"_xlfn.IFS(H4437=\"LOW WATER CROSSING\",\"Non-Functional\",G4437=\"Natural\",\"Functional\",AA4437=\"Functional\",\"Functional\",AC4437=\"Functional\",\"Functional\",AA4437=\"Non-Functional\",\"Non-Functional\",AC4437=\"Non-Functional\",\"Non-Functional\",AA4437=\"Unknown\",\"Unknown\",AC4437=\"Unknown\",\"Unknown\",AA4437=\"\",\"None\")","v":"None"},{"$f":"_xlfn.IFS(X4437=\"Functionality\",\"Low\",W4437=\"No\",\"Low\",Y4437>=2015,\"High\",Y4437>=1920,\"Low\",W4437=\"\",\"None\",W4437=\"Unknown\",\"None\")","v":"None"},{"$f":"_xlfn.IFS(H4437=\"LOW WATER CROSSING\",\"Unknown\",G4437=\"Natural\",\"None\",AM4437<AN4437,\"High\",AC4437=\"Functional\",\"Low\",AC4437=\"Non-Functional\",\"Low\",W4437=\"No\",\"Low\",W4437=\"Unknown\",\"None\",X4437=\"Deficiency\",\"None\",W4437=\"Yes\",\"High\",W4437=\"\",\"None\")","v":"None"},0,0,0,0,{"$f":"_xlfn.CONCAT(LEFT(H4437,3),\"-\")&IF(H4437=\"-\",0,COUNTIF($H$4:H4437,H4437))","v":"-0"},{"$f":"_xlfn.IFS($H4437<=0,\"-\",AS4437=1,_xlfn.CONCAT(\"FUN_NONDEF\",\"-DCON_\",LEFT(AQ4437,1),\"-FCON_\",LEFT(AR4437,1)),AT4437=1,_xlfn.CONCAT(\"FUN_DEF\",\"-DCON_\",LEFT(AQ4437,1),\"-FCON_\",LEFT(AR4437,1)),AU4437=1,_xlfn.CONCAT(\"NONFUN_NONDEF\",\"-DCON_\",LEFT(AQ4437,1),\"-FCON_\",LEFT(AR4437,1)),AV4437=1,_xlfn.CONCAT(\"NONFUN_DEF\",\"-DCON_\",LEFT(AQ4437,1),\"-FCON_\",LEFT(AR4437,1)),AS4437+AT4437+AU4437+AV4437<1,_xlfn.CONCAT(\"-\"))","v":"-"}]
[null,null,null,null,null,null,null,null,null,null,null,null,null,null,null,null,null,null,null,null,null,0,null,null,null,null,null,null,null,null,null,0,0,0,0,"Unknown",{"$f":"_xlfn.IFS(G4440=\"Natural\",0,H4440=\"\",0,H4440=\"COASTAL-CONSTRUCTED\",0,G4440=\"Constructed\",_xlfn.XLOOKUP($H4440,'Data Categories'!$U$4:$U$25,'Data Categories'!$V$4:V$25))","v":0},{"$f":"_xlfn.IFS(AK4440=\"\",0,AJ4440=\"Unknown\",0,AK4440>1,AK4440-AJ4440,AK4440=0,0)","v":0},{"$f":"_xlfn.IFS(Y4440=\"\",0,Y4440>1920,_xlfn.XLOOKUP($H4440,'Data Categories'!$AE$20:$AE$42,'Data Categories'!$AG$20:$AG$42,0))","v":0},{"$f":"_xlfn.IFS(Y4440=\"\",0,Y4440>0,(2025-Y4440))","v":0},{"$f":"_xlfn.IFS(Z4440=\"Non-Deficient\",\"Non-Deficient\",Z4440=\"Deficient\",\"Deficient\",AB4440=\"Deficient\",\"Deficient\",Z4440=\"Non-Deficient\",\"Non-Deficient\",AB4440=\"Non-Deficient\",\"Non-Deficient\",P4440=\"\",\"None\",AL4440<0,\"Deficient\",AL4440>10,\"Non-Deficient\")","v":"None"},{"$f":"_xlfn.IFS(H4440=\"LOW WATER CROSSING\",\"Non-Functional\",G4440=\"Natural\",\"Functional\",AA4440=\"Functional\",\"Functional\",AC4440=\"Functional\",\"Functional\",AA4440=\"Non-Functional\",\"Non-Functional\",AC4440=\"Non-Functional\",\"Non-Functional\",AA4440=\"Unknown\",\"Unknown\",AC4440=\"Unknown\",\"Unknown\",AA4440=\"\",\"None\")","v":"None"},{"$f":"_xlfn.IFS(X4440=\"Functionality\",\"Low\",W4440=\"No\",\"Low\",Y4440>=2015,\"High\",Y4440>=1920,\"Low\",W4440=\"\",\"None\",W4440=\"Unknown\",\"None\")","v":"None"},{"$f":"_xlfn.IFS(H4440=\"LOW WATER CROSSING\",\"Unknown\",G4440=\"Natural\",\"None\",AM4440<AN4440,\"High\",AC4440=\"Functional\",\"Low\",AC4440=\"Non-Functional\",\"Low\",W4440=\"No\",\"Low\",W4440=\"Unknown\",\"None\",X4440=\"Deficiency\",\"None\",W4440=\"Yes\",\"High\",W4440=\"\",\"None\")","v":"None"},0,0,0,0,{"$f":"_xlfn.CONCAT(LEFT(H4440,3),\"-\")&IF(H4440=\"-\",0,COUNTIF($H$4:H4440,H4440))","v":"-0"},{"$f":"_xlfn.IFS($H4440<=0,\"-\",AS4440=1,_xlfn.CONCAT(\"FUN_NONDEF\",\"-DCON_\",LEFT(AQ4440,1),\"-FCON_\",LEFT(AR4440,1)),AT4440=1,_xlfn.CONCAT(\"FUN_DEF\",\"-DCON_\",LEFT(AQ4440,1),\"-FCON_\",LEFT(AR4440,1)),AU4440=1,_xlfn.CONCAT(\"NONFUN_NONDEF\",\"-DCON_\",LEFT(AQ4440,1),\"-FCON_\",LEFT(AR4440,1)),AV4440=1,_xlfn.CONCAT(\"NONFUN_DEF\",\"-DCON_\",LEFT(AQ4440,1),\"-FCON_\",LEFT(AR4440,1)),AS4440+AT4440+AU4440+AV4440<1,_xlfn.CONCAT(\"-\"))","v":"-"}]
[null,null,null,null,null,null,null,null,null,null,null,null,null,null,null,null,null,null,null,null,null,0,null,null,null,null,null,null,null,null,null,0,0,0,0,"Unknown",{"$f":"_xlfn.IFS(G4452=\"Natural\",0,H4452=\"\",0,H4452=\"COASTAL-CONSTRUCTED\",0,G4452=\"Constructed\",_xlfn.XLOOKUP($H4452,'Data Categories'!$U$4:$U$25,'Data Categories'!$V$4:V$25))","v":0},{"$f":"_xlfn.IFS(AK4452=\"\",0,AJ4452=\"Unknown\",0,AK4452>1,AK4452-AJ4452,AK4452=0,0)","v":0},{"$f":"_xlfn.IFS(Y4452=\"\",0,Y4452>1920,_xlfn.XLOOKUP($H4452,'Data Categories'!$AE$20:$AE$42,'Data Categories'!$AG$20:$AG$42,0))","v":0},{"$f":"_xlfn.IFS(Y4452=\"\",0,Y4452>0,(2025-Y4452))","v":0},{"$f":"_xlfn.IFS(Z4452=\"Non-Deficient\",\"Non-Deficient\",Z4452=\"Deficient\",\"Deficient\",AB4452=\"Deficient\",\"Deficient\",Z4452=\"Non-Deficient\",\"Non-Deficient\",AB4452=\"Non-Deficient\",\"Non-Deficient\",P4452=\"\",\"None\",AL4452<0,\"Deficient\",AL4452>10,\"Non-Deficient\")","v":"None"},{"$f":"_xlfn.IFS(H4452=\"LOW WATER CROSSING\",\"Non-Functional\",G4452=\"Natural\",\"Functional\",AA4452=\"Functional\",\"Functional\",AC4452=\"Functional\",\"Functional\",AA4452=\"Non-Functional\",\"Non-Functional\",AC4452=\"Non-Functional\",\"Non-Functional\",AA4452=\"Unknown\",\"Unknown\",AC4452=\"Unknown\",\"Unknown\",AA4452=\"\",\"None\")","v":"None"},{"$f":"_xlfn.IFS(X4452=\"Functionality\",\"Low\",W4452=\"No\",\"Low\",Y4452>=2015,\"High\",Y4452>=1920,\"Low\",W4452=\"\",\"None\",W4452=\"Unknown\",\"None\")","v":"None"},{"$f":"_xlfn.IFS(H4452=\"LOW WATER CROSSING\",\"Unknown\",G4452=\"Natural\",\"None\",AM4452<AN4452,\"High\",AC4452=\"Functional\",\"Low\",AC4452=\"Non-Functional\",\"Low\",W4452=\"No\",\"Low\",W4452=\"Unknown\",\"None\",X4452=\"Deficiency\",\"None\",W4452=\"Yes\",\"High\",W4452=\"\",\"None\")","v":"None"},0,0,0,0,{"$f":"_xlfn.CONCAT(LEFT(H4452,3),\"-\")&IF(H4452=\"-\",0,COUNTIF($H$4:H4452,H4452))","v":"-0"},{"$f":"_xlfn.IFS($H4452<=0,\"-\",AS4452=1,_xlfn.CONCAT(\"FUN_NONDEF\",\"-DCON_\",LEFT(AQ4452,1),\"-FCON_\",LEFT(AR4452,1)),AT4452=1,_xlfn.CONCAT(\"FUN_DEF\",\"-DCON_\",LEFT(AQ4452,1),\"-FCON_\",LEFT(AR4452,1)),AU4452=1,_xlfn.CONCAT(\"NONFUN_NONDEF\",\"-DCON_\",LEFT(AQ4452,1),\"-FCON_\",LEFT(AR4452,1)),AV4452=1,_xlfn.CONCAT(\"NONFUN_DEF\",\"-DCON_\",LEFT(AQ4452,1),\"-FCON_\",LEFT(AR4452,1)),AS4452+AT4452+AU4452+AV4452<1,_xlfn.CONCAT(\"-\"))","v":"-"}]
[null,null,null,null,null,null,null,null,null,null,null,null,null,null,null,null,null,null,null,null,null,0,null,null,null,null,null,null,null,null,null,0,0,0,0,"Unknown",{"$f":"_xlfn.IFS(G4458=\"Natural\",0,H4458=\"\",0,H4458=\"COASTAL-CONSTRUCTED\",0,G4458=\"Constructed\",_xlfn.XLOOKUP($H4458,'Data Categories'!$U$4:$U$25,'Data Categories'!$V$4:V$25))","v":0},{"$f":"_xlfn.IFS(AK4458=\"\",0,AJ4458=\"Unknown\",0,AK4458>1,AK4458-AJ4458,AK4458=0,0)","v":0},{"$f":"_xlfn.IFS(Y4458=\"\",0,Y4458>1920,_xlfn.XLOOKUP($H4458,'Data Categories'!$AE$20:$AE$42,'Data Categories'!$AG$20:$AG$42,0))","v":0},{"$f":"_xlfn.IFS(Y4458=\"\",0,Y4458>0,(2025-Y4458))","v":0},{"$f":"_xlfn.IFS(Z4458=\"Non-Deficient\",\"Non-Deficient\",Z4458=\"Deficient\",\"Deficient\",AB4458=\"Deficient\",\"Deficient\",Z4458=\"Non-Deficient\",\"Non-Deficient\",AB4458=\"Non-Deficient\",\"Non-Deficient\",P4458=\"\",\"None\",AL4458<0,\"Deficient\",AL4458>10,\"Non-Deficient\")","v":"None"},{"$f":"_xlfn.IFS(H4458=\"LOW WATER CROSSING\",\"Non-Functional\",G4458=\"Natural\",\"Functional\",AA4458=\"Functional\",\"Functional\",AC4458=\"Functional\",\"Functional\",AA4458=\"Non-Functional\",\"Non-Functional\",AC4458=\"Non-Functional\",\"Non-Functional\",AA4458=\"Unknown\",\"Unknown\",AC4458=\"Unknown\",\"Unknown\",AA4458=\"\",\"None\")","v":"None"},{"$f":"_xlfn.IFS(X4458=\"Functionality\",\"Low\",W4458=\"No\",\"Low\",Y4458>=2015,\"High\",Y4458>=1920,\"Low\",W4458=\"\",\"None\",W4458=\"Unknown\",\"None\")","v":"None"},{"$f":"_xlfn.IFS(H4458=\"LOW WATER CROSSING\",\"Unknown\",G4458=\"Natural\",\"None\",AM4458<AN4458,\"High\",AC4458=\"Functional\",\"Low\",AC4458=\"Non-Functional\",\"Low\",W4458=\"No\",\"Low\",W4458=\"Unknown\",\"None\",X4458=\"Deficiency\",\"None\",W4458=\"Yes\",\"High\",W4458=\"\",\"None\")","v":"None"},0,0,0,0,{"$f":"_xlfn.CONCAT(LEFT(H4458,3),\"-\")&IF(H4458=\"-\",0,COUNTIF($H$4:H4458,H4458))","v":"-0"},{"$f":"_xlfn.IFS($H4458<=0,\"-\",AS4458=1,_xlfn.CONCAT(\"FUN_NONDEF\",\"-DCON_\",LEFT(AQ4458,1),\"-FCON_\",LEFT(AR4458,1)),AT4458=1,_xlfn.CONCAT(\"FUN_DEF\",\"-DCON_\",LEFT(AQ4458,1),\"-FCON_\",LEFT(AR4458,1)),AU4458=1,_xlfn.CONCAT(\"NONFUN_NONDEF\",\"-DCON_\",LEFT(AQ4458,1),\"-FCON_\",LEFT(AR4458,1)),AV4458=1,_xlfn.CONCAT(\"NONFUN_DEF\",\"-DCON_\",LEFT(AQ4458,1),\"-FCON_\",LEFT(AR4458,1)),AS4458+AT4458+AU4458+AV4458<1,_xlfn.CONCAT(\"-\"))","v":"-"}]
[null,null,null,null,null,null,null,null,null,null,null,null,null,null,null,null,null,null,null,null,null,0,null,null,null,null,null,null,null,null,null,0,0,0,0,"Unknown",{"$f":"_xlfn.IFS(G4465=\"Natural\",0,H4465=\"\",0,H4465=\"COASTAL-CONSTRUCTED\",0,G4465=\"Constructed\",_xlfn.XLOOKUP($H4465,'Data Categories'!$U$4:$U$25,'Data Categories'!$V$4:V$25))","v":0},{"$f":"_xlfn.IFS(AK4465=\"\",0,AJ4465=\"Unknown\",0,AK4465>1,AK4465-AJ4465,AK4465=0,0)","v":0},{"$f":"_xlfn.IFS(Y4465=\"\",0,Y4465>1920,_xlfn.XLOOKUP($H4465,'Data Categories'!$AE$20:$AE$42,'Data Categories'!$AG$20:$AG$42,0))","v":0},{"$f":"_xlfn.IFS(Y4465=\"\",0,Y4465>0,(2025-Y4465))","v":0},{"$f":"_xlfn.IFS(Z4465=\"Non-Deficient\",\"Non-Deficient\",Z4465=\"Deficient\",\"Deficient\",AB4465=\"Deficient\",\"Deficient\",Z4465=\"Non-Deficient\",\"Non-Deficient\",AB4465=\"Non-Deficient\",\"Non-Deficient\",P4465=\"\",\"None\",AL4465<0,\"Deficient\",AL4465>10,\"Non-Deficient\")","v":"None"},{"$f":"_xlfn.IFS(H4465=\"LOW WATER CROSSING\",\"Non-Functional\",G4465=\"Natural\",\"Functional\",AA4465=\"Functional\",\"Functional\",AC4465=\"Functional\",\"Functional\",AA4465=\"Non-Functional\",\"Non-Functional\",AC4465=\"Non-Functional\",\"Non-Functional\",AA4465=\"Unknown\",\"Unknown\",AC4465=\"Unknown\",\"Unknown\",AA4465=\"\",\"None\")","v":"None"},{"$f":"_xlfn.IFS(X4465=\"Functionality\",\"Low\",W4465=\"No\",\"Low\",Y4465>=2015,\"High\",Y4465>=1920,\"Low\",W4465=\"\",\"None\",W4465=\"Unknown\",\"None\")","v":"None"},{"$f":"_xlfn.IFS(H4465=\"LOW WATER CROSSING\",\"Unknown\",G4465=\"Natural\",\"None\",AM4465<AN4465,\"High\",AC4465=\"Functional\",\"Low\",AC4465=\"Non-Functional\",\"Low\",W4465=\"No\",\"Low\",W4465=\"Unknown\",\"None\",X4465=\"Deficiency\",\"None\",W4465=\"Yes\",\"High\",W4465=\"\",\"None\")","v":"None"},0,0,0,0,{"$f":"_xlfn.CONCAT(LEFT(H4465,3),\"-\")&IF(H4465=\"-\",0,COUNTIF($H$4:H4465,H4465))","v":"-0"},{"$f":"_xlfn.IFS($H4465<=0,\"-\",AS4465=1,_xlfn.CONCAT(\"FUN_NONDEF\",\"-DCON_\",LEFT(AQ4465,1),\"-FCON_\",LEFT(AR4465,1)),AT4465=1,_xlfn.CONCAT(\"FUN_DEF\",\"-DCON_\",LEFT(AQ4465,1),\"-FCON_\",LEFT(AR4465,1)),AU4465=1,_xlfn.CONCAT(\"NONFUN_NONDEF\",\"-DCON_\",LEFT(AQ4465,1),\"-FCON_\",LEFT(AR4465,1)),AV4465=1,_xlfn.CONCAT(\"NONFUN_DEF\",\"-DCON_\",LEFT(AQ4465,1),\"-FCON_\",LEFT(AR4465,1)),AS4465+AT4465+AU4465+AV4465<1,_xlfn.CONCAT(\"-\"))","v":"-"}]
[null,null,null,null,null,null,null,null,null,null,null,null,null,null,null,null,null,null,null,null,null,0,null,null,null,null,null,null,null,null,null,0,0,0,0,"Unknown",{"$f":"_xlfn.IFS(G4477=\"Natural\",0,H4477=\"\",0,H4477=\"COASTAL-CONSTRUCTED\",0,G4477=\"Constructed\",_xlfn.XLOOKUP($H4477,'Data Categories'!$U$4:$U$25,'Data Categories'!$V$4:V$25))","v":0},{"$f":"_xlfn.IFS(AK4477=\"\",0,AJ4477=\"Unknown\",0,AK4477>1,AK4477-AJ4477,AK4477=0,0)","v":0},{"$f":"_xlfn.IFS(Y4477=\"\",0,Y4477>1920,_xlfn.XLOOKUP($H4477,'Data Categories'!$AE$20:$AE$42,'Data Categories'!$AG$20:$AG$42,0))","v":0},{"$f":"_xlfn.IFS(Y4477=\"\",0,Y4477>0,(2025-Y4477))","v":0},{"$f":"_xlfn.IFS(Z4477=\"Non-Deficient\",\"Non-Deficient\",Z4477=\"Deficient\",\"Deficient\",AB4477=\"Deficient\",\"Deficient\",Z4477=\"Non-Deficient\",\"Non-Deficient\",AB4477=\"Non-Deficient\",\"Non-Deficient\",P4477=\"\",\"None\",AL4477<0,\"Deficient\",AL4477>10,\"Non-Deficient\")","v":"None"},{"$f":"_xlfn.IFS(H4477=\"LOW WATER CROSSING\",\"Non-Functional\",G4477=\"Natural\",\"Functional\",AA4477=\"Functional\",\"Functional\",AC4477=\"Functional\",\"Functional\",AA4477=\"Non-Functional\",\"Non-Functional\",AC4477=\"Non-Functional\",\"Non-Functional\",AA4477=\"Unknown\",\"Unknown\",AC4477=\"Unknown\",\"Unknown\",AA4477=\"\",\"None\")","v":"None"},{"$f":"_xlfn.IFS(X4477=\"Functionality\",\"Low\",W4477=\"No\",\"Low\",Y4477>=2015,\"High\",Y4477>=1920,\"Low\",W4477=\"\",\"None\",W4477=\"Unknown\",\"None\")","v":"None"},{"$f":"_xlfn.IFS(H4477=\"LOW WATER CROSSING\",\"Unknown\",G4477=\"Natural\",\"None\",AM4477<AN4477,\"High\",AC4477=\"Functional\",\"Low\",AC4477=\"Non-Functional\",\"Low\",W4477=\"No\",\"Low\",W4477=\"Unknown\",\"None\",X4477=\"Deficiency\",\"None\",W4477=\"Yes\",\"High\",W4477=\"\",\"None\")","v":"None"},0,0,0,0,{"$f":"_xlfn.CONCAT(LEFT(H4477,3),\"-\")&IF(H4477=\"-\",0,COUNTIF($H$4:H4477,H4477))","v":"-0"},{"$f":"_xlfn.IFS($H4477<=0,\"-\",AS4477=1,_xlfn.CONCAT(\"FUN_NONDEF\",\"-DCON_\",LEFT(AQ4477,1),\"-FCON_\",LEFT(AR4477,1)),AT4477=1,_xlfn.CONCAT(\"FUN_DEF\",\"-DCON_\",LEFT(AQ4477,1),\"-FCON_\",LEFT(AR4477,1)),AU4477=1,_xlfn.CONCAT(\"NONFUN_NONDEF\",\"-DCON_\",LEFT(AQ4477,1),\"-FCON_\",LEFT(AR4477,1)),AV4477=1,_xlfn.CONCAT(\"NONFUN_DEF\",\"-DCON_\",LEFT(AQ4477,1),\"-FCON_\",LEFT(AR4477,1)),AS4477+AT4477+AU4477+AV4477<1,_xlfn.CONCAT(\"-\"))","v":"-"}]
[null,null,null,null,null,null,null,null,null,null,null,null,null,null,null,null,null,null,null,null,null,0,null,null,null,null,null,null,null,null,null,0,0,0,0,"Unknown",{"$f":"_xlfn.IFS(G4483=\"Natural\",0,H4483=\"\",0,H4483=\"COASTAL-CONSTRUCTED\",0,G4483=\"Constructed\",_xlfn.XLOOKUP($H4483,'Data Categories'!$U$4:$U$25,'Data Categories'!$V$4:V$25))","v":0},{"$f":"_xlfn.IFS(AK4483=\"\",0,AJ4483=\"Unknown\",0,AK4483>1,AK4483-AJ4483,AK4483=0,0)","v":0},{"$f":"_xlfn.IFS(Y4483=\"\",0,Y4483>1920,_xlfn.XLOOKUP($H4483,'Data Categories'!$AE$20:$AE$42,'Data Categories'!$AG$20:$AG$42,0))","v":0},{"$f":"_xlfn.IFS(Y4483=\"\",0,Y4483>0,(2025-Y4483))","v":0},{"$f":"_xlfn.IFS(Z4483=\"Non-Deficient\",\"Non-Deficient\",Z4483=\"Deficient\",\"Deficient\",AB4483=\"Deficient\",\"Deficient\",Z4483=\"Non-Deficient\",\"Non-Deficient\",AB4483=\"Non-Deficient\",\"Non-Deficient\",P4483=\"\",\"None\",AL4483<0,\"Deficient\",AL4483>10,\"Non-Deficient\")","v":"None"},{"$f":"_xlfn.IFS(H4483=\"LOW WATER CROSSING\",\"Non-Functional\",G4483=\"Natural\",\"Functional\",AA4483=\"Functional\",\"Functional\",AC4483=\"Functional\",\"Functional\",AA4483=\"Non-Functional\",\"Non-Functional\",AC4483=\"Non-Functional\",\"Non-Functional\",AA4483=\"Unknown\",\"Unknown\",AC4483=\"Unknown\",\"Unknown\",AA4483=\"\",\"None\")","v":"None"},{"$f":"_xlfn.IFS(X4483=\"Functionality\",\"Low\",W4483=\"No\",\"Low\",Y4483>=2015,\"High\",Y4483>=1920,\"Low\",W4483=\"\",\"None\",W4483=\"Unknown\",\"None\")","v":"None"},{"$f":"_xlfn.IFS(H4483=\"LOW WATER CROSSING\",\"Unknown\",G4483=\"Natural\",\"None\",AM4483<AN4483,\"High\",AC4483=\"Functional\",\"Low\",AC4483=\"Non-Functional\",\"Low\",W4483=\"No\",\"Low\",W4483=\"Unknown\",\"None\",X4483=\"Deficiency\",\"None\",W4483=\"Yes\",\"High\",W4483=\"\",\"None\")","v":"None"},0,0,0,0,{"$f":"_xlfn.CONCAT(LEFT(H4483,3),\"-\")&IF(H4483=\"-\",0,COUNTIF($H$4:H4483,H4483))","v":"-0"},{"$f":"_xlfn.IFS($H4483<=0,\"-\",AS4483=1,_xlfn.CONCAT(\"FUN_NONDEF\",\"-DCON_\",LEFT(AQ4483,1),\"-FCON_\",LEFT(AR4483,1)),AT4483=1,_xlfn.CONCAT(\"FUN_DEF\",\"-DCON_\",LEFT(AQ4483,1),\"-FCON_\",LEFT(AR4483,1)),AU4483=1,_xlfn.CONCAT(\"NONFUN_NONDEF\",\"-DCON_\",LEFT(AQ4483,1),\"-FCON_\",LEFT(AR4483,1)),AV4483=1,_xlfn.CONCAT(\"NONFUN_DEF\",\"-DCON_\",LEFT(AQ4483,1),\"-FCON_\",LEFT(AR4483,1)),AS4483+AT4483+AU4483+AV4483<1,_xlfn.CONCAT(\"-\"))","v":"-"}]
[null,null,null,null,null,null,null,null,null,null,null,null,null,null,null,null,null,null,null,null,null,0,null,null,null,null,null,null,null,null,null,0,0,0,0,"Unknown",{"$f":"_xlfn.IFS(G4495=\"Natural\",0,H4495=\"\",0,H4495=\"COASTAL-CONSTRUCTED\",0,G4495=\"Constructed\",_xlfn.XLOOKUP($H4495,'Data Categories'!$U$4:$U$25,'Data Categories'!$V$4:V$25))","v":0},{"$f":"_xlfn.IFS(AK4495=\"\",0,AJ4495=\"Unknown\",0,AK4495>1,AK4495-AJ4495,AK4495=0,0)","v":0},{"$f":"_xlfn.IFS(Y4495=\"\",0,Y4495>1920,_xlfn.XLOOKUP($H4495,'Data Categories'!$AE$20:$AE$42,'Data Categories'!$AG$20:$AG$42,0))","v":0},{"$f":"_xlfn.IFS(Y4495=\"\",0,Y4495>0,(2025-Y4495))","v":0},{"$f":"_xlfn.IFS(Z4495=\"Non-Deficient\",\"Non-Deficient\",Z4495=\"Deficient\",\"Deficient\",AB4495=\"Deficient\",\"Deficient\",Z4495=\"Non-Deficient\",\"Non-Deficient\",AB4495=\"Non-Deficient\",\"Non-Deficient\",P4495=\"\",\"None\",AL4495<0,\"Deficient\",AL4495>10,\"Non-Deficient\")","v":"None"},{"$f":"_xlfn.IFS(H4495=\"LOW WATER CROSSING\",\"Non-Functional\",G4495=\"Natural\",\"Functional\",AA4495=\"Functional\",\"Functional\",AC4495=\"Functional\",\"Functional\",AA4495=\"Non-Functional\",\"Non-Functional\",AC4495=\"Non-Functional\",\"Non-Functional\",AA4495=\"Unknown\",\"Unknown\",AC4495=\"Unknown\",\"Unknown\",AA4495=\"\",\"None\")","v":"None"},{"$f":"_xlfn.IFS(X4495=\"Functionality\",\"Low\",W4495=\"No\",\"Low\",Y4495>=2015,\"High\",Y4495>=1920,\"Low\",W4495=\"\",\"None\",W4495=\"Unknown\",\"None\")","v":"None"},{"$f":"_xlfn.IFS(H4495=\"LOW WATER CROSSING\",\"Unknown\",G4495=\"Natural\",\"None\",AM4495<AN4495,\"High\",AC4495=\"Functional\",\"Low\",AC4495=\"Non-Functional\",\"Low\",W4495=\"No\",\"Low\",W4495=\"Unknown\",\"None\",X4495=\"Deficiency\",\"None\",W4495=\"Yes\",\"High\",W4495=\"\",\"None\")","v":"None"},0,0,0,0,{"$f":"_xlfn.CONCAT(LEFT(H4495,3),\"-\")&IF(H4495=\"-\",0,COUNTIF($H$4:H4495,H4495))","v":"-0"},{"$f":"_xlfn.IFS($H4495<=0,\"-\",AS4495=1,_xlfn.CONCAT(\"FUN_NONDEF\",\"-DCON_\",LEFT(AQ4495,1),\"-FCON_\",LEFT(AR4495,1)),AT4495=1,_xlfn.CONCAT(\"FUN_DEF\",\"-DCON_\",LEFT(AQ4495,1),\"-FCON_\",LEFT(AR4495,1)),AU4495=1,_xlfn.CONCAT(\"NONFUN_NONDEF\",\"-DCON_\",LEFT(AQ4495,1),\"-FCON_\",LEFT(AR4495,1)),AV4495=1,_xlfn.CONCAT(\"NONFUN_DEF\",\"-DCON_\",LEFT(AQ4495,1),\"-FCON_\",LEFT(AR4495,1)),AS4495+AT4495+AU4495+AV4495<1,_xlfn.CONCAT(\"-\"))","v":"-"}]
[null,null,null,null,null,null,null,null,null,null,null,null,null,null,null,null,null,null,null,null,null,0,null,null,null,null,null,null,null,null,null,0,0,0,0,"Unknown",{"$f":"_xlfn.IFS(G4507=\"Natural\",0,H4507=\"\",0,H4507=\"COASTAL-CONSTRUCTED\",0,G4507=\"Constructed\",_xlfn.XLOOKUP($H4507,'Data Categories'!$U$4:$U$25,'Data Categories'!$V$4:V$25))","v":0},{"$f":"_xlfn.IFS(AK4507=\"\",0,AJ4507=\"Unknown\",0,AK4507>1,AK4507-AJ4507,AK4507=0,0)","v":0},{"$f":"_xlfn.IFS(Y4507=\"\",0,Y4507>1920,_xlfn.XLOOKUP($H4507,'Data Categories'!$AE$20:$AE$42,'Data Categories'!$AG$20:$AG$42,0))","v":0},{"$f":"_xlfn.IFS(Y4507=\"\",0,Y4507>0,(2025-Y4507))","v":0},{"$f":"_xlfn.IFS(Z4507=\"Non-Deficient\",\"Non-Deficient\",Z4507=\"Deficient\",\"Deficient\",AB4507=\"Deficient\",\"Deficient\",Z4507=\"Non-Deficient\",\"Non-Deficient\",AB4507=\"Non-Deficient\",\"Non-Deficient\",P4507=\"\",\"None\",AL4507<0,\"Deficient\",AL4507>10,\"Non-Deficient\")","v":"None"},{"$f":"_xlfn.IFS(H4507=\"LOW WATER CROSSING\",\"Non-Functional\",G4507=\"Natural\",\"Functional\",AA4507=\"Functional\",\"Functional\",AC4507=\"Functional\",\"Functional\",AA4507=\"Non-Functional\",\"Non-Functional\",AC4507=\"Non-Functional\",\"Non-Functional\",AA4507=\"Unknown\",\"Unknown\",AC4507=\"Unknown\",\"Unknown\",AA4507=\"\",\"None\")","v":"None"},{"$f":"_xlfn.IFS(X4507=\"Functionality\",\"Low\",W4507=\"No\",\"Low\",Y4507>=2015,\"High\",Y4507>=1920,\"Low\",W4507=\"\",\"None\",W4507=\"Unknown\",\"None\")","v":"None"},{"$f":"_xlfn.IFS(H4507=\"LOW WATER CROSSING\",\"Unknown\",G4507=\"Natural\",\"None\",AM4507<AN4507,\"High\",AC4507=\"Functional\",\"Low\",AC4507=\"Non-Functional\",\"Low\",W4507=\"No\",\"Low\",W4507=\"Unknown\",\"None\",X4507=\"Deficiency\",\"None\",W4507=\"Yes\",\"High\",W4507=\"\",\"None\")","v":"None"},0,0,0,0,{"$f":"_xlfn.CONCAT(LEFT(H4507,3),\"-\")&IF(H4507=\"-\",0,COUNTIF($H$4:H4507,H4507))","v":"-0"},{"$f":"_xlfn.IFS($H4507<=0,\"-\",AS4507=1,_xlfn.CONCAT(\"FUN_NONDEF\",\"-DCON_\",LEFT(AQ4507,1),\"-FCON_\",LEFT(AR4507,1)),AT4507=1,_xlfn.CONCAT(\"FUN_DEF\",\"-DCON_\",LEFT(AQ4507,1),\"-FCON_\",LEFT(AR4507,1)),AU4507=1,_xlfn.CONCAT(\"NONFUN_NONDEF\",\"-DCON_\",LEFT(AQ4507,1),\"-FCON_\",LEFT(AR4507,1)),AV4507=1,_xlfn.CONCAT(\"NONFUN_DEF\",\"-DCON_\",LEFT(AQ4507,1),\"-FCON_\",LEFT(AR4507,1)),AS4507+AT4507+AU4507+AV4507<1,_xlfn.CONCAT(\"-\"))","v":"-"}]
[null,null,null,null,null,null,null,null,null,null,null,null,null,null,null,null,null,null,null,null,null,0,null,null,null,null,null,null,null,null,null,0,0,0,0,"Unknown",{"$f":"_xlfn.IFS(G4510=\"Natural\",0,H4510=\"\",0,H4510=\"COASTAL-CONSTRUCTED\",0,G4510=\"Constructed\",_xlfn.XLOOKUP($H4510,'Data Categories'!$U$4:$U$25,'Data Categories'!$V$4:V$25))","v":0},{"$f":"_xlfn.IFS(AK4510=\"\",0,AJ4510=\"Unknown\",0,AK4510>1,AK4510-AJ4510,AK4510=0,0)","v":0},{"$f":"_xlfn.IFS(Y4510=\"\",0,Y4510>1920,_xlfn.XLOOKUP($H4510,'Data Categories'!$AE$20:$AE$42,'Data Categories'!$AG$20:$AG$42,0))","v":0},{"$f":"_xlfn.IFS(Y4510=\"\",0,Y4510>0,(2025-Y4510))","v":0},{"$f":"_xlfn.IFS(Z4510=\"Non-Deficient\",\"Non-Deficient\",Z4510=\"Deficient\",\"Deficient\",AB4510=\"Deficient\",\"Deficient\",Z4510=\"Non-Deficient\",\"Non-Deficient\",AB4510=\"Non-Deficient\",\"Non-Deficient\",P4510=\"\",\"None\",AL4510<0,\"Deficient\",AL4510>10,\"Non-Deficient\")","v":"None"},{"$f":"_xlfn.IFS(H4510=\"LOW WATER CROSSING\",\"Non-Functional\",G4510=\"Natural\",\"Functional\",AA4510=\"Functional\",\"Functional\",AC4510=\"Functional\",\"Functional\",AA4510=\"Non-Functional\",\"Non-Functional\",AC4510=\"Non-Functional\",\"Non-Functional\",AA4510=\"Unknown\",\"Unknown\",AC4510=\"Unknown\",\"Unknown\",AA4510=\"\",\"None\")","v":"None"},{"$f":"_xlfn.IFS(X4510=\"Functionality\",\"Low\",W4510=\"No\",\"Low\",Y4510>=2015,\"High\",Y4510>=1920,\"Low\",W4510=\"\",\"None\",W4510=\"Unknown\",\"None\")","v":"None"},{"$f":"_xlfn.IFS(H4510=\"LOW WATER CROSSING\",\"Unknown\",G4510=\"Natural\",\"None\",AM4510<AN4510,\"High\",AC4510=\"Functional\",\"Low\",AC4510=\"Non-Functional\",\"Low\",W4510=\"No\",\"Low\",W4510=\"Unknown\",\"None\",X4510=\"Deficiency\",\"None\",W4510=\"Yes\",\"High\",W4510=\"\",\"None\")","v":"None"},0,0,0,0,{"$f":"_xlfn.CONCAT(LEFT(H4510,3),\"-\")&IF(H4510=\"-\",0,COUNTIF($H$4:H4510,H4510))","v":"-0"},{"$f":"_xlfn.IFS($H4510<=0,\"-\",AS4510=1,_xlfn.CONCAT(\"FUN_NONDEF\",\"-DCON_\",LEFT(AQ4510,1),\"-FCON_\",LEFT(AR4510,1)),AT4510=1,_xlfn.CONCAT(\"FUN_DEF\",\"-DCON_\",LEFT(AQ4510,1),\"-FCON_\",LEFT(AR4510,1)),AU4510=1,_xlfn.CONCAT(\"NONFUN_NONDEF\",\"-DCON_\",LEFT(AQ4510,1),\"-FCON_\",LEFT(AR4510,1)),AV4510=1,_xlfn.CONCAT(\"NONFUN_DEF\",\"-DCON_\",LEFT(AQ4510,1),\"-FCON_\",LEFT(AR4510,1)),AS4510+AT4510+AU4510+AV4510<1,_xlfn.CONCAT(\"-\"))","v":"-"}]
[null,null,null,null,null,null,null,null,null,null,null,null,null,null,null,null,null,null,null,null,null,0,null,null,null,null,null,null,null,null,null,0,0,0,0,"Unknown",{"$f":"_xlfn.IFS(G4522=\"Natural\",0,H4522=\"\",0,H4522=\"COASTAL-CONSTRUCTED\",0,G4522=\"Constructed\",_xlfn.XLOOKUP($H4522,'Data Categories'!$U$4:$U$25,'Data Categories'!$V$4:V$25))","v":0},{"$f":"_xlfn.IFS(AK4522=\"\",0,AJ4522=\"Unknown\",0,AK4522>1,AK4522-AJ4522,AK4522=0,0)","v":0},{"$f":"_xlfn.IFS(Y4522=\"\",0,Y4522>1920,_xlfn.XLOOKUP($H4522,'Data Categories'!$AE$20:$AE$42,'Data Categories'!$AG$20:$AG$42,0))","v":0},{"$f":"_xlfn.IFS(Y4522=\"\",0,Y4522>0,(2025-Y4522))","v":0},{"$f":"_xlfn.IFS(Z4522=\"Non-Deficient\",\"Non-Deficient\",Z4522=\"Deficient\",\"Deficient\",AB4522=\"Deficient\",\"Deficient\",Z4522=\"Non-Deficient\",\"Non-Deficient\",AB4522=\"Non-Deficient\",\"Non-Deficient\",P4522=\"\",\"None\",AL4522<0,\"Deficient\",AL4522>10,\"Non-Deficient\")","v":"None"},{"$f":"_xlfn.IFS(H4522=\"LOW WATER CROSSING\",\"Non-Functional\",G4522=\"Natural\",\"Functional\",AA4522=\"Functional\",\"Functional\",AC4522=\"Functional\",\"Functional\",AA4522=\"Non-Functional\",\"Non-Functional\",AC4522=\"Non-Functional\",\"Non-Functional\",AA4522=\"Unknown\",\"Unknown\",AC4522=\"Unknown\",\"Unknown\",AA4522=\"\",\"None\")","v":"None"},{"$f":"_xlfn.IFS(X4522=\"Functionality\",\"Low\",W4522=\"No\",\"Low\",Y4522>=2015,\"High\",Y4522>=1920,\"Low\",W4522=\"\",\"None\",W4522=\"Unknown\",\"None\")","v":"None"},{"$f":"_xlfn.IFS(H4522=\"LOW WATER CROSSING\",\"Unknown\",G4522=\"Natural\",\"None\",AM4522<AN4522,\"High\",AC4522=\"Functional\",\"Low\",AC4522=\"Non-Functional\",\"Low\",W4522=\"No\",\"Low\",W4522=\"Unknown\",\"None\",X4522=\"Deficiency\",\"None\",W4522=\"Yes\",\"High\",W4522=\"\",\"None\")","v":"None"},0,0,0,0,{"$f":"_xlfn.CONCAT(LEFT(H4522,3),\"-\")&IF(H4522=\"-\",0,COUNTIF($H$4:H4522,H4522))","v":"-0"},{"$f":"_xlfn.IFS($H4522<=0,\"-\",AS4522=1,_xlfn.CONCAT(\"FUN_NONDEF\",\"-DCON_\",LEFT(AQ4522,1),\"-FCON_\",LEFT(AR4522,1)),AT4522=1,_xlfn.CONCAT(\"FUN_DEF\",\"-DCON_\",LEFT(AQ4522,1),\"-FCON_\",LEFT(AR4522,1)),AU4522=1,_xlfn.CONCAT(\"NONFUN_NONDEF\",\"-DCON_\",LEFT(AQ4522,1),\"-FCON_\",LEFT(AR4522,1)),AV4522=1,_xlfn.CONCAT(\"NONFUN_DEF\",\"-DCON_\",LEFT(AQ4522,1),\"-FCON_\",LEFT(AR4522,1)),AS4522+AT4522+AU4522+AV4522<1,_xlfn.CONCAT(\"-\"))","v":"-"}]
[null,null,null,null,null,null,null,null,null,null,null,null,null,null,null,null,null,null,null,null,null,0,null,null,null,null,null,null,null,null,null,0,0,0,0,"Unknown",{"$f":"_xlfn.IFS(G4528=\"Natural\",0,H4528=\"\",0,H4528=\"COASTAL-CONSTRUCTED\",0,G4528=\"Constructed\",_xlfn.XLOOKUP($H4528,'Data Categories'!$U$4:$U$25,'Data Categories'!$V$4:V$25))","v":0},{"$f":"_xlfn.IFS(AK4528=\"\",0,AJ4528=\"Unknown\",0,AK4528>1,AK4528-AJ4528,AK4528=0,0)","v":0},{"$f":"_xlfn.IFS(Y4528=\"\",0,Y4528>1920,_xlfn.XLOOKUP($H4528,'Data Categories'!$AE$20:$AE$42,'Data Categories'!$AG$20:$AG$42,0))","v":0},{"$f":"_xlfn.IFS(Y4528=\"\",0,Y4528>0,(2025-Y4528))","v":0},{"$f":"_xlfn.IFS(Z4528=\"Non-Deficient\",\"Non-Deficient\",Z4528=\"Deficient\",\"Deficient\",AB4528=\"Deficient\",\"Deficient\",Z4528=\"Non-Deficient\",\"Non-Deficient\",AB4528=\"Non-Deficient\",\"Non-Deficient\",P4528=\"\",\"None\",AL4528<0,\"Deficient\",AL4528>10,\"Non-Deficient\")","v":"None"},{"$f":"_xlfn.IFS(H4528=\"LOW WATER CROSSING\",\"Non-Functional\",G4528=\"Natural\",\"Functional\",AA4528=\"Functional\",\"Functional\",AC4528=\"Functional\",\"Functional\",AA4528=\"Non-Functional\",\"Non-Functional\",AC4528=\"Non-Functional\",\"Non-Functional\",AA4528=\"Unknown\",\"Unknown\",AC4528=\"Unknown\",\"Unknown\",AA4528=\"\",\"None\")","v":"None"},{"$f":"_xlfn.IFS(X4528=\"Functionality\",\"Low\",W4528=\"No\",\"Low\",Y4528>=2015,\"High\",Y4528>=1920,\"Low\",W4528=\"\",\"None\",W4528=\"Unknown\",\"None\")","v":"None"},{"$f":"_xlfn.IFS(H4528=\"LOW WATER CROSSING\",\"Unknown\",G4528=\"Natural\",\"None\",AM4528<AN4528,\"High\",AC4528=\"Functional\",\"Low\",AC4528=\"Non-Functional\",\"Low\",W4528=\"No\",\"Low\",W4528=\"Unknown\",\"None\",X4528=\"Deficiency\",\"None\",W4528=\"Yes\",\"High\",W4528=\"\",\"None\")","v":"None"},0,0,0,0,{"$f":"_xlfn.CONCAT(LEFT(H4528,3),\"-\")&IF(H4528=\"-\",0,COUNTIF($H$4:H4528,H4528))","v":"-0"},{"$f":"_xlfn.IFS($H4528<=0,\"-\",AS4528=1,_xlfn.CONCAT(\"FUN_NONDEF\",\"-DCON_\",LEFT(AQ4528,1),\"-FCON_\",LEFT(AR4528,1)),AT4528=1,_xlfn.CONCAT(\"FUN_DEF\",\"-DCON_\",LEFT(AQ4528,1),\"-FCON_\",LEFT(AR4528,1)),AU4528=1,_xlfn.CONCAT(\"NONFUN_NONDEF\",\"-DCON_\",LEFT(AQ4528,1),\"-FCON_\",LEFT(AR4528,1)),AV4528=1,_xlfn.CONCAT(\"NONFUN_DEF\",\"-DCON_\",LEFT(AQ4528,1),\"-FCON_\",LEFT(AR4528,1)),AS4528+AT4528+AU4528+AV4528<1,_xlfn.CONCAT(\"-\"))","v":"-"}]
[null,null,null,null,null,null,null,null,null,null,null,null,null,null,null,null,null,null,null,null,null,0,null,null,null,null,null,null,null,null,null,0,0,0,0,"Unknown",{"$f":"_xlfn.IFS(G4535=\"Natural\",0,H4535=\"\",0,H4535=\"COASTAL-CONSTRUCTED\",0,G4535=\"Constructed\",_xlfn.XLOOKUP($H4535,'Data Categories'!$U$4:$U$25,'Data Categories'!$V$4:V$25))","v":0},{"$f":"_xlfn.IFS(AK4535=\"\",0,AJ4535=\"Unknown\",0,AK4535>1,AK4535-AJ4535,AK4535=0,0)","v":0},{"$f":"_xlfn.IFS(Y4535=\"\",0,Y4535>1920,_xlfn.XLOOKUP($H4535,'Data Categories'!$AE$20:$AE$42,'Data Categories'!$AG$20:$AG$42,0))","v":0},{"$f":"_xlfn.IFS(Y4535=\"\",0,Y4535>0,(2025-Y4535))","v":0},{"$f":"_xlfn.IFS(Z4535=\"Non-Deficient\",\"Non-Deficient\",Z4535=\"Deficient\",\"Deficient\",AB4535=\"Deficient\",\"Deficient\",Z4535=\"Non-Deficient\",\"Non-Deficient\",AB4535=\"Non-Deficient\",\"Non-Deficient\",P4535=\"\",\"None\",AL4535<0,\"Deficient\",AL4535>10,\"Non-Deficient\")","v":"None"},{"$f":"_xlfn.IFS(H4535=\"LOW WATER CROSSING\",\"Non-Functional\",G4535=\"Natural\",\"Functional\",AA4535=\"Functional\",\"Functional\",AC4535=\"Functional\",\"Functional\",AA4535=\"Non-Functional\",\"Non-Functional\",AC4535=\"Non-Functional\",\"Non-Functional\",AA4535=\"Unknown\",\"Unknown\",AC4535=\"Unknown\",\"Unknown\",AA4535=\"\",\"None\")","v":"None"},{"$f":"_xlfn.IFS(X4535=\"Functionality\",\"Low\",W4535=\"No\",\"Low\",Y4535>=2015,\"High\",Y4535>=1920,\"Low\",W4535=\"\",\"None\",W4535=\"Unknown\",\"None\")","v":"None"},{"$f":"_xlfn.IFS(H4535=\"LOW WATER CROSSING\",\"Unknown\",G4535=\"Natural\",\"None\",AM4535<AN4535,\"High\",AC4535=\"Functional\",\"Low\",AC4535=\"Non-Functional\",\"Low\",W4535=\"No\",\"Low\",W4535=\"Unknown\",\"None\",X4535=\"Deficiency\",\"None\",W4535=\"Yes\",\"High\",W4535=\"\",\"None\")","v":"None"},0,0,0,0,{"$f":"_xlfn.CONCAT(LEFT(H4535,3),\"-\")&IF(H4535=\"-\",0,COUNTIF($H$4:H4535,H4535))","v":"-0"},{"$f":"_xlfn.IFS($H4535<=0,\"-\",AS4535=1,_xlfn.CONCAT(\"FUN_NONDEF\",\"-DCON_\",LEFT(AQ4535,1),\"-FCON_\",LEFT(AR4535,1)),AT4535=1,_xlfn.CONCAT(\"FUN_DEF\",\"-DCON_\",LEFT(AQ4535,1),\"-FCON_\",LEFT(AR4535,1)),AU4535=1,_xlfn.CONCAT(\"NONFUN_NONDEF\",\"-DCON_\",LEFT(AQ4535,1),\"-FCON_\",LEFT(AR4535,1)),AV4535=1,_xlfn.CONCAT(\"NONFUN_DEF\",\"-DCON_\",LEFT(AQ4535,1),\"-FCON_\",LEFT(AR4535,1)),AS4535+AT4535+AU4535+AV4535<1,_xlfn.CONCAT(\"-\"))","v":"-"}]
[null,null,null,null,null,null,null,null,null,null,null,null,null,null,null,null,null,null,null,null,null,0,null,null,null,null,null,null,null,null,null,0,0,0,0,"Unknown",{"$f":"_xlfn.IFS(G4547=\"Natural\",0,H4547=\"\",0,H4547=\"COASTAL-CONSTRUCTED\",0,G4547=\"Constructed\",_xlfn.XLOOKUP($H4547,'Data Categories'!$U$4:$U$25,'Data Categories'!$V$4:V$25))","v":0},{"$f":"_xlfn.IFS(AK4547=\"\",0,AJ4547=\"Unknown\",0,AK4547>1,AK4547-AJ4547,AK4547=0,0)","v":0},{"$f":"_xlfn.IFS(Y4547=\"\",0,Y4547>1920,_xlfn.XLOOKUP($H4547,'Data Categories'!$AE$20:$AE$42,'Data Categories'!$AG$20:$AG$42,0))","v":0},{"$f":"_xlfn.IFS(Y4547=\"\",0,Y4547>0,(2025-Y4547))","v":0},{"$f":"_xlfn.IFS(Z4547=\"Non-Deficient\",\"Non-Deficient\",Z4547=\"Deficient\",\"Deficient\",AB4547=\"Deficient\",\"Deficient\",Z4547=\"Non-Deficient\",\"Non-Deficient\",AB4547=\"Non-Deficient\",\"Non-Deficient\",P4547=\"\",\"None\",AL4547<0,\"Deficient\",AL4547>10,\"Non-Deficient\")","v":"None"},{"$f":"_xlfn.IFS(H4547=\"LOW WATER CROSSING\",\"Non-Functional\",G4547=\"Natural\",\"Functional\",AA4547=\"Functional\",\"Functional\",AC4547=\"Functional\",\"Functional\",AA4547=\"Non-Functional\",\"Non-Functional\",AC4547=\"Non-Functional\",\"Non-Functional\",AA4547=\"Unknown\",\"Unknown\",AC4547=\"Unknown\",\"Unknown\",AA4547=\"\",\"None\")","v":"None"},{"$f":"_xlfn.IFS(X4547=\"Functionality\",\"Low\",W4547=\"No\",\"Low\",Y4547>=2015,\"High\",Y4547>=1920,\"Low\",W4547=\"\",\"None\",W4547=\"Unknown\",\"None\")","v":"None"},{"$f":"_xlfn.IFS(H4547=\"LOW WATER CROSSING\",\"Unknown\",G4547=\"Natural\",\"None\",AM4547<AN4547,\"High\",AC4547=\"Functional\",\"Low\",AC4547=\"Non-Functional\",\"Low\",W4547=\"No\",\"Low\",W4547=\"Unknown\",\"None\",X4547=\"Deficiency\",\"None\",W4547=\"Yes\",\"High\",W4547=\"\",\"None\")","v":"None"},0,0,0,0,{"$f":"_xlfn.CONCAT(LEFT(H4547,3),\"-\")&IF(H4547=\"-\",0,COUNTIF($H$4:H4547,H4547))","v":"-0"},{"$f":"_xlfn.IFS($H4547<=0,\"-\",AS4547=1,_xlfn.CONCAT(\"FUN_NONDEF\",\"-DCON_\",LEFT(AQ4547,1),\"-FCON_\",LEFT(AR4547,1)),AT4547=1,_xlfn.CONCAT(\"FUN_DEF\",\"-DCON_\",LEFT(AQ4547,1),\"-FCON_\",LEFT(AR4547,1)),AU4547=1,_xlfn.CONCAT(\"NONFUN_NONDEF\",\"-DCON_\",LEFT(AQ4547,1),\"-FCON_\",LEFT(AR4547,1)),AV4547=1,_xlfn.CONCAT(\"NONFUN_DEF\",\"-DCON_\",LEFT(AQ4547,1),\"-FCON_\",LEFT(AR4547,1)),AS4547+AT4547+AU4547+AV4547<1,_xlfn.CONCAT(\"-\"))","v":"-"}]
[null,null,null,null,null,null,null,null,null,null,null,null,null,null,null,null,null,null,null,null,null,0,null,null,null,null,null,null,null,null,null,0,0,0,0,"Unknown",{"$f":"_xlfn.IFS(G4553=\"Natural\",0,H4553=\"\",0,H4553=\"COASTAL-CONSTRUCTED\",0,G4553=\"Constructed\",_xlfn.XLOOKUP($H4553,'Data Categories'!$U$4:$U$25,'Data Categories'!$V$4:V$25))","v":0},{"$f":"_xlfn.IFS(AK4553=\"\",0,AJ4553=\"Unknown\",0,AK4553>1,AK4553-AJ4553,AK4553=0,0)","v":0},{"$f":"_xlfn.IFS(Y4553=\"\",0,Y4553>1920,_xlfn.XLOOKUP($H4553,'Data Categories'!$AE$20:$AE$42,'Data Categories'!$AG$20:$AG$42,0))","v":0},{"$f":"_xlfn.IFS(Y4553=\"\",0,Y4553>0,(2025-Y4553))","v":0},{"$f":"_xlfn.IFS(Z4553=\"Non-Deficient\",\"Non-Deficient\",Z4553=\"Deficient\",\"Deficient\",AB4553=\"Deficient\",\"Deficient\",Z4553=\"Non-Deficient\",\"Non-Deficient\",AB4553=\"Non-Deficient\",\"Non-Deficient\",P4553=\"\",\"None\",AL4553<0,\"Deficient\",AL4553>10,\"Non-Deficient\")","v":"None"},{"$f":"_xlfn.IFS(H4553=\"LOW WATER CROSSING\",\"Non-Functional\",G4553=\"Natural\",\"Functional\",AA4553=\"Functional\",\"Functional\",AC4553=\"Functional\",\"Functional\",AA4553=\"Non-Functional\",\"Non-Functional\",AC4553=\"Non-Functional\",\"Non-Functional\",AA4553=\"Unknown\",\"Unknown\",AC4553=\"Unknown\",\"Unknown\",AA4553=\"\",\"None\")","v":"None"},{"$f":"_xlfn.IFS(X4553=\"Functionality\",\"Low\",W4553=\"No\",\"Low\",Y4553>=2015,\"High\",Y4553>=1920,\"Low\",W4553=\"\",\"None\",W4553=\"Unknown\",\"None\")","v":"None"},{"$f":"_xlfn.IFS(H4553=\"LOW WATER CROSSING\",\"Unknown\",G4553=\"Natural\",\"None\",AM4553<AN4553,\"High\",AC4553=\"Functional\",\"Low\",AC4553=\"Non-Functional\",\"Low\",W4553=\"No\",\"Low\",W4553=\"Unknown\",\"None\",X4553=\"Deficiency\",\"None\",W4553=\"Yes\",\"High\",W4553=\"\",\"None\")","v":"None"},0,0,0,0,{"$f":"_xlfn.CONCAT(LEFT(H4553,3),\"-\")&IF(H4553=\"-\",0,COUNTIF($H$4:H4553,H4553))","v":"-0"},{"$f":"_xlfn.IFS($H4553<=0,\"-\",AS4553=1,_xlfn.CONCAT(\"FUN_NONDEF\",\"-DCON_\",LEFT(AQ4553,1),\"-FCON_\",LEFT(AR4553,1)),AT4553=1,_xlfn.CONCAT(\"FUN_DEF\",\"-DCON_\",LEFT(AQ4553,1),\"-FCON_\",LEFT(AR4553,1)),AU4553=1,_xlfn.CONCAT(\"NONFUN_NONDEF\",\"-DCON_\",LEFT(AQ4553,1),\"-FCON_\",LEFT(AR4553,1)),AV4553=1,_xlfn.CONCAT(\"NONFUN_DEF\",\"-DCON_\",LEFT(AQ4553,1),\"-FCON_\",LEFT(AR4553,1)),AS4553+AT4553+AU4553+AV4553<1,_xlfn.CONCAT(\"-\"))","v":"-"}]
[null,null,null,null,null,null,null,null,null,null,null,null,null,null,null,null,null,null,null,null,null,0,null,null,null,null,null,null,null,null,null,0,0,0,0,"Unknown",{"$f":"_xlfn.IFS(G4565=\"Natural\",0,H4565=\"\",0,H4565=\"COASTAL-CONSTRUCTED\",0,G4565=\"Constructed\",_xlfn.XLOOKUP($H4565,'Data Categories'!$U$4:$U$25,'Data Categories'!$V$4:V$25))","v":0},{"$f":"_xlfn.IFS(AK4565=\"\",0,AJ4565=\"Unknown\",0,AK4565>1,AK4565-AJ4565,AK4565=0,0)","v":0},{"$f":"_xlfn.IFS(Y4565=\"\",0,Y4565>1920,_xlfn.XLOOKUP($H4565,'Data Categories'!$AE$20:$AE$42,'Data Categories'!$AG$20:$AG$42,0))","v":0},{"$f":"_xlfn.IFS(Y4565=\"\",0,Y4565>0,(2025-Y4565))","v":0},{"$f":"_xlfn.IFS(Z4565=\"Non-Deficient\",\"Non-Deficient\",Z4565=\"Deficient\",\"Deficient\",AB4565=\"Deficient\",\"Deficient\",Z4565=\"Non-Deficient\",\"Non-Deficient\",AB4565=\"Non-Deficient\",\"Non-Deficient\",P4565=\"\",\"None\",AL4565<0,\"Deficient\",AL4565>10,\"Non-Deficient\")","v":"None"},{"$f":"_xlfn.IFS(H4565=\"LOW WATER CROSSING\",\"Non-Functional\",G4565=\"Natural\",\"Functional\",AA4565=\"Functional\",\"Functional\",AC4565=\"Functional\",\"Functional\",AA4565=\"Non-Functional\",\"Non-Functional\",AC4565=\"Non-Functional\",\"Non-Functional\",AA4565=\"Unknown\",\"Unknown\",AC4565=\"Unknown\",\"Unknown\",AA4565=\"\",\"None\")","v":"None"},{"$f":"_xlfn.IFS(X4565=\"Functionality\",\"Low\",W4565=\"No\",\"Low\",Y4565>=2015,\"High\",Y4565>=1920,\"Low\",W4565=\"\",\"None\",W4565=\"Unknown\",\"None\")","v":"None"},{"$f":"_xlfn.IFS(H4565=\"LOW WATER CROSSING\",\"Unknown\",G4565=\"Natural\",\"None\",AM4565<AN4565,\"High\",AC4565=\"Functional\",\"Low\",AC4565=\"Non-Functional\",\"Low\",W4565=\"No\",\"Low\",W4565=\"Unknown\",\"None\",X4565=\"Deficiency\",\"None\",W4565=\"Yes\",\"High\",W4565=\"\",\"None\")","v":"None"},0,0,0,0,{"$f":"_xlfn.CONCAT(LEFT(H4565,3),\"-\")&IF(H4565=\"-\",0,COUNTIF($H$4:H4565,H4565))","v":"-0"},{"$f":"_xlfn.IFS($H4565<=0,\"-\",AS4565=1,_xlfn.CONCAT(\"FUN_NONDEF\",\"-DCON_\",LEFT(AQ4565,1),\"-FCON_\",LEFT(AR4565,1)),AT4565=1,_xlfn.CONCAT(\"FUN_DEF\",\"-DCON_\",LEFT(AQ4565,1),\"-FCON_\",LEFT(AR4565,1)),AU4565=1,_xlfn.CONCAT(\"NONFUN_NONDEF\",\"-DCON_\",LEFT(AQ4565,1),\"-FCON_\",LEFT(AR4565,1)),AV4565=1,_xlfn.CONCAT(\"NONFUN_DEF\",\"-DCON_\",LEFT(AQ4565,1),\"-FCON_\",LEFT(AR4565,1)),AS4565+AT4565+AU4565+AV4565<1,_xlfn.CONCAT(\"-\"))","v":"-"}]
[null,null,null,null,null,null,null,null,null,null,null,null,null,null,null,null,null,null,null,null,null,0,null,null,null,null,null,null,null,null,null,0,0,0,0,"Unknown",{"$f":"_xlfn.IFS(G4577=\"Natural\",0,H4577=\"\",0,H4577=\"COASTAL-CONSTRUCTED\",0,G4577=\"Constructed\",_xlfn.XLOOKUP($H4577,'Data Categories'!$U$4:$U$25,'Data Categories'!$V$4:V$25))","v":0},{"$f":"_xlfn.IFS(AK4577=\"\",0,AJ4577=\"Unknown\",0,AK4577>1,AK4577-AJ4577,AK4577=0,0)","v":0},{"$f":"_xlfn.IFS(Y4577=\"\",0,Y4577>1920,_xlfn.XLOOKUP($H4577,'Data Categories'!$AE$20:$AE$42,'Data Categories'!$AG$20:$AG$42,0))","v":0},{"$f":"_xlfn.IFS(Y4577=\"\",0,Y4577>0,(2025-Y4577))","v":0},{"$f":"_xlfn.IFS(Z4577=\"Non-Deficient\",\"Non-Deficient\",Z4577=\"Deficient\",\"Deficient\",AB4577=\"Deficient\",\"Deficient\",Z4577=\"Non-Deficient\",\"Non-Deficient\",AB4577=\"Non-Deficient\",\"Non-Deficient\",P4577=\"\",\"None\",AL4577<0,\"Deficient\",AL4577>10,\"Non-Deficient\")","v":"None"},{"$f":"_xlfn.IFS(H4577=\"LOW WATER CROSSING\",\"Non-Functional\",G4577=\"Natural\",\"Functional\",AA4577=\"Functional\",\"Functional\",AC4577=\"Functional\",\"Functional\",AA4577=\"Non-Functional\",\"Non-Functional\",AC4577=\"Non-Functional\",\"Non-Functional\",AA4577=\"Unknown\",\"Unknown\",AC4577=\"Unknown\",\"Unknown\",AA4577=\"\",\"None\")","v":"None"},{"$f":"_xlfn.IFS(X4577=\"Functionality\",\"Low\",W4577=\"No\",\"Low\",Y4577>=2015,\"High\",Y4577>=1920,\"Low\",W4577=\"\",\"None\",W4577=\"Unknown\",\"None\")","v":"None"},{"$f":"_xlfn.IFS(H4577=\"LOW WATER CROSSING\",\"Unknown\",G4577=\"Natural\",\"None\",AM4577<AN4577,\"High\",AC4577=\"Functional\",\"Low\",AC4577=\"Non-Functional\",\"Low\",W4577=\"No\",\"Low\",W4577=\"Unknown\",\"None\",X4577=\"Deficiency\",\"None\",W4577=\"Yes\",\"High\",W4577=\"\",\"None\")","v":"None"},0,0,0,0,{"$f":"_xlfn.CONCAT(LEFT(H4577,3),\"-\")&IF(H4577=\"-\",0,COUNTIF($H$4:H4577,H4577))","v":"-0"},{"$f":"_xlfn.IFS($H4577<=0,\"-\",AS4577=1,_xlfn.CONCAT(\"FUN_NONDEF\",\"-DCON_\",LEFT(AQ4577,1),\"-FCON_\",LEFT(AR4577,1)),AT4577=1,_xlfn.CONCAT(\"FUN_DEF\",\"-DCON_\",LEFT(AQ4577,1),\"-FCON_\",LEFT(AR4577,1)),AU4577=1,_xlfn.CONCAT(\"NONFUN_NONDEF\",\"-DCON_\",LEFT(AQ4577,1),\"-FCON_\",LEFT(AR4577,1)),AV4577=1,_xlfn.CONCAT(\"NONFUN_DEF\",\"-DCON_\",LEFT(AQ4577,1),\"-FCON_\",LEFT(AR4577,1)),AS4577+AT4577+AU4577+AV4577<1,_xlfn.CONCAT(\"-\"))","v":"-"}]
[null,null,null,null,null,null,null,null,null,null,null,null,null,null,null,null,null,null,null,null,null,0,null,null,null,null,null,null,null,null,null,0,0,0,0,"Unknown",{"$f":"_xlfn.IFS(G4580=\"Natural\",0,H4580=\"\",0,H4580=\"COASTAL-CONSTRUCTED\",0,G4580=\"Constructed\",_xlfn.XLOOKUP($H4580,'Data Categories'!$U$4:$U$25,'Data Categories'!$V$4:V$25))","v":0},{"$f":"_xlfn.IFS(AK4580=\"\",0,AJ4580=\"Unknown\",0,AK4580>1,AK4580-AJ4580,AK4580=0,0)","v":0},{"$f":"_xlfn.IFS(Y4580=\"\",0,Y4580>1920,_xlfn.XLOOKUP($H4580,'Data Categories'!$AE$20:$AE$42,'Data Categories'!$AG$20:$AG$42,0))","v":0},{"$f":"_xlfn.IFS(Y4580=\"\",0,Y4580>0,(2025-Y4580))","v":0},{"$f":"_xlfn.IFS(Z4580=\"Non-Deficient\",\"Non-Deficient\",Z4580=\"Deficient\",\"Deficient\",AB4580=\"Deficient\",\"Deficient\",Z4580=\"Non-Deficient\",\"Non-Deficient\",AB4580=\"Non-Deficient\",\"Non-Deficient\",P4580=\"\",\"None\",AL4580<0,\"Deficient\",AL4580>10,\"Non-Deficient\")","v":"None"},{"$f":"_xlfn.IFS(H4580=\"LOW WATER CROSSING\",\"Non-Functional\",G4580=\"Natural\",\"Functional\",AA4580=\"Functional\",\"Functional\",AC4580=\"Functional\",\"Functional\",AA4580=\"Non-Functional\",\"Non-Functional\",AC4580=\"Non-Functional\",\"Non-Functional\",AA4580=\"Unknown\",\"Unknown\",AC4580=\"Unknown\",\"Unknown\",AA4580=\"\",\"None\")","v":"None"},{"$f":"_xlfn.IFS(X4580=\"Functionality\",\"Low\",W4580=\"No\",\"Low\",Y4580>=2015,\"High\",Y4580>=1920,\"Low\",W4580=\"\",\"None\",W4580=\"Unknown\",\"None\")","v":"None"},{"$f":"_xlfn.IFS(H4580=\"LOW WATER CROSSING\",\"Unknown\",G4580=\"Natural\",\"None\",AM4580<AN4580,\"High\",AC4580=\"Functional\",\"Low\",AC4580=\"Non-Functional\",\"Low\",W4580=\"No\",\"Low\",W4580=\"Unknown\",\"None\",X4580=\"Deficiency\",\"None\",W4580=\"Yes\",\"High\",W4580=\"\",\"None\")","v":"None"},0,0,0,0,{"$f":"_xlfn.CONCAT(LEFT(H4580,3),\"-\")&IF(H4580=\"-\",0,COUNTIF($H$4:H4580,H4580))","v":"-0"},{"$f":"_xlfn.IFS($H4580<=0,\"-\",AS4580=1,_xlfn.CONCAT(\"FUN_NONDEF\",\"-DCON_\",LEFT(AQ4580,1),\"-FCON_\",LEFT(AR4580,1)),AT4580=1,_xlfn.CONCAT(\"FUN_DEF\",\"-DCON_\",LEFT(AQ4580,1),\"-FCON_\",LEFT(AR4580,1)),AU4580=1,_xlfn.CONCAT(\"NONFUN_NONDEF\",\"-DCON_\",LEFT(AQ4580,1),\"-FCON_\",LEFT(AR4580,1)),AV4580=1,_xlfn.CONCAT(\"NONFUN_DEF\",\"-DCON_\",LEFT(AQ4580,1),\"-FCON_\",LEFT(AR4580,1)),AS4580+AT4580+AU4580+AV4580<1,_xlfn.CONCAT(\"-\"))","v":"-"}]
[null,null,null,null,null,null,null,null,null,null,null,null,null,null,null,null,null,null,null,null,null,0,null,null,null,null,null,null,null,null,null,0,0,0,0,"Unknown",{"$f":"_xlfn.IFS(G4592=\"Natural\",0,H4592=\"\",0,H4592=\"COASTAL-CONSTRUCTED\",0,G4592=\"Constructed\",_xlfn.XLOOKUP($H4592,'Data Categories'!$U$4:$U$25,'Data Categories'!$V$4:V$25))","v":0},{"$f":"_xlfn.IFS(AK4592=\"\",0,AJ4592=\"Unknown\",0,AK4592>1,AK4592-AJ4592,AK4592=0,0)","v":0},{"$f":"_xlfn.IFS(Y4592=\"\",0,Y4592>1920,_xlfn.XLOOKUP($H4592,'Data Categories'!$AE$20:$AE$42,'Data Categories'!$AG$20:$AG$42,0))","v":0},{"$f":"_xlfn.IFS(Y4592=\"\",0,Y4592>0,(2025-Y4592))","v":0},{"$f":"_xlfn.IFS(Z4592=\"Non-Deficient\",\"Non-Deficient\",Z4592=\"Deficient\",\"Deficient\",AB4592=\"Deficient\",\"Deficient\",Z4592=\"Non-Deficient\",\"Non-Deficient\",AB4592=\"Non-Deficient\",\"Non-Deficient\",P4592=\"\",\"None\",AL4592<0,\"Deficient\",AL4592>10,\"Non-Deficient\")","v":"None"},{"$f":"_xlfn.IFS(H4592=\"LOW WATER CROSSING\",\"Non-Functional\",G4592=\"Natural\",\"Functional\",AA4592=\"Functional\",\"Functional\",AC4592=\"Functional\",\"Functional\",AA4592=\"Non-Functional\",\"Non-Functional\",AC4592=\"Non-Functional\",\"Non-Functional\",AA4592=\"Unknown\",\"Unknown\",AC4592=\"Unknown\",\"Unknown\",AA4592=\"\",\"None\")","v":"None"},{"$f":"_xlfn.IFS(X4592=\"Functionality\",\"Low\",W4592=\"No\",\"Low\",Y4592>=2015,\"High\",Y4592>=1920,\"Low\",W4592=\"\",\"None\",W4592=\"Unknown\",\"None\")","v":"None"},{"$f":"_xlfn.IFS(H4592=\"LOW WATER CROSSING\",\"Unknown\",G4592=\"Natural\",\"None\",AM4592<AN4592,\"High\",AC4592=\"Functional\",\"Low\",AC4592=\"Non-Functional\",\"Low\",W4592=\"No\",\"Low\",W4592=\"Unknown\",\"None\",X4592=\"Deficiency\",\"None\",W4592=\"Yes\",\"High\",W4592=\"\",\"None\")","v":"None"},0,0,0,0,{"$f":"_xlfn.CONCAT(LEFT(H4592,3),\"-\")&IF(H4592=\"-\",0,COUNTIF($H$4:H4592,H4592))","v":"-0"},{"$f":"_xlfn.IFS($H4592<=0,\"-\",AS4592=1,_xlfn.CONCAT(\"FUN_NONDEF\",\"-DCON_\",LEFT(AQ4592,1),\"-FCON_\",LEFT(AR4592,1)),AT4592=1,_xlfn.CONCAT(\"FUN_DEF\",\"-DCON_\",LEFT(AQ4592,1),\"-FCON_\",LEFT(AR4592,1)),AU4592=1,_xlfn.CONCAT(\"NONFUN_NONDEF\",\"-DCON_\",LEFT(AQ4592,1),\"-FCON_\",LEFT(AR4592,1)),AV4592=1,_xlfn.CONCAT(\"NONFUN_DEF\",\"-DCON_\",LEFT(AQ4592,1),\"-FCON_\",LEFT(AR4592,1)),AS4592+AT4592+AU4592+AV4592<1,_xlfn.CONCAT(\"-\"))","v":"-"}]
[null,null,null,null,null,null,null,null,null,null,null,null,null,null,null,null,null,null,null,null,null,0,null,null,null,null,null,null,null,null,null,0,0,0,0,"Unknown",{"$f":"_xlfn.IFS(G4598=\"Natural\",0,H4598=\"\",0,H4598=\"COASTAL-CONSTRUCTED\",0,G4598=\"Constructed\",_xlfn.XLOOKUP($H4598,'Data Categories'!$U$4:$U$25,'Data Categories'!$V$4:V$25))","v":0},{"$f":"_xlfn.IFS(AK4598=\"\",0,AJ4598=\"Unknown\",0,AK4598>1,AK4598-AJ4598,AK4598=0,0)","v":0},{"$f":"_xlfn.IFS(Y4598=\"\",0,Y4598>1920,_xlfn.XLOOKUP($H4598,'Data Categories'!$AE$20:$AE$42,'Data Categories'!$AG$20:$AG$42,0))","v":0},{"$f":"_xlfn.IFS(Y4598=\"\",0,Y4598>0,(2025-Y4598))","v":0},{"$f":"_xlfn.IFS(Z4598=\"Non-Deficient\",\"Non-Deficient\",Z4598=\"Deficient\",\"Deficient\",AB4598=\"Deficient\",\"Deficient\",Z4598=\"Non-Deficient\",\"Non-Deficient\",AB4598=\"Non-Deficient\",\"Non-Deficient\",P4598=\"\",\"None\",AL4598<0,\"Deficient\",AL4598>10,\"Non-Deficient\")","v":"None"},{"$f":"_xlfn.IFS(H4598=\"LOW WATER CROSSING\",\"Non-Functional\",G4598=\"Natural\",\"Functional\",AA4598=\"Functional\",\"Functional\",AC4598=\"Functional\",\"Functional\",AA4598=\"Non-Functional\",\"Non-Functional\",AC4598=\"Non-Functional\",\"Non-Functional\",AA4598=\"Unknown\",\"Unknown\",AC4598=\"Unknown\",\"Unknown\",AA4598=\"\",\"None\")","v":"None"},{"$f":"_xlfn.IFS(X4598=\"Functionality\",\"Low\",W4598=\"No\",\"Low\",Y4598>=2015,\"High\",Y4598>=1920,\"Low\",W4598=\"\",\"None\",W4598=\"Unknown\",\"None\")","v":"None"},{"$f":"_xlfn.IFS(H4598=\"LOW WATER CROSSING\",\"Unknown\",G4598=\"Natural\",\"None\",AM4598<AN4598,\"High\",AC4598=\"Functional\",\"Low\",AC4598=\"Non-Functional\",\"Low\",W4598=\"No\",\"Low\",W4598=\"Unknown\",\"None\",X4598=\"Deficiency\",\"None\",W4598=\"Yes\",\"High\",W4598=\"\",\"None\")","v":"None"},0,0,0,0,{"$f":"_xlfn.CONCAT(LEFT(H4598,3),\"-\")&IF(H4598=\"-\",0,COUNTIF($H$4:H4598,H4598))","v":"-0"},{"$f":"_xlfn.IFS($H4598<=0,\"-\",AS4598=1,_xlfn.CONCAT(\"FUN_NONDEF\",\"-DCON_\",LEFT(AQ4598,1),\"-FCON_\",LEFT(AR4598,1)),AT4598=1,_xlfn.CONCAT(\"FUN_DEF\",\"-DCON_\",LEFT(AQ4598,1),\"-FCON_\",LEFT(AR4598,1)),AU4598=1,_xlfn.CONCAT(\"NONFUN_NONDEF\",\"-DCON_\",LEFT(AQ4598,1),\"-FCON_\",LEFT(AR4598,1)),AV4598=1,_xlfn.CONCAT(\"NONFUN_DEF\",\"-DCON_\",LEFT(AQ4598,1),\"-FCON_\",LEFT(AR4598,1)),AS4598+AT4598+AU4598+AV4598<1,_xlfn.CONCAT(\"-\"))","v":"-"}]
[null,null,null,null,null,null,null,null,null,null,null,null,null,null,null,null,null,null,null,null,null,0,null,null,null,null,null,null,null,null,null,0,0,0,0,"Unknown",{"$f":"_xlfn.IFS(G4605=\"Natural\",0,H4605=\"\",0,H4605=\"COASTAL-CONSTRUCTED\",0,G4605=\"Constructed\",_xlfn.XLOOKUP($H4605,'Data Categories'!$U$4:$U$25,'Data Categories'!$V$4:V$25))","v":0},{"$f":"_xlfn.IFS(AK4605=\"\",0,AJ4605=\"Unknown\",0,AK4605>1,AK4605-AJ4605,AK4605=0,0)","v":0},{"$f":"_xlfn.IFS(Y4605=\"\",0,Y4605>1920,_xlfn.XLOOKUP($H4605,'Data Categories'!$AE$20:$AE$42,'Data Categories'!$AG$20:$AG$42,0))","v":0},{"$f":"_xlfn.IFS(Y4605=\"\",0,Y4605>0,(2025-Y4605))","v":0},{"$f":"_xlfn.IFS(Z4605=\"Non-Deficient\",\"Non-Deficient\",Z4605=\"Deficient\",\"Deficient\",AB4605=\"Deficient\",\"Deficient\",Z4605=\"Non-Deficient\",\"Non-Deficient\",AB4605=\"Non-Deficient\",\"Non-Deficient\",P4605=\"\",\"None\",AL4605<0,\"Deficient\",AL4605>10,\"Non-Deficient\")","v":"None"},{"$f":"_xlfn.IFS(H4605=\"LOW WATER CROSSING\",\"Non-Functional\",G4605=\"Natural\",\"Functional\",AA4605=\"Functional\",\"Functional\",AC4605=\"Functional\",\"Functional\",AA4605=\"Non-Functional\",\"Non-Functional\",AC4605=\"Non-Functional\",\"Non-Functional\",AA4605=\"Unknown\",\"Unknown\",AC4605=\"Unknown\",\"Unknown\",AA4605=\"\",\"None\")","v":"None"},{"$f":"_xlfn.IFS(X4605=\"Functionality\",\"Low\",W4605=\"No\",\"Low\",Y4605>=2015,\"High\",Y4605>=1920,\"Low\",W4605=\"\",\"None\",W4605=\"Unknown\",\"None\")","v":"None"},{"$f":"_xlfn.IFS(H4605=\"LOW WATER CROSSING\",\"Unknown\",G4605=\"Natural\",\"None\",AM4605<AN4605,\"High\",AC4605=\"Functional\",\"Low\",AC4605=\"Non-Functional\",\"Low\",W4605=\"No\",\"Low\",W4605=\"Unknown\",\"None\",X4605=\"Deficiency\",\"None\",W4605=\"Yes\",\"High\",W4605=\"\",\"None\")","v":"None"},0,0,0,0,{"$f":"_xlfn.CONCAT(LEFT(H4605,3),\"-\")&IF(H4605=\"-\",0,COUNTIF($H$4:H4605,H4605))","v":"-0"},{"$f":"_xlfn.IFS($H4605<=0,\"-\",AS4605=1,_xlfn.CONCAT(\"FUN_NONDEF\",\"-DCON_\",LEFT(AQ4605,1),\"-FCON_\",LEFT(AR4605,1)),AT4605=1,_xlfn.CONCAT(\"FUN_DEF\",\"-DCON_\",LEFT(AQ4605,1),\"-FCON_\",LEFT(AR4605,1)),AU4605=1,_xlfn.CONCAT(\"NONFUN_NONDEF\",\"-DCON_\",LEFT(AQ4605,1),\"-FCON_\",LEFT(AR4605,1)),AV4605=1,_xlfn.CONCAT(\"NONFUN_DEF\",\"-DCON_\",LEFT(AQ4605,1),\"-FCON_\",LEFT(AR4605,1)),AS4605+AT4605+AU4605+AV4605<1,_xlfn.CONCAT(\"-\"))","v":"-"}]
[null,null,null,null,null,null,null,null,null,null,null,null,null,null,null,null,null,null,null,null,null,0,null,null,null,null,null,null,null,null,null,0,0,0,0,"Unknown",{"$f":"_xlfn.IFS(G4617=\"Natural\",0,H4617=\"\",0,H4617=\"COASTAL-CONSTRUCTED\",0,G4617=\"Constructed\",_xlfn.XLOOKUP($H4617,'Data Categories'!$U$4:$U$25,'Data Categories'!$V$4:V$25))","v":0},{"$f":"_xlfn.IFS(AK4617=\"\",0,AJ4617=\"Unknown\",0,AK4617>1,AK4617-AJ4617,AK4617=0,0)","v":0},{"$f":"_xlfn.IFS(Y4617=\"\",0,Y4617>1920,_xlfn.XLOOKUP($H4617,'Data Categories'!$AE$20:$AE$42,'Data Categories'!$AG$20:$AG$42,0))","v":0},{"$f":"_xlfn.IFS(Y4617=\"\",0,Y4617>0,(2025-Y4617))","v":0},{"$f":"_xlfn.IFS(Z4617=\"Non-Deficient\",\"Non-Deficient\",Z4617=\"Deficient\",\"Deficient\",AB4617=\"Deficient\",\"Deficient\",Z4617=\"Non-Deficient\",\"Non-Deficient\",AB4617=\"Non-Deficient\",\"Non-Deficient\",P4617=\"\",\"None\",AL4617<0,\"Deficient\",AL4617>10,\"Non-Deficient\")","v":"None"},{"$f":"_xlfn.IFS(H4617=\"LOW WATER CROSSING\",\"Non-Functional\",G4617=\"Natural\",\"Functional\",AA4617=\"Functional\",\"Functional\",AC4617=\"Functional\",\"Functional\",AA4617=\"Non-Functional\",\"Non-Functional\",AC4617=\"Non-Functional\",\"Non-Functional\",AA4617=\"Unknown\",\"Unknown\",AC4617=\"Unknown\",\"Unknown\",AA4617=\"\",\"None\")","v":"None"},{"$f":"_xlfn.IFS(X4617=\"Functionality\",\"Low\",W4617=\"No\",\"Low\",Y4617>=2015,\"High\",Y4617>=1920,\"Low\",W4617=\"\",\"None\",W4617=\"Unknown\",\"None\")","v":"None"},{"$f":"_xlfn.IFS(H4617=\"LOW WATER CROSSING\",\"Unknown\",G4617=\"Natural\",\"None\",AM4617<AN4617,\"High\",AC4617=\"Functional\",\"Low\",AC4617=\"Non-Functional\",\"Low\",W4617=\"No\",\"Low\",W4617=\"Unknown\",\"None\",X4617=\"Deficiency\",\"None\",W4617=\"Yes\",\"High\",W4617=\"\",\"None\")","v":"None"},0,0,0,0,{"$f":"_xlfn.CONCAT(LEFT(H4617,3),\"-\")&IF(H4617=\"-\",0,COUNTIF($H$4:H4617,H4617))","v":"-0"},{"$f":"_xlfn.IFS($H4617<=0,\"-\",AS4617=1,_xlfn.CONCAT(\"FUN_NONDEF\",\"-DCON_\",LEFT(AQ4617,1),\"-FCON_\",LEFT(AR4617,1)),AT4617=1,_xlfn.CONCAT(\"FUN_DEF\",\"-DCON_\",LEFT(AQ4617,1),\"-FCON_\",LEFT(AR4617,1)),AU4617=1,_xlfn.CONCAT(\"NONFUN_NONDEF\",\"-DCON_\",LEFT(AQ4617,1),\"-FCON_\",LEFT(AR4617,1)),AV4617=1,_xlfn.CONCAT(\"NONFUN_DEF\",\"-DCON_\",LEFT(AQ4617,1),\"-FCON_\",LEFT(AR4617,1)),AS4617+AT4617+AU4617+AV4617<1,_xlfn.CONCAT(\"-\"))","v":"-"}]
[null,null,null,null,null,null,null,null,null,null,null,null,null,null,null,null,null,null,null,null,null,0,null,null,null,null,null,null,null,null,null,0,0,0,0,"Unknown",{"$f":"_xlfn.IFS(G4623=\"Natural\",0,H4623=\"\",0,H4623=\"COASTAL-CONSTRUCTED\",0,G4623=\"Constructed\",_xlfn.XLOOKUP($H4623,'Data Categories'!$U$4:$U$25,'Data Categories'!$V$4:V$25))","v":0},{"$f":"_xlfn.IFS(AK4623=\"\",0,AJ4623=\"Unknown\",0,AK4623>1,AK4623-AJ4623,AK4623=0,0)","v":0},{"$f":"_xlfn.IFS(Y4623=\"\",0,Y4623>1920,_xlfn.XLOOKUP($H4623,'Data Categories'!$AE$20:$AE$42,'Data Categories'!$AG$20:$AG$42,0))","v":0},{"$f":"_xlfn.IFS(Y4623=\"\",0,Y4623>0,(2025-Y4623))","v":0},{"$f":"_xlfn.IFS(Z4623=\"Non-Deficient\",\"Non-Deficient\",Z4623=\"Deficient\",\"Deficient\",AB4623=\"Deficient\",\"Deficient\",Z4623=\"Non-Deficient\",\"Non-Deficient\",AB4623=\"Non-Deficient\",\"Non-Deficient\",P4623=\"\",\"None\",AL4623<0,\"Deficient\",AL4623>10,\"Non-Deficient\")","v":"None"},{"$f":"_xlfn.IFS(H4623=\"LOW WATER CROSSING\",\"Non-Functional\",G4623=\"Natural\",\"Functional\",AA4623=\"Functional\",\"Functional\",AC4623=\"Functional\",\"Functional\",AA4623=\"Non-Functional\",\"Non-Functional\",AC4623=\"Non-Functional\",\"Non-Functional\",AA4623=\"Unknown\",\"Unknown\",AC4623=\"Unknown\",\"Unknown\",AA4623=\"\",\"None\")","v":"None"},{"$f":"_xlfn.IFS(X4623=\"Functionality\",\"Low\",W4623=\"No\",\"Low\",Y4623>=2015,\"High\",Y4623>=1920,\"Low\",W4623=\"\",\"None\",W4623=\"Unknown\",\"None\")","v":"None"},{"$f":"_xlfn.IFS(H4623=\"LOW WATER CROSSING\",\"Unknown\",G4623=\"Natural\",\"None\",AM4623<AN4623,\"High\",AC4623=\"Functional\",\"Low\",AC4623=\"Non-Functional\",\"Low\",W4623=\"No\",\"Low\",W4623=\"Unknown\",\"None\",X4623=\"Deficiency\",\"None\",W4623=\"Yes\",\"High\",W4623=\"\",\"None\")","v":"None"},0,0,0,0,{"$f":"_xlfn.CONCAT(LEFT(H4623,3),\"-\")&IF(H4623=\"-\",0,COUNTIF($H$4:H4623,H4623))","v":"-0"},{"$f":"_xlfn.IFS($H4623<=0,\"-\",AS4623=1,_xlfn.CONCAT(\"FUN_NONDEF\",\"-DCON_\",LEFT(AQ4623,1),\"-FCON_\",LEFT(AR4623,1)),AT4623=1,_xlfn.CONCAT(\"FUN_DEF\",\"-DCON_\",LEFT(AQ4623,1),\"-FCON_\",LEFT(AR4623,1)),AU4623=1,_xlfn.CONCAT(\"NONFUN_NONDEF\",\"-DCON_\",LEFT(AQ4623,1),\"-FCON_\",LEFT(AR4623,1)),AV4623=1,_xlfn.CONCAT(\"NONFUN_DEF\",\"-DCON_\",LEFT(AQ4623,1),\"-FCON_\",LEFT(AR4623,1)),AS4623+AT4623+AU4623+AV4623<1,_xlfn.CONCAT(\"-\"))","v":"-"}]
[null,null,null,null,null,null,null,null,null,null,null,null,null,null,null,null,null,null,null,null,null,0,null,null,null,null,null,null,null,null,null,0,0,0,0,"Unknown",{"$f":"_xlfn.IFS(G4635=\"Natural\",0,H4635=\"\",0,H4635=\"COASTAL-CONSTRUCTED\",0,G4635=\"Constructed\",_xlfn.XLOOKUP($H4635,'Data Categories'!$U$4:$U$25,'Data Categories'!$V$4:V$25))","v":0},{"$f":"_xlfn.IFS(AK4635=\"\",0,AJ4635=\"Unknown\",0,AK4635>1,AK4635-AJ4635,AK4635=0,0)","v":0},{"$f":"_xlfn.IFS(Y4635=\"\",0,Y4635>1920,_xlfn.XLOOKUP($H4635,'Data Categories'!$AE$20:$AE$42,'Data Categories'!$AG$20:$AG$42,0))","v":0},{"$f":"_xlfn.IFS(Y4635=\"\",0,Y4635>0,(2025-Y4635))","v":0},{"$f":"_xlfn.IFS(Z4635=\"Non-Deficient\",\"Non-Deficient\",Z4635=\"Deficient\",\"Deficient\",AB4635=\"Deficient\",\"Deficient\",Z4635=\"Non-Deficient\",\"Non-Deficient\",AB4635=\"Non-Deficient\",\"Non-Deficient\",P4635=\"\",\"None\",AL4635<0,\"Deficient\",AL4635>10,\"Non-Deficient\")","v":"None"},{"$f":"_xlfn.IFS(H4635=\"LOW WATER CROSSING\",\"Non-Functional\",G4635=\"Natural\",\"Functional\",AA4635=\"Functional\",\"Functional\",AC4635=\"Functional\",\"Functional\",AA4635=\"Non-Functional\",\"Non-Functional\",AC4635=\"Non-Functional\",\"Non-Functional\",AA4635=\"Unknown\",\"Unknown\",AC4635=\"Unknown\",\"Unknown\",AA4635=\"\",\"None\")","v":"None"},{"$f":"_xlfn.IFS(X4635=\"Functionality\",\"Low\",W4635=\"No\",\"Low\",Y4635>=2015,\"High\",Y4635>=1920,\"Low\",W4635=\"\",\"None\",W4635=\"Unknown\",\"None\")","v":"None"},{"$f":"_xlfn.IFS(H4635=\"LOW WATER CROSSING\",\"Unknown\",G4635=\"Natural\",\"None\",AM4635<AN4635,\"High\",AC4635=\"Functional\",\"Low\",AC4635=\"Non-Functional\",\"Low\",W4635=\"No\",\"Low\",W4635=\"Unknown\",\"None\",X4635=\"Deficiency\",\"None\",W4635=\"Yes\",\"High\",W4635=\"\",\"None\")","v":"None"},0,0,0,0,{"$f":"_xlfn.CONCAT(LEFT(H4635,3),\"-\")&IF(H4635=\"-\",0,COUNTIF($H$4:H4635,H4635))","v":"-0"},{"$f":"_xlfn.IFS($H4635<=0,\"-\",AS4635=1,_xlfn.CONCAT(\"FUN_NONDEF\",\"-DCON_\",LEFT(AQ4635,1),\"-FCON_\",LEFT(AR4635,1)),AT4635=1,_xlfn.CONCAT(\"FUN_DEF\",\"-DCON_\",LEFT(AQ4635,1),\"-FCON_\",LEFT(AR4635,1)),AU4635=1,_xlfn.CONCAT(\"NONFUN_NONDEF\",\"-DCON_\",LEFT(AQ4635,1),\"-FCON_\",LEFT(AR4635,1)),AV4635=1,_xlfn.CONCAT(\"NONFUN_DEF\",\"-DCON_\",LEFT(AQ4635,1),\"-FCON_\",LEFT(AR4635,1)),AS4635+AT4635+AU4635+AV4635<1,_xlfn.CONCAT(\"-\"))","v":"-"}]
[null,null,null,null,null,null,null,null,null,null,null,null,null,null,null,null,null,null,null,null,null,0,null,null,null,null,null,null,null,null,null,0,0,0,0,"Unknown",{"$f":"_xlfn.IFS(G4647=\"Natural\",0,H4647=\"\",0,H4647=\"COASTAL-CONSTRUCTED\",0,G4647=\"Constructed\",_xlfn.XLOOKUP($H4647,'Data Categories'!$U$4:$U$25,'Data Categories'!$V$4:V$25))","v":0},{"$f":"_xlfn.IFS(AK4647=\"\",0,AJ4647=\"Unknown\",0,AK4647>1,AK4647-AJ4647,AK4647=0,0)","v":0},{"$f":"_xlfn.IFS(Y4647=\"\",0,Y4647>1920,_xlfn.XLOOKUP($H4647,'Data Categories'!$AE$20:$AE$42,'Data Categories'!$AG$20:$AG$42,0))","v":0},{"$f":"_xlfn.IFS(Y4647=\"\",0,Y4647>0,(2025-Y4647))","v":0},{"$f":"_xlfn.IFS(Z4647=\"Non-Deficient\",\"Non-Deficient\",Z4647=\"Deficient\",\"Deficient\",AB4647=\"Deficient\",\"Deficient\",Z4647=\"Non-Deficient\",\"Non-Deficient\",AB4647=\"Non-Deficient\",\"Non-Deficient\",P4647=\"\",\"None\",AL4647<0,\"Deficient\",AL4647>10,\"Non-Deficient\")","v":"None"},{"$f":"_xlfn.IFS(H4647=\"LOW WATER CROSSING\",\"Non-Functional\",G4647=\"Natural\",\"Functional\",AA4647=\"Functional\",\"Functional\",AC4647=\"Functional\",\"Functional\",AA4647=\"Non-Functional\",\"Non-Functional\",AC4647=\"Non-Functional\",\"Non-Functional\",AA4647=\"Unknown\",\"Unknown\",AC4647=\"Unknown\",\"Unknown\",AA4647=\"\",\"None\")","v":"None"},{"$f":"_xlfn.IFS(X4647=\"Functionality\",\"Low\",W4647=\"No\",\"Low\",Y4647>=2015,\"High\",Y4647>=1920,\"Low\",W4647=\"\",\"None\",W4647=\"Unknown\",\"None\")","v":"None"},{"$f":"_xlfn.IFS(H4647=\"LOW WATER CROSSING\",\"Unknown\",G4647=\"Natural\",\"None\",AM4647<AN4647,\"High\",AC4647=\"Functional\",\"Low\",AC4647=\"Non-Functional\",\"Low\",W4647=\"No\",\"Low\",W4647=\"Unknown\",\"None\",X4647=\"Deficiency\",\"None\",W4647=\"Yes\",\"High\",W4647=\"\",\"None\")","v":"None"},0,0,0,0,{"$f":"_xlfn.CONCAT(LEFT(H4647,3),\"-\")&IF(H4647=\"-\",0,COUNTIF($H$4:H4647,H4647))","v":"-0"},{"$f":"_xlfn.IFS($H4647<=0,\"-\",AS4647=1,_xlfn.CONCAT(\"FUN_NONDEF\",\"-DCON_\",LEFT(AQ4647,1),\"-FCON_\",LEFT(AR4647,1)),AT4647=1,_xlfn.CONCAT(\"FUN_DEF\",\"-DCON_\",LEFT(AQ4647,1),\"-FCON_\",LEFT(AR4647,1)),AU4647=1,_xlfn.CONCAT(\"NONFUN_NONDEF\",\"-DCON_\",LEFT(AQ4647,1),\"-FCON_\",LEFT(AR4647,1)),AV4647=1,_xlfn.CONCAT(\"NONFUN_DEF\",\"-DCON_\",LEFT(AQ4647,1),\"-FCON_\",LEFT(AR4647,1)),AS4647+AT4647+AU4647+AV4647<1,_xlfn.CONCAT(\"-\"))","v":"-"}]
[null,null,null,null,null,null,null,null,null,null,null,null,null,null,null,null,null,null,null,null,null,0,null,null,null,null,null,null,null,null,null,0,0,0,0,"Unknown",{"$f":"_xlfn.IFS(G4654=\"Natural\",0,H4654=\"\",0,H4654=\"COASTAL-CONSTRUCTED\",0,G4654=\"Constructed\",_xlfn.XLOOKUP($H4654,'Data Categories'!$U$4:$U$25,'Data Categories'!$V$4:V$25))","v":0},{"$f":"_xlfn.IFS(AK4654=\"\",0,AJ4654=\"Unknown\",0,AK4654>1,AK4654-AJ4654,AK4654=0,0)","v":0},{"$f":"_xlfn.IFS(Y4654=\"\",0,Y4654>1920,_xlfn.XLOOKUP($H4654,'Data Categories'!$AE$20:$AE$42,'Data Categories'!$AG$20:$AG$42,0))","v":0},{"$f":"_xlfn.IFS(Y4654=\"\",0,Y4654>0,(2025-Y4654))","v":0},{"$f":"_xlfn.IFS(Z4654=\"Non-Deficient\",\"Non-Deficient\",Z4654=\"Deficient\",\"Deficient\",AB4654=\"Deficient\",\"Deficient\",Z4654=\"Non-Deficient\",\"Non-Deficient\",AB4654=\"Non-Deficient\",\"Non-Deficient\",P4654=\"\",\"None\",AL4654<0,\"Deficient\",AL4654>10,\"Non-Deficient\")","v":"None"},{"$f":"_xlfn.IFS(H4654=\"LOW WATER CROSSING\",\"Non-Functional\",G4654=\"Natural\",\"Functional\",AA4654=\"Functional\",\"Functional\",AC4654=\"Functional\",\"Functional\",AA4654=\"Non-Functional\",\"Non-Functional\",AC4654=\"Non-Functional\",\"Non-Functional\",AA4654=\"Unknown\",\"Unknown\",AC4654=\"Unknown\",\"Unknown\",AA4654=\"\",\"None\")","v":"None"},{"$f":"_xlfn.IFS(X4654=\"Functionality\",\"Low\",W4654=\"No\",\"Low\",Y4654>=2015,\"High\",Y4654>=1920,\"Low\",W4654=\"\",\"None\",W4654=\"Unknown\",\"None\")","v":"None"},{"$f":"_xlfn.IFS(H4654=\"LOW WATER CROSSING\",\"Unknown\",G4654=\"Natural\",\"None\",AM4654<AN4654,\"High\",AC4654=\"Functional\",\"Low\",AC4654=\"Non-Functional\",\"Low\",W4654=\"No\",\"Low\",W4654=\"Unknown\",\"None\",X4654=\"Deficiency\",\"None\",W4654=\"Yes\",\"High\",W4654=\"\",\"None\")","v":"None"},0,0,0,0,{"$f":"_xlfn.CONCAT(LEFT(H4654,3),\"-\")&IF(H4654=\"-\",0,COUNTIF($H$4:H4654,H4654))","v":"-0"},{"$f":"_xlfn.IFS($H4654<=0,\"-\",AS4654=1,_xlfn.CONCAT(\"FUN_NONDEF\",\"-DCON_\",LEFT(AQ4654,1),\"-FCON_\",LEFT(AR4654,1)),AT4654=1,_xlfn.CONCAT(\"FUN_DEF\",\"-DCON_\",LEFT(AQ4654,1),\"-FCON_\",LEFT(AR4654,1)),AU4654=1,_xlfn.CONCAT(\"NONFUN_NONDEF\",\"-DCON_\",LEFT(AQ4654,1),\"-FCON_\",LEFT(AR4654,1)),AV4654=1,_xlfn.CONCAT(\"NONFUN_DEF\",\"-DCON_\",LEFT(AQ4654,1),\"-FCON_\",LEFT(AR4654,1)),AS4654+AT4654+AU4654+AV4654<1,_xlfn.CONCAT(\"-\"))","v":"-"}]
[null,null,null,null,null,null,null,null,null,null,null,null,null,null,null,null,null,null,null,null,null,0,null,null,null,null,null,null,null,null,null,0,0,0,0,"Unknown",{"$f":"_xlfn.IFS(G4662=\"Natural\",0,H4662=\"\",0,H4662=\"COASTAL-CONSTRUCTED\",0,G4662=\"Constructed\",_xlfn.XLOOKUP($H4662,'Data Categories'!$U$4:$U$25,'Data Categories'!$V$4:V$25))","v":0},{"$f":"_xlfn.IFS(AK4662=\"\",0,AJ4662=\"Unknown\",0,AK4662>1,AK4662-AJ4662,AK4662=0,0)","v":0},{"$f":"_xlfn.IFS(Y4662=\"\",0,Y4662>1920,_xlfn.XLOOKUP($H4662,'Data Categories'!$AE$20:$AE$42,'Data Categories'!$AG$20:$AG$42,0))","v":0},{"$f":"_xlfn.IFS(Y4662=\"\",0,Y4662>0,(2025-Y4662))","v":0},{"$f":"_xlfn.IFS(Z4662=\"Non-Deficient\",\"Non-Deficient\",Z4662=\"Deficient\",\"Deficient\",AB4662=\"Deficient\",\"Deficient\",Z4662=\"Non-Deficient\",\"Non-Deficient\",AB4662=\"Non-Deficient\",\"Non-Deficient\",P4662=\"\",\"None\",AL4662<0,\"Deficient\",AL4662>10,\"Non-Deficient\")","v":"None"},{"$f":"_xlfn.IFS(H4662=\"LOW WATER CROSSING\",\"Non-Functional\",G4662=\"Natural\",\"Functional\",AA4662=\"Functional\",\"Functional\",AC4662=\"Functional\",\"Functional\",AA4662=\"Non-Functional\",\"Non-Functional\",AC4662=\"Non-Functional\",\"Non-Functional\",AA4662=\"Unknown\",\"Unknown\",AC4662=\"Unknown\",\"Unknown\",AA4662=\"\",\"None\")","v":"None"},{"$f":"_xlfn.IFS(X4662=\"Functionality\",\"Low\",W4662=\"No\",\"Low\",Y4662>=2015,\"High\",Y4662>=1920,\"Low\",W4662=\"\",\"None\",W4662=\"Unknown\",\"None\")","v":"None"},{"$f":"_xlfn.IFS(H4662=\"LOW WATER CROSSING\",\"Unknown\",G4662=\"Natural\",\"None\",AM4662<AN4662,\"High\",AC4662=\"Functional\",\"Low\",AC4662=\"Non-Functional\",\"Low\",W4662=\"No\",\"Low\",W4662=\"Unknown\",\"None\",X4662=\"Deficiency\",\"None\",W4662=\"Yes\",\"High\",W4662=\"\",\"None\")","v":"None"},0,0,0,0,{"$f":"_xlfn.CONCAT(LEFT(H4662,3),\"-\")&IF(H4662=\"-\",0,COUNTIF($H$4:H4662,H4662))","v":"-0"},{"$f":"_xlfn.IFS($H4662<=0,\"-\",AS4662=1,_xlfn.CONCAT(\"FUN_NONDEF\",\"-DCON_\",LEFT(AQ4662,1),\"-FCON_\",LEFT(AR4662,1)),AT4662=1,_xlfn.CONCAT(\"FUN_DEF\",\"-DCON_\",LEFT(AQ4662,1),\"-FCON_\",LEFT(AR4662,1)),AU4662=1,_xlfn.CONCAT(\"NONFUN_NONDEF\",\"-DCON_\",LEFT(AQ4662,1),\"-FCON_\",LEFT(AR4662,1)),AV4662=1,_xlfn.CONCAT(\"NONFUN_DEF\",\"-DCON_\",LEFT(AQ4662,1),\"-FCON_\",LEFT(AR4662,1)),AS4662+AT4662+AU4662+AV4662<1,_xlfn.CONCAT(\"-\"))","v":"-"}]
[null,null,null,null,null,null,null,null,null,null,null,null,null,null,null,null,null,null,null,null,null,0,null,null,null,null,null,null,null,null,null,0,0,0,0,"Unknown",{"$f":"_xlfn.IFS(G4668=\"Natural\",0,H4668=\"\",0,H4668=\"COASTAL-CONSTRUCTED\",0,G4668=\"Constructed\",_xlfn.XLOOKUP($H4668,'Data Categories'!$U$4:$U$25,'Data Categories'!$V$4:V$25))","v":0},{"$f":"_xlfn.IFS(AK4668=\"\",0,AJ4668=\"Unknown\",0,AK4668>1,AK4668-AJ4668,AK4668=0,0)","v":0},{"$f":"_xlfn.IFS(Y4668=\"\",0,Y4668>1920,_xlfn.XLOOKUP($H4668,'Data Categories'!$AE$20:$AE$42,'Data Categories'!$AG$20:$AG$42,0))","v":0},{"$f":"_xlfn.IFS(Y4668=\"\",0,Y4668>0,(2025-Y4668))","v":0},{"$f":"_xlfn.IFS(Z4668=\"Non-Deficient\",\"Non-Deficient\",Z4668=\"Deficient\",\"Deficient\",AB4668=\"Deficient\",\"Deficient\",Z4668=\"Non-Deficient\",\"Non-Deficient\",AB4668=\"Non-Deficient\",\"Non-Deficient\",P4668=\"\",\"None\",AL4668<0,\"Deficient\",AL4668>10,\"Non-Deficient\")","v":"None"},{"$f":"_xlfn.IFS(H4668=\"LOW WATER CROSSING\",\"Non-Functional\",G4668=\"Natural\",\"Functional\",AA4668=\"Functional\",\"Functional\",AC4668=\"Functional\",\"Functional\",AA4668=\"Non-Functional\",\"Non-Functional\",AC4668=\"Non-Functional\",\"Non-Functional\",AA4668=\"Unknown\",\"Unknown\",AC4668=\"Unknown\",\"Unknown\",AA4668=\"\",\"None\")","v":"None"},{"$f":"_xlfn.IFS(X4668=\"Functionality\",\"Low\",W4668=\"No\",\"Low\",Y4668>=2015,\"High\",Y4668>=1920,\"Low\",W4668=\"\",\"None\",W4668=\"Unknown\",\"None\")","v":"None"},{"$f":"_xlfn.IFS(H4668=\"LOW WATER CROSSING\",\"Unknown\",G4668=\"Natural\",\"None\",AM4668<AN4668,\"High\",AC4668=\"Functional\",\"Low\",AC4668=\"Non-Functional\",\"Low\",W4668=\"No\",\"Low\",W4668=\"Unknown\",\"None\",X4668=\"Deficiency\",\"None\",W4668=\"Yes\",\"High\",W4668=\"\",\"None\")","v":"None"},0,0,0,0,{"$f":"_xlfn.CONCAT(LEFT(H4668,3),\"-\")&IF(H4668=\"-\",0,COUNTIF($H$4:H4668,H4668))","v":"-0"},{"$f":"_xlfn.IFS($H4668<=0,\"-\",AS4668=1,_xlfn.CONCAT(\"FUN_NONDEF\",\"-DCON_\",LEFT(AQ4668,1),\"-FCON_\",LEFT(AR4668,1)),AT4668=1,_xlfn.CONCAT(\"FUN_DEF\",\"-DCON_\",LEFT(AQ4668,1),\"-FCON_\",LEFT(AR4668,1)),AU4668=1,_xlfn.CONCAT(\"NONFUN_NONDEF\",\"-DCON_\",LEFT(AQ4668,1),\"-FCON_\",LEFT(AR4668,1)),AV4668=1,_xlfn.CONCAT(\"NONFUN_DEF\",\"-DCON_\",LEFT(AQ4668,1),\"-FCON_\",LEFT(AR4668,1)),AS4668+AT4668+AU4668+AV4668<1,_xlfn.CONCAT(\"-\"))","v":"-"}]
[null,null,null,null,null,null,null,null,null,null,null,null,null,null,null,null,null,null,null,null,null,0,null,null,null,null,null,null,null,null,null,0,0,0,0,"Unknown",{"$f":"_xlfn.IFS(G4675=\"Natural\",0,H4675=\"\",0,H4675=\"COASTAL-CONSTRUCTED\",0,G4675=\"Constructed\",_xlfn.XLOOKUP($H4675,'Data Categories'!$U$4:$U$25,'Data Categories'!$V$4:V$25))","v":0},{"$f":"_xlfn.IFS(AK4675=\"\",0,AJ4675=\"Unknown\",0,AK4675>1,AK4675-AJ4675,AK4675=0,0)","v":0},{"$f":"_xlfn.IFS(Y4675=\"\",0,Y4675>1920,_xlfn.XLOOKUP($H4675,'Data Categories'!$AE$20:$AE$42,'Data Categories'!$AG$20:$AG$42,0))","v":0},{"$f":"_xlfn.IFS(Y4675=\"\",0,Y4675>0,(2025-Y4675))","v":0},{"$f":"_xlfn.IFS(Z4675=\"Non-Deficient\",\"Non-Deficient\",Z4675=\"Deficient\",\"Deficient\",AB4675=\"Deficient\",\"Deficient\",Z4675=\"Non-Deficient\",\"Non-Deficient\",AB4675=\"Non-Deficient\",\"Non-Deficient\",P4675=\"\",\"None\",AL4675<0,\"Deficient\",AL4675>10,\"Non-Deficient\")","v":"None"},{"$f":"_xlfn.IFS(H4675=\"LOW WATER CROSSING\",\"Non-Functional\",G4675=\"Natural\",\"Functional\",AA4675=\"Functional\",\"Functional\",AC4675=\"Functional\",\"Functional\",AA4675=\"Non-Functional\",\"Non-Functional\",AC4675=\"Non-Functional\",\"Non-Functional\",AA4675=\"Unknown\",\"Unknown\",AC4675=\"Unknown\",\"Unknown\",AA4675=\"\",\"None\")","v":"None"},{"$f":"_xlfn.IFS(X4675=\"Functionality\",\"Low\",W4675=\"No\",\"Low\",Y4675>=2015,\"High\",Y4675>=1920,\"Low\",W4675=\"\",\"None\",W4675=\"Unknown\",\"None\")","v":"None"},{"$f":"_xlfn.IFS(H4675=\"LOW WATER CROSSING\",\"Unknown\",G4675=\"Natural\",\"None\",AM4675<AN4675,\"High\",AC4675=\"Functional\",\"Low\",AC4675=\"Non-Functional\",\"Low\",W4675=\"No\",\"Low\",W4675=\"Unknown\",\"None\",X4675=\"Deficiency\",\"None\",W4675=\"Yes\",\"High\",W4675=\"\",\"None\")","v":"None"},0,0,0,0,{"$f":"_xlfn.CONCAT(LEFT(H4675,3),\"-\")&IF(H4675=\"-\",0,COUNTIF($H$4:H4675,H4675))","v":"-0"},{"$f":"_xlfn.IFS($H4675<=0,\"-\",AS4675=1,_xlfn.CONCAT(\"FUN_NONDEF\",\"-DCON_\",LEFT(AQ4675,1),\"-FCON_\",LEFT(AR4675,1)),AT4675=1,_xlfn.CONCAT(\"FUN_DEF\",\"-DCON_\",LEFT(AQ4675,1),\"-FCON_\",LEFT(AR4675,1)),AU4675=1,_xlfn.CONCAT(\"NONFUN_NONDEF\",\"-DCON_\",LEFT(AQ4675,1),\"-FCON_\",LEFT(AR4675,1)),AV4675=1,_xlfn.CONCAT(\"NONFUN_DEF\",\"-DCON_\",LEFT(AQ4675,1),\"-FCON_\",LEFT(AR4675,1)),AS4675+AT4675+AU4675+AV4675<1,_xlfn.CONCAT(\"-\"))","v":"-"}]
[null,null,null,null,null,null,null,null,null,null,null,null,null,null,null,null,null,null,null,null,null,0,null,null,null,null,null,null,null,null,null,0,0,0,0,"Unknown",{"$f":"_xlfn.IFS(G4687=\"Natural\",0,H4687=\"\",0,H4687=\"COASTAL-CONSTRUCTED\",0,G4687=\"Constructed\",_xlfn.XLOOKUP($H4687,'Data Categories'!$U$4:$U$25,'Data Categories'!$V$4:V$25))","v":0},{"$f":"_xlfn.IFS(AK4687=\"\",0,AJ4687=\"Unknown\",0,AK4687>1,AK4687-AJ4687,AK4687=0,0)","v":0},{"$f":"_xlfn.IFS(Y4687=\"\",0,Y4687>1920,_xlfn.XLOOKUP($H4687,'Data Categories'!$AE$20:$AE$42,'Data Categories'!$AG$20:$AG$42,0))","v":0},{"$f":"_xlfn.IFS(Y4687=\"\",0,Y4687>0,(2025-Y4687))","v":0},{"$f":"_xlfn.IFS(Z4687=\"Non-Deficient\",\"Non-Deficient\",Z4687=\"Deficient\",\"Deficient\",AB4687=\"Deficient\",\"Deficient\",Z4687=\"Non-Deficient\",\"Non-Deficient\",AB4687=\"Non-Deficient\",\"Non-Deficient\",P4687=\"\",\"None\",AL4687<0,\"Deficient\",AL4687>10,\"Non-Deficient\")","v":"None"},{"$f":"_xlfn.IFS(H4687=\"LOW WATER CROSSING\",\"Non-Functional\",G4687=\"Natural\",\"Functional\",AA4687=\"Functional\",\"Functional\",AC4687=\"Functional\",\"Functional\",AA4687=\"Non-Functional\",\"Non-Functional\",AC4687=\"Non-Functional\",\"Non-Functional\",AA4687=\"Unknown\",\"Unknown\",AC4687=\"Unknown\",\"Unknown\",AA4687=\"\",\"None\")","v":"None"},{"$f":"_xlfn.IFS(X4687=\"Functionality\",\"Low\",W4687=\"No\",\"Low\",Y4687>=2015,\"High\",Y4687>=1920,\"Low\",W4687=\"\",\"None\",W4687=\"Unknown\",\"None\")","v":"None"},{"$f":"_xlfn.IFS(H4687=\"LOW WATER CROSSING\",\"Unknown\",G4687=\"Natural\",\"None\",AM4687<AN4687,\"High\",AC4687=\"Functional\",\"Low\",AC4687=\"Non-Functional\",\"Low\",W4687=\"No\",\"Low\",W4687=\"Unknown\",\"None\",X4687=\"Deficiency\",\"None\",W4687=\"Yes\",\"High\",W4687=\"\",\"None\")","v":"None"},0,0,0,0,{"$f":"_xlfn.CONCAT(LEFT(H4687,3),\"-\")&IF(H4687=\"-\",0,COUNTIF($H$4:H4687,H4687))","v":"-0"},{"$f":"_xlfn.IFS($H4687<=0,\"-\",AS4687=1,_xlfn.CONCAT(\"FUN_NONDEF\",\"-DCON_\",LEFT(AQ4687,1),\"-FCON_\",LEFT(AR4687,1)),AT4687=1,_xlfn.CONCAT(\"FUN_DEF\",\"-DCON_\",LEFT(AQ4687,1),\"-FCON_\",LEFT(AR4687,1)),AU4687=1,_xlfn.CONCAT(\"NONFUN_NONDEF\",\"-DCON_\",LEFT(AQ4687,1),\"-FCON_\",LEFT(AR4687,1)),AV4687=1,_xlfn.CONCAT(\"NONFUN_DEF\",\"-DCON_\",LEFT(AQ4687,1),\"-FCON_\",LEFT(AR4687,1)),AS4687+AT4687+AU4687+AV4687<1,_xlfn.CONCAT(\"-\"))","v":"-"}]
[null,null,null,null,null,null,null,null,null,null,null,null,null,null,null,null,null,null,null,null,null,0,null,null,null,null,null,null,null,null,null,0,0,0,0,"Unknown",{"$f":"_xlfn.IFS(G4693=\"Natural\",0,H4693=\"\",0,H4693=\"COASTAL-CONSTRUCTED\",0,G4693=\"Constructed\",_xlfn.XLOOKUP($H4693,'Data Categories'!$U$4:$U$25,'Data Categories'!$V$4:V$25))","v":0},{"$f":"_xlfn.IFS(AK4693=\"\",0,AJ4693=\"Unknown\",0,AK4693>1,AK4693-AJ4693,AK4693=0,0)","v":0},{"$f":"_xlfn.IFS(Y4693=\"\",0,Y4693>1920,_xlfn.XLOOKUP($H4693,'Data Categories'!$AE$20:$AE$42,'Data Categories'!$AG$20:$AG$42,0))","v":0},{"$f":"_xlfn.IFS(Y4693=\"\",0,Y4693>0,(2025-Y4693))","v":0},{"$f":"_xlfn.IFS(Z4693=\"Non-Deficient\",\"Non-Deficient\",Z4693=\"Deficient\",\"Deficient\",AB4693=\"Deficient\",\"Deficient\",Z4693=\"Non-Deficient\",\"Non-Deficient\",AB4693=\"Non-Deficient\",\"Non-Deficient\",P4693=\"\",\"None\",AL4693<0,\"Deficient\",AL4693>10,\"Non-Deficient\")","v":"None"},{"$f":"_xlfn.IFS(H4693=\"LOW WATER CROSSING\",\"Non-Functional\",G4693=\"Natural\",\"Functional\",AA4693=\"Functional\",\"Functional\",AC4693=\"Functional\",\"Functional\",AA4693=\"Non-Functional\",\"Non-Functional\",AC4693=\"Non-Functional\",\"Non-Functional\",AA4693=\"Unknown\",\"Unknown\",AC4693=\"Unknown\",\"Unknown\",AA4693=\"\",\"None\")","v":"None"},{"$f":"_xlfn.IFS(X4693=\"Functionality\",\"Low\",W4693=\"No\",\"Low\",Y4693>=2015,\"High\",Y4693>=1920,\"Low\",W4693=\"\",\"None\",W4693=\"Unknown\",\"None\")","v":"None"},{"$f":"_xlfn.IFS(H4693=\"LOW WATER CROSSING\",\"Unknown\",G4693=\"Natural\",\"None\",AM4693<AN4693,\"High\",AC4693=\"Functional\",\"Low\",AC4693=\"Non-Functional\",\"Low\",W4693=\"No\",\"Low\",W4693=\"Unknown\",\"None\",X4693=\"Deficiency\",\"None\",W4693=\"Yes\",\"High\",W4693=\"\",\"None\")","v":"None"},0,0,0,0,{"$f":"_xlfn.CONCAT(LEFT(H4693,3),\"-\")&IF(H4693=\"-\",0,COUNTIF($H$4:H4693,H4693))","v":"-0"},{"$f":"_xlfn.IFS($H4693<=0,\"-\",AS4693=1,_xlfn.CONCAT(\"FUN_NONDEF\",\"-DCON_\",LEFT(AQ4693,1),\"-FCON_\",LEFT(AR4693,1)),AT4693=1,_xlfn.CONCAT(\"FUN_DEF\",\"-DCON_\",LEFT(AQ4693,1),\"-FCON_\",LEFT(AR4693,1)),AU4693=1,_xlfn.CONCAT(\"NONFUN_NONDEF\",\"-DCON_\",LEFT(AQ4693,1),\"-FCON_\",LEFT(AR4693,1)),AV4693=1,_xlfn.CONCAT(\"NONFUN_DEF\",\"-DCON_\",LEFT(AQ4693,1),\"-FCON_\",LEFT(AR4693,1)),AS4693+AT4693+AU4693+AV4693<1,_xlfn.CONCAT(\"-\"))","v":"-"}]
[null,null,null,null,null,null,null,null,null,null,null,null,null,null,null,null,null,null,null,null,null,0,null,null,null,null,null,null,null,null,null,0,0,0,0,"Unknown",{"$f":"_xlfn.IFS(G4705=\"Natural\",0,H4705=\"\",0,H4705=\"COASTAL-CONSTRUCTED\",0,G4705=\"Constructed\",_xlfn.XLOOKUP($H4705,'Data Categories'!$U$4:$U$25,'Data Categories'!$V$4:V$25))","v":0},{"$f":"_xlfn.IFS(AK4705=\"\",0,AJ4705=\"Unknown\",0,AK4705>1,AK4705-AJ4705,AK4705=0,0)","v":0},{"$f":"_xlfn.IFS(Y4705=\"\",0,Y4705>1920,_xlfn.XLOOKUP($H4705,'Data Categories'!$AE$20:$AE$42,'Data Categories'!$AG$20:$AG$42,0))","v":0},{"$f":"_xlfn.IFS(Y4705=\"\",0,Y4705>0,(2025-Y4705))","v":0},{"$f":"_xlfn.IFS(Z4705=\"Non-Deficient\",\"Non-Deficient\",Z4705=\"Deficient\",\"Deficient\",AB4705=\"Deficient\",\"Deficient\",Z4705=\"Non-Deficient\",\"Non-Deficient\",AB4705=\"Non-Deficient\",\"Non-Deficient\",P4705=\"\",\"None\",AL4705<0,\"Deficient\",AL4705>10,\"Non-Deficient\")","v":"None"},{"$f":"_xlfn.IFS(H4705=\"LOW WATER CROSSING\",\"Non-Functional\",G4705=\"Natural\",\"Functional\",AA4705=\"Functional\",\"Functional\",AC4705=\"Functional\",\"Functional\",AA4705=\"Non-Functional\",\"Non-Functional\",AC4705=\"Non-Functional\",\"Non-Functional\",AA4705=\"Unknown\",\"Unknown\",AC4705=\"Unknown\",\"Unknown\",AA4705=\"\",\"None\")","v":"None"},{"$f":"_xlfn.IFS(X4705=\"Functionality\",\"Low\",W4705=\"No\",\"Low\",Y4705>=2015,\"High\",Y4705>=1920,\"Low\",W4705=\"\",\"None\",W4705=\"Unknown\",\"None\")","v":"None"},{"$f":"_xlfn.IFS(H4705=\"LOW WATER CROSSING\",\"Unknown\",G4705=\"Natural\",\"None\",AM4705<AN4705,\"High\",AC4705=\"Functional\",\"Low\",AC4705=\"Non-Functional\",\"Low\",W4705=\"No\",\"Low\",W4705=\"Unknown\",\"None\",X4705=\"Deficiency\",\"None\",W4705=\"Yes\",\"High\",W4705=\"\",\"None\")","v":"None"},0,0,0,0,{"$f":"_xlfn.CONCAT(LEFT(H4705,3),\"-\")&IF(H4705=\"-\",0,COUNTIF($H$4:H4705,H4705))","v":"-0"},{"$f":"_xlfn.IFS($H4705<=0,\"-\",AS4705=1,_xlfn.CONCAT(\"FUN_NONDEF\",\"-DCON_\",LEFT(AQ4705,1),\"-FCON_\",LEFT(AR4705,1)),AT4705=1,_xlfn.CONCAT(\"FUN_DEF\",\"-DCON_\",LEFT(AQ4705,1),\"-FCON_\",LEFT(AR4705,1)),AU4705=1,_xlfn.CONCAT(\"NONFUN_NONDEF\",\"-DCON_\",LEFT(AQ4705,1),\"-FCON_\",LEFT(AR4705,1)),AV4705=1,_xlfn.CONCAT(\"NONFUN_DEF\",\"-DCON_\",LEFT(AQ4705,1),\"-FCON_\",LEFT(AR4705,1)),AS4705+AT4705+AU4705+AV4705<1,_xlfn.CONCAT(\"-\"))","v":"-"}]
[null,null,null,null,null,null,null,null,null,null,null,null,null,null,null,null,null,null,null,null,null,0,null,null,null,null,null,null,null,null,null,0,0,0,0,"Unknown",{"$f":"_xlfn.IFS(G4717=\"Natural\",0,H4717=\"\",0,H4717=\"COASTAL-CONSTRUCTED\",0,G4717=\"Constructed\",_xlfn.XLOOKUP($H4717,'Data Categories'!$U$4:$U$25,'Data Categories'!$V$4:V$25))","v":0},{"$f":"_xlfn.IFS(AK4717=\"\",0,AJ4717=\"Unknown\",0,AK4717>1,AK4717-AJ4717,AK4717=0,0)","v":0},{"$f":"_xlfn.IFS(Y4717=\"\",0,Y4717>1920,_xlfn.XLOOKUP($H4717,'Data Categories'!$AE$20:$AE$42,'Data Categories'!$AG$20:$AG$42,0))","v":0},{"$f":"_xlfn.IFS(Y4717=\"\",0,Y4717>0,(2025-Y4717))","v":0},{"$f":"_xlfn.IFS(Z4717=\"Non-Deficient\",\"Non-Deficient\",Z4717=\"Deficient\",\"Deficient\",AB4717=\"Deficient\",\"Deficient\",Z4717=\"Non-Deficient\",\"Non-Deficient\",AB4717=\"Non-Deficient\",\"Non-Deficient\",P4717=\"\",\"None\",AL4717<0,\"Deficient\",AL4717>10,\"Non-Deficient\")","v":"None"},{"$f":"_xlfn.IFS(H4717=\"LOW WATER CROSSING\",\"Non-Functional\",G4717=\"Natural\",\"Functional\",AA4717=\"Functional\",\"Functional\",AC4717=\"Functional\",\"Functional\",AA4717=\"Non-Functional\",\"Non-Functional\",AC4717=\"Non-Functional\",\"Non-Functional\",AA4717=\"Unknown\",\"Unknown\",AC4717=\"Unknown\",\"Unknown\",AA4717=\"\",\"None\")","v":"None"},{"$f":"_xlfn.IFS(X4717=\"Functionality\",\"Low\",W4717=\"No\",\"Low\",Y4717>=2015,\"High\",Y4717>=1920,\"Low\",W4717=\"\",\"None\",W4717=\"Unknown\",\"None\")","v":"None"},{"$f":"_xlfn.IFS(H4717=\"LOW WATER CROSSING\",\"Unknown\",G4717=\"Natural\",\"None\",AM4717<AN4717,\"High\",AC4717=\"Functional\",\"Low\",AC4717=\"Non-Functional\",\"Low\",W4717=\"No\",\"Low\",W4717=\"Unknown\",\"None\",X4717=\"Deficiency\",\"None\",W4717=\"Yes\",\"High\",W4717=\"\",\"None\")","v":"None"},0,0,0,0,{"$f":"_xlfn.CONCAT(LEFT(H4717,3),\"-\")&IF(H4717=\"-\",0,COUNTIF($H$4:H4717,H4717))","v":"-0"},{"$f":"_xlfn.IFS($H4717<=0,\"-\",AS4717=1,_xlfn.CONCAT(\"FUN_NONDEF\",\"-DCON_\",LEFT(AQ4717,1),\"-FCON_\",LEFT(AR4717,1)),AT4717=1,_xlfn.CONCAT(\"FUN_DEF\",\"-DCON_\",LEFT(AQ4717,1),\"-FCON_\",LEFT(AR4717,1)),AU4717=1,_xlfn.CONCAT(\"NONFUN_NONDEF\",\"-DCON_\",LEFT(AQ4717,1),\"-FCON_\",LEFT(AR4717,1)),AV4717=1,_xlfn.CONCAT(\"NONFUN_DEF\",\"-DCON_\",LEFT(AQ4717,1),\"-FCON_\",LEFT(AR4717,1)),AS4717+AT4717+AU4717+AV4717<1,_xlfn.CONCAT(\"-\"))","v":"-"}]
[null,null,null,null,null,null,null,null,null,null,null,null,null,null,null,null,null,null,null,null,null,0,null,null,null,null,null,null,null,null,null,0,0,0,0,"Unknown",{"$f":"_xlfn.IFS(G4724=\"Natural\",0,H4724=\"\",0,H4724=\"COASTAL-CONSTRUCTED\",0,G4724=\"Constructed\",_xlfn.XLOOKUP($H4724,'Data Categories'!$U$4:$U$25,'Data Categories'!$V$4:V$25))","v":0},{"$f":"_xlfn.IFS(AK4724=\"\",0,AJ4724=\"Unknown\",0,AK4724>1,AK4724-AJ4724,AK4724=0,0)","v":0},{"$f":"_xlfn.IFS(Y4724=\"\",0,Y4724>1920,_xlfn.XLOOKUP($H4724,'Data Categories'!$AE$20:$AE$42,'Data Categories'!$AG$20:$AG$42,0))","v":0},{"$f":"_xlfn.IFS(Y4724=\"\",0,Y4724>0,(2025-Y4724))","v":0},{"$f":"_xlfn.IFS(Z4724=\"Non-Deficient\",\"Non-Deficient\",Z4724=\"Deficient\",\"Deficient\",AB4724=\"Deficient\",\"Deficient\",Z4724=\"Non-Deficient\",\"Non-Deficient\",AB4724=\"Non-Deficient\",\"Non-Deficient\",P4724=\"\",\"None\",AL4724<0,\"Deficient\",AL4724>10,\"Non-Deficient\")","v":"None"},{"$f":"_xlfn.IFS(H4724=\"LOW WATER CROSSING\",\"Non-Functional\",G4724=\"Natural\",\"Functional\",AA4724=\"Functional\",\"Functional\",AC4724=\"Functional\",\"Functional\",AA4724=\"Non-Functional\",\"Non-Functional\",AC4724=\"Non-Functional\",\"Non-Functional\",AA4724=\"Unknown\",\"Unknown\",AC4724=\"Unknown\",\"Unknown\",AA4724=\"\",\"None\")","v":"None"},{"$f":"_xlfn.IFS(X4724=\"Functionality\",\"Low\",W4724=\"No\",\"Low\",Y4724>=2015,\"High\",Y4724>=1920,\"Low\",W4724=\"\",\"None\",W4724=\"Unknown\",\"None\")","v":"None"},{"$f":"_xlfn.IFS(H4724=\"LOW WATER CROSSING\",\"Unknown\",G4724=\"Natural\",\"None\",AM4724<AN4724,\"High\",AC4724=\"Functional\",\"Low\",AC4724=\"Non-Functional\",\"Low\",W4724=\"No\",\"Low\",W4724=\"Unknown\",\"None\",X4724=\"Deficiency\",\"None\",W4724=\"Yes\",\"High\",W4724=\"\",\"None\")","v":"None"},0,0,0,0,{"$f":"_xlfn.CONCAT(LEFT(H4724,3),\"-\")&IF(H4724=\"-\",0,COUNTIF($H$4:H4724,H4724))","v":"-0"},{"$f":"_xlfn.IFS($H4724<=0,\"-\",AS4724=1,_xlfn.CONCAT(\"FUN_NONDEF\",\"-DCON_\",LEFT(AQ4724,1),\"-FCON_\",LEFT(AR4724,1)),AT4724=1,_xlfn.CONCAT(\"FUN_DEF\",\"-DCON_\",LEFT(AQ4724,1),\"-FCON_\",LEFT(AR4724,1)),AU4724=1,_xlfn.CONCAT(\"NONFUN_NONDEF\",\"-DCON_\",LEFT(AQ4724,1),\"-FCON_\",LEFT(AR4724,1)),AV4724=1,_xlfn.CONCAT(\"NONFUN_DEF\",\"-DCON_\",LEFT(AQ4724,1),\"-FCON_\",LEFT(AR4724,1)),AS4724+AT4724+AU4724+AV4724<1,_xlfn.CONCAT(\"-\"))","v":"-"}]
[null,null,null,null,null,null,null,null,null,null,null,null,null,null,null,null,null,null,null,null,null,0,null,null,null,null,null,null,null,null,null,0,0,0,0,"Unknown",{"$f":"_xlfn.IFS(G4732=\"Natural\",0,H4732=\"\",0,H4732=\"COASTAL-CONSTRUCTED\",0,G4732=\"Constructed\",_xlfn.XLOOKUP($H4732,'Data Categories'!$U$4:$U$25,'Data Categories'!$V$4:V$25))","v":0},{"$f":"_xlfn.IFS(AK4732=\"\",0,AJ4732=\"Unknown\",0,AK4732>1,AK4732-AJ4732,AK4732=0,0)","v":0},{"$f":"_xlfn.IFS(Y4732=\"\",0,Y4732>1920,_xlfn.XLOOKUP($H4732,'Data Categories'!$AE$20:$AE$42,'Data Categories'!$AG$20:$AG$42,0))","v":0},{"$f":"_xlfn.IFS(Y4732=\"\",0,Y4732>0,(2025-Y4732))","v":0},{"$f":"_xlfn.IFS(Z4732=\"Non-Deficient\",\"Non-Deficient\",Z4732=\"Deficient\",\"Deficient\",AB4732=\"Deficient\",\"Deficient\",Z4732=\"Non-Deficient\",\"Non-Deficient\",AB4732=\"Non-Deficient\",\"Non-Deficient\",P4732=\"\",\"None\",AL4732<0,\"Deficient\",AL4732>10,\"Non-Deficient\")","v":"None"},{"$f":"_xlfn.IFS(H4732=\"LOW WATER CROSSING\",\"Non-Functional\",G4732=\"Natural\",\"Functional\",AA4732=\"Functional\",\"Functional\",AC4732=\"Functional\",\"Functional\",AA4732=\"Non-Functional\",\"Non-Functional\",AC4732=\"Non-Functional\",\"Non-Functional\",AA4732=\"Unknown\",\"Unknown\",AC4732=\"Unknown\",\"Unknown\",AA4732=\"\",\"None\")","v":"None"},{"$f":"_xlfn.IFS(X4732=\"Functionality\",\"Low\",W4732=\"No\",\"Low\",Y4732>=2015,\"High\",Y4732>=1920,\"Low\",W4732=\"\",\"None\",W4732=\"Unknown\",\"None\")","v":"None"},{"$f":"_xlfn.IFS(H4732=\"LOW WATER CROSSING\",\"Unknown\",G4732=\"Natural\",\"None\",AM4732<AN4732,\"High\",AC4732=\"Functional\",\"Low\",AC4732=\"Non-Functional\",\"Low\",W4732=\"No\",\"Low\",W4732=\"Unknown\",\"None\",X4732=\"Deficiency\",\"None\",W4732=\"Yes\",\"High\",W4732=\"\",\"None\")","v":"None"},0,0,0,0,{"$f":"_xlfn.CONCAT(LEFT(H4732,3),\"-\")&IF(H4732=\"-\",0,COUNTIF($H$4:H4732,H4732))","v":"-0"},{"$f":"_xlfn.IFS($H4732<=0,\"-\",AS4732=1,_xlfn.CONCAT(\"FUN_NONDEF\",\"-DCON_\",LEFT(AQ4732,1),\"-FCON_\",LEFT(AR4732,1)),AT4732=1,_xlfn.CONCAT(\"FUN_DEF\",\"-DCON_\",LEFT(AQ4732,1),\"-FCON_\",LEFT(AR4732,1)),AU4732=1,_xlfn.CONCAT(\"NONFUN_NONDEF\",\"-DCON_\",LEFT(AQ4732,1),\"-FCON_\",LEFT(AR4732,1)),AV4732=1,_xlfn.CONCAT(\"NONFUN_DEF\",\"-DCON_\",LEFT(AQ4732,1),\"-FCON_\",LEFT(AR4732,1)),AS4732+AT4732+AU4732+AV4732<1,_xlfn.CONCAT(\"-\"))","v":"-"}]
[null,null,null,null,null,null,null,null,null,null,null,null,null,null,null,null,null,null,null,null,null,0,null,null,null,null,null,null,null,null,null,0,0,0,0,"Unknown",{"$f":"_xlfn.IFS(G4738=\"Natural\",0,H4738=\"\",0,H4738=\"COASTAL-CONSTRUCTED\",0,G4738=\"Constructed\",_xlfn.XLOOKUP($H4738,'Data Categories'!$U$4:$U$25,'Data Categories'!$V$4:V$25))","v":0},{"$f":"_xlfn.IFS(AK4738=\"\",0,AJ4738=\"Unknown\",0,AK4738>1,AK4738-AJ4738,AK4738=0,0)","v":0},{"$f":"_xlfn.IFS(Y4738=\"\",0,Y4738>1920,_xlfn.XLOOKUP($H4738,'Data Categories'!$AE$20:$AE$42,'Data Categories'!$AG$20:$AG$42,0))","v":0},{"$f":"_xlfn.IFS(Y4738=\"\",0,Y4738>0,(2025-Y4738))","v":0},{"$f":"_xlfn.IFS(Z4738=\"Non-Deficient\",\"Non-Deficient\",Z4738=\"Deficient\",\"Deficient\",AB4738=\"Deficient\",\"Deficient\",Z4738=\"Non-Deficient\",\"Non-Deficient\",AB4738=\"Non-Deficient\",\"Non-Deficient\",P4738=\"\",\"None\",AL4738<0,\"Deficient\",AL4738>10,\"Non-Deficient\")","v":"None"},{"$f":"_xlfn.IFS(H4738=\"LOW WATER CROSSING\",\"Non-Functional\",G4738=\"Natural\",\"Functional\",AA4738=\"Functional\",\"Functional\",AC4738=\"Functional\",\"Functional\",AA4738=\"Non-Functional\",\"Non-Functional\",AC4738=\"Non-Functional\",\"Non-Functional\",AA4738=\"Unknown\",\"Unknown\",AC4738=\"Unknown\",\"Unknown\",AA4738=\"\",\"None\")","v":"None"},{"$f":"_xlfn.IFS(X4738=\"Functionality\",\"Low\",W4738=\"No\",\"Low\",Y4738>=2015,\"High\",Y4738>=1920,\"Low\",W4738=\"\",\"None\",W4738=\"Unknown\",\"None\")","v":"None"},{"$f":"_xlfn.IFS(H4738=\"LOW WATER CROSSING\",\"Unknown\",G4738=\"Natural\",\"None\",AM4738<AN4738,\"High\",AC4738=\"Functional\",\"Low\",AC4738=\"Non-Functional\",\"Low\",W4738=\"No\",\"Low\",W4738=\"Unknown\",\"None\",X4738=\"Deficiency\",\"None\",W4738=\"Yes\",\"High\",W4738=\"\",\"None\")","v":"None"},0,0,0,0,{"$f":"_xlfn.CONCAT(LEFT(H4738,3),\"-\")&IF(H4738=\"-\",0,COUNTIF($H$4:H4738,H4738))","v":"-0"},{"$f":"_xlfn.IFS($H4738<=0,\"-\",AS4738=1,_xlfn.CONCAT(\"FUN_NONDEF\",\"-DCON_\",LEFT(AQ4738,1),\"-FCON_\",LEFT(AR4738,1)),AT4738=1,_xlfn.CONCAT(\"FUN_DEF\",\"-DCON_\",LEFT(AQ4738,1),\"-FCON_\",LEFT(AR4738,1)),AU4738=1,_xlfn.CONCAT(\"NONFUN_NONDEF\",\"-DCON_\",LEFT(AQ4738,1),\"-FCON_\",LEFT(AR4738,1)),AV4738=1,_xlfn.CONCAT(\"NONFUN_DEF\",\"-DCON_\",LEFT(AQ4738,1),\"-FCON_\",LEFT(AR4738,1)),AS4738+AT4738+AU4738+AV4738<1,_xlfn.CONCAT(\"-\"))","v":"-"}]
[null,null,null,null,null,null,null,null,null,null,null,null,null,null,null,null,null,null,null,null,null,0,null,null,null,null,null,null,null,null,null,0,0,0,0,"Unknown",{"$f":"_xlfn.IFS(G4745=\"Natural\",0,H4745=\"\",0,H4745=\"COASTAL-CONSTRUCTED\",0,G4745=\"Constructed\",_xlfn.XLOOKUP($H4745,'Data Categories'!$U$4:$U$25,'Data Categories'!$V$4:V$25))","v":0},{"$f":"_xlfn.IFS(AK4745=\"\",0,AJ4745=\"Unknown\",0,AK4745>1,AK4745-AJ4745,AK4745=0,0)","v":0},{"$f":"_xlfn.IFS(Y4745=\"\",0,Y4745>1920,_xlfn.XLOOKUP($H4745,'Data Categories'!$AE$20:$AE$42,'Data Categories'!$AG$20:$AG$42,0))","v":0},{"$f":"_xlfn.IFS(Y4745=\"\",0,Y4745>0,(2025-Y4745))","v":0},{"$f":"_xlfn.IFS(Z4745=\"Non-Deficient\",\"Non-Deficient\",Z4745=\"Deficient\",\"Deficient\",AB4745=\"Deficient\",\"Deficient\",Z4745=\"Non-Deficient\",\"Non-Deficient\",AB4745=\"Non-Deficient\",\"Non-Deficient\",P4745=\"\",\"None\",AL4745<0,\"Deficient\",AL4745>10,\"Non-Deficient\")","v":"None"},{"$f":"_xlfn.IFS(H4745=\"LOW WATER CROSSING\",\"Non-Functional\",G4745=\"Natural\",\"Functional\",AA4745=\"Functional\",\"Functional\",AC4745=\"Functional\",\"Functional\",AA4745=\"Non-Functional\",\"Non-Functional\",AC4745=\"Non-Functional\",\"Non-Functional\",AA4745=\"Unknown\",\"Unknown\",AC4745=\"Unknown\",\"Unknown\",AA4745=\"\",\"None\")","v":"None"},{"$f":"_xlfn.IFS(X4745=\"Functionality\",\"Low\",W4745=\"No\",\"Low\",Y4745>=2015,\"High\",Y4745>=1920,\"Low\",W4745=\"\",\"None\",W4745=\"Unknown\",\"None\")","v":"None"},{"$f":"_xlfn.IFS(H4745=\"LOW WATER CROSSING\",\"Unknown\",G4745=\"Natural\",\"None\",AM4745<AN4745,\"High\",AC4745=\"Functional\",\"Low\",AC4745=\"Non-Functional\",\"Low\",W4745=\"No\",\"Low\",W4745=\"Unknown\",\"None\",X4745=\"Deficiency\",\"None\",W4745=\"Yes\",\"High\",W4745=\"\",\"None\")","v":"None"},0,0,0,0,{"$f":"_xlfn.CONCAT(LEFT(H4745,3),\"-\")&IF(H4745=\"-\",0,COUNTIF($H$4:H4745,H4745))","v":"-0"},{"$f":"_xlfn.IFS($H4745<=0,\"-\",AS4745=1,_xlfn.CONCAT(\"FUN_NONDEF\",\"-DCON_\",LEFT(AQ4745,1),\"-FCON_\",LEFT(AR4745,1)),AT4745=1,_xlfn.CONCAT(\"FUN_DEF\",\"-DCON_\",LEFT(AQ4745,1),\"-FCON_\",LEFT(AR4745,1)),AU4745=1,_xlfn.CONCAT(\"NONFUN_NONDEF\",\"-DCON_\",LEFT(AQ4745,1),\"-FCON_\",LEFT(AR4745,1)),AV4745=1,_xlfn.CONCAT(\"NONFUN_DEF\",\"-DCON_\",LEFT(AQ4745,1),\"-FCON_\",LEFT(AR4745,1)),AS4745+AT4745+AU4745+AV4745<1,_xlfn.CONCAT(\"-\"))","v":"-"}]
[null,null,null,null,null,null,null,null,null,null,null,null,null,null,null,null,null,null,null,null,null,0,null,null,null,null,null,null,null,null,null,0,0,0,0,"Unknown",{"$f":"_xlfn.IFS(G4757=\"Natural\",0,H4757=\"\",0,H4757=\"COASTAL-CONSTRUCTED\",0,G4757=\"Constructed\",_xlfn.XLOOKUP($H4757,'Data Categories'!$U$4:$U$25,'Data Categories'!$V$4:V$25))","v":0},{"$f":"_xlfn.IFS(AK4757=\"\",0,AJ4757=\"Unknown\",0,AK4757>1,AK4757-AJ4757,AK4757=0,0)","v":0},{"$f":"_xlfn.IFS(Y4757=\"\",0,Y4757>1920,_xlfn.XLOOKUP($H4757,'Data Categories'!$AE$20:$AE$42,'Data Categories'!$AG$20:$AG$42,0))","v":0},{"$f":"_xlfn.IFS(Y4757=\"\",0,Y4757>0,(2025-Y4757))","v":0},{"$f":"_xlfn.IFS(Z4757=\"Non-Deficient\",\"Non-Deficient\",Z4757=\"Deficient\",\"Deficient\",AB4757=\"Deficient\",\"Deficient\",Z4757=\"Non-Deficient\",\"Non-Deficient\",AB4757=\"Non-Deficient\",\"Non-Deficient\",P4757=\"\",\"None\",AL4757<0,\"Deficient\",AL4757>10,\"Non-Deficient\")","v":"None"},{"$f":"_xlfn.IFS(H4757=\"LOW WATER CROSSING\",\"Non-Functional\",G4757=\"Natural\",\"Functional\",AA4757=\"Functional\",\"Functional\",AC4757=\"Functional\",\"Functional\",AA4757=\"Non-Functional\",\"Non-Functional\",AC4757=\"Non-Functional\",\"Non-Functional\",AA4757=\"Unknown\",\"Unknown\",AC4757=\"Unknown\",\"Unknown\",AA4757=\"\",\"None\")","v":"None"},{"$f":"_xlfn.IFS(X4757=\"Functionality\",\"Low\",W4757=\"No\",\"Low\",Y4757>=2015,\"High\",Y4757>=1920,\"Low\",W4757=\"\",\"None\",W4757=\"Unknown\",\"None\")","v":"None"},{"$f":"_xlfn.IFS(H4757=\"LOW WATER CROSSING\",\"Unknown\",G4757=\"Natural\",\"None\",AM4757<AN4757,\"High\",AC4757=\"Functional\",\"Low\",AC4757=\"Non-Functional\",\"Low\",W4757=\"No\",\"Low\",W4757=\"Unknown\",\"None\",X4757=\"Deficiency\",\"None\",W4757=\"Yes\",\"High\",W4757=\"\",\"None\")","v":"None"},0,0,0,0,{"$f":"_xlfn.CONCAT(LEFT(H4757,3),\"-\")&IF(H4757=\"-\",0,COUNTIF($H$4:H4757,H4757))","v":"-0"},{"$f":"_xlfn.IFS($H4757<=0,\"-\",AS4757=1,_xlfn.CONCAT(\"FUN_NONDEF\",\"-DCON_\",LEFT(AQ4757,1),\"-FCON_\",LEFT(AR4757,1)),AT4757=1,_xlfn.CONCAT(\"FUN_DEF\",\"-DCON_\",LEFT(AQ4757,1),\"-FCON_\",LEFT(AR4757,1)),AU4757=1,_xlfn.CONCAT(\"NONFUN_NONDEF\",\"-DCON_\",LEFT(AQ4757,1),\"-FCON_\",LEFT(AR4757,1)),AV4757=1,_xlfn.CONCAT(\"NONFUN_DEF\",\"-DCON_\",LEFT(AQ4757,1),\"-FCON_\",LEFT(AR4757,1)),AS4757+AT4757+AU4757+AV4757<1,_xlfn.CONCAT(\"-\"))","v":"-"}]
[null,null,null,null,null,null,null,null,null,null,null,null,null,null,null,null,null,null,null,null,null,0,null,null,null,null,null,null,null,null,null,0,0,0,0,"Unknown",{"$f":"_xlfn.IFS(G4763=\"Natural\",0,H4763=\"\",0,H4763=\"COASTAL-CONSTRUCTED\",0,G4763=\"Constructed\",_xlfn.XLOOKUP($H4763,'Data Categories'!$U$4:$U$25,'Data Categories'!$V$4:V$25))","v":0},{"$f":"_xlfn.IFS(AK4763=\"\",0,AJ4763=\"Unknown\",0,AK4763>1,AK4763-AJ4763,AK4763=0,0)","v":0},{"$f":"_xlfn.IFS(Y4763=\"\",0,Y4763>1920,_xlfn.XLOOKUP($H4763,'Data Categories'!$AE$20:$AE$42,'Data Categories'!$AG$20:$AG$42,0))","v":0},{"$f":"_xlfn.IFS(Y4763=\"\",0,Y4763>0,(2025-Y4763))","v":0},{"$f":"_xlfn.IFS(Z4763=\"Non-Deficient\",\"Non-Deficient\",Z4763=\"Deficient\",\"Deficient\",AB4763=\"Deficient\",\"Deficient\",Z4763=\"Non-Deficient\",\"Non-Deficient\",AB4763=\"Non-Deficient\",\"Non-Deficient\",P4763=\"\",\"None\",AL4763<0,\"Deficient\",AL4763>10,\"Non-Deficient\")","v":"None"},{"$f":"_xlfn.IFS(H4763=\"LOW WATER CROSSING\",\"Non-Functional\",G4763=\"Natural\",\"Functional\",AA4763=\"Functional\",\"Functional\",AC4763=\"Functional\",\"Functional\",AA4763=\"Non-Functional\",\"Non-Functional\",AC4763=\"Non-Functional\",\"Non-Functional\",AA4763=\"Unknown\",\"Unknown\",AC4763=\"Unknown\",\"Unknown\",AA4763=\"\",\"None\")","v":"None"},{"$f":"_xlfn.IFS(X4763=\"Functionality\",\"Low\",W4763=\"No\",\"Low\",Y4763>=2015,\"High\",Y4763>=1920,\"Low\",W4763=\"\",\"None\",W4763=\"Unknown\",\"None\")","v":"None"},{"$f":"_xlfn.IFS(H4763=\"LOW WATER CROSSING\",\"Unknown\",G4763=\"Natural\",\"None\",AM4763<AN4763,\"High\",AC4763=\"Functional\",\"Low\",AC4763=\"Non-Functional\",\"Low\",W4763=\"No\",\"Low\",W4763=\"Unknown\",\"None\",X4763=\"Deficiency\",\"None\",W4763=\"Yes\",\"High\",W4763=\"\",\"None\")","v":"None"},0,0,0,0,{"$f":"_xlfn.CONCAT(LEFT(H4763,3),\"-\")&IF(H4763=\"-\",0,COUNTIF($H$4:H4763,H4763))","v":"-0"},{"$f":"_xlfn.IFS($H4763<=0,\"-\",AS4763=1,_xlfn.CONCAT(\"FUN_NONDEF\",\"-DCON_\",LEFT(AQ4763,1),\"-FCON_\",LEFT(AR4763,1)),AT4763=1,_xlfn.CONCAT(\"FUN_DEF\",\"-DCON_\",LEFT(AQ4763,1),\"-FCON_\",LEFT(AR4763,1)),AU4763=1,_xlfn.CONCAT(\"NONFUN_NONDEF\",\"-DCON_\",LEFT(AQ4763,1),\"-FCON_\",LEFT(AR4763,1)),AV4763=1,_xlfn.CONCAT(\"NONFUN_DEF\",\"-DCON_\",LEFT(AQ4763,1),\"-FCON_\",LEFT(AR4763,1)),AS4763+AT4763+AU4763+AV4763<1,_xlfn.CONCAT(\"-\"))","v":"-"}]
[null,null,null,null,null,null,null,null,null,null,null,null,null,null,null,null,null,null,null,null,null,0,null,null,null,null,null,null,null,null,null,0,0,0,0,"Unknown",{"$f":"_xlfn.IFS(G4775=\"Natural\",0,H4775=\"\",0,H4775=\"COASTAL-CONSTRUCTED\",0,G4775=\"Constructed\",_xlfn.XLOOKUP($H4775,'Data Categories'!$U$4:$U$25,'Data Categories'!$V$4:V$25))","v":0},{"$f":"_xlfn.IFS(AK4775=\"\",0,AJ4775=\"Unknown\",0,AK4775>1,AK4775-AJ4775,AK4775=0,0)","v":0},{"$f":"_xlfn.IFS(Y4775=\"\",0,Y4775>1920,_xlfn.XLOOKUP($H4775,'Data Categories'!$AE$20:$AE$42,'Data Categories'!$AG$20:$AG$42,0))","v":0},{"$f":"_xlfn.IFS(Y4775=\"\",0,Y4775>0,(2025-Y4775))","v":0},{"$f":"_xlfn.IFS(Z4775=\"Non-Deficient\",\"Non-Deficient\",Z4775=\"Deficient\",\"Deficient\",AB4775=\"Deficient\",\"Deficient\",Z4775=\"Non-Deficient\",\"Non-Deficient\",AB4775=\"Non-Deficient\",\"Non-Deficient\",P4775=\"\",\"None\",AL4775<0,\"Deficient\",AL4775>10,\"Non-Deficient\")","v":"None"},{"$f":"_xlfn.IFS(H4775=\"LOW WATER CROSSING\",\"Non-Functional\",G4775=\"Natural\",\"Functional\",AA4775=\"Functional\",\"Functional\",AC4775=\"Functional\",\"Functional\",AA4775=\"Non-Functional\",\"Non-Functional\",AC4775=\"Non-Functional\",\"Non-Functional\",AA4775=\"Unknown\",\"Unknown\",AC4775=\"Unknown\",\"Unknown\",AA4775=\"\",\"None\")","v":"None"},{"$f":"_xlfn.IFS(X4775=\"Functionality\",\"Low\",W4775=\"No\",\"Low\",Y4775>=2015,\"High\",Y4775>=1920,\"Low\",W4775=\"\",\"None\",W4775=\"Unknown\",\"None\")","v":"None"},{"$f":"_xlfn.IFS(H4775=\"LOW WATER CROSSING\",\"Unknown\",G4775=\"Natural\",\"None\",AM4775<AN4775,\"High\",AC4775=\"Functional\",\"Low\",AC4775=\"Non-Functional\",\"Low\",W4775=\"No\",\"Low\",W4775=\"Unknown\",\"None\",X4775=\"Deficiency\",\"None\",W4775=\"Yes\",\"High\",W4775=\"\",\"None\")","v":"None"},0,0,0,0,{"$f":"_xlfn.CONCAT(LEFT(H4775,3),\"-\")&IF(H4775=\"-\",0,COUNTIF($H$4:H4775,H4775))","v":"-0"},{"$f":"_xlfn.IFS($H4775<=0,\"-\",AS4775=1,_xlfn.CONCAT(\"FUN_NONDEF\",\"-DCON_\",LEFT(AQ4775,1),\"-FCON_\",LEFT(AR4775,1)),AT4775=1,_xlfn.CONCAT(\"FUN_DEF\",\"-DCON_\",LEFT(AQ4775,1),\"-FCON_\",LEFT(AR4775,1)),AU4775=1,_xlfn.CONCAT(\"NONFUN_NONDEF\",\"-DCON_\",LEFT(AQ4775,1),\"-FCON_\",LEFT(AR4775,1)),AV4775=1,_xlfn.CONCAT(\"NONFUN_DEF\",\"-DCON_\",LEFT(AQ4775,1),\"-FCON_\",LEFT(AR4775,1)),AS4775+AT4775+AU4775+AV4775<1,_xlfn.CONCAT(\"-\"))","v":"-"}]
[null,null,null,null,null,null,null,null,null,null,null,null,null,null,null,null,null,null,null,null,null,0,null,null,null,null,null,null,null,null,null,0,0,0,0,"Unknown",{"$f":"_xlfn.IFS(G4787=\"Natural\",0,H4787=\"\",0,H4787=\"COASTAL-CONSTRUCTED\",0,G4787=\"Constructed\",_xlfn.XLOOKUP($H4787,'Data Categories'!$U$4:$U$25,'Data Categories'!$V$4:V$25))","v":0},{"$f":"_xlfn.IFS(AK4787=\"\",0,AJ4787=\"Unknown\",0,AK4787>1,AK4787-AJ4787,AK4787=0,0)","v":0},{"$f":"_xlfn.IFS(Y4787=\"\",0,Y4787>1920,_xlfn.XLOOKUP($H4787,'Data Categories'!$AE$20:$AE$42,'Data Categories'!$AG$20:$AG$42,0))","v":0},{"$f":"_xlfn.IFS(Y4787=\"\",0,Y4787>0,(2025-Y4787))","v":0},{"$f":"_xlfn.IFS(Z4787=\"Non-Deficient\",\"Non-Deficient\",Z4787=\"Deficient\",\"Deficient\",AB4787=\"Deficient\",\"Deficient\",Z4787=\"Non-Deficient\",\"Non-Deficient\",AB4787=\"Non-Deficient\",\"Non-Deficient\",P4787=\"\",\"None\",AL4787<0,\"Deficient\",AL4787>10,\"Non-Deficient\")","v":"None"},{"$f":"_xlfn.IFS(H4787=\"LOW WATER CROSSING\",\"Non-Functional\",G4787=\"Natural\",\"Functional\",AA4787=\"Functional\",\"Functional\",AC4787=\"Functional\",\"Functional\",AA4787=\"Non-Functional\",\"Non-Functional\",AC4787=\"Non-Functional\",\"Non-Functional\",AA4787=\"Unknown\",\"Unknown\",AC4787=\"Unknown\",\"Unknown\",AA4787=\"\",\"None\")","v":"None"},{"$f":"_xlfn.IFS(X4787=\"Functionality\",\"Low\",W4787=\"No\",\"Low\",Y4787>=2015,\"High\",Y4787>=1920,\"Low\",W4787=\"\",\"None\",W4787=\"Unknown\",\"None\")","v":"None"},{"$f":"_xlfn.IFS(H4787=\"LOW WATER CROSSING\",\"Unknown\",G4787=\"Natural\",\"None\",AM4787<AN4787,\"High\",AC4787=\"Functional\",\"Low\",AC4787=\"Non-Functional\",\"Low\",W4787=\"No\",\"Low\",W4787=\"Unknown\",\"None\",X4787=\"Deficiency\",\"None\",W4787=\"Yes\",\"High\",W4787=\"\",\"None\")","v":"None"},0,0,0,0,{"$f":"_xlfn.CONCAT(LEFT(H4787,3),\"-\")&IF(H4787=\"-\",0,COUNTIF($H$4:H4787,H4787))","v":"-0"},{"$f":"_xlfn.IFS($H4787<=0,\"-\",AS4787=1,_xlfn.CONCAT(\"FUN_NONDEF\",\"-DCON_\",LEFT(AQ4787,1),\"-FCON_\",LEFT(AR4787,1)),AT4787=1,_xlfn.CONCAT(\"FUN_DEF\",\"-DCON_\",LEFT(AQ4787,1),\"-FCON_\",LEFT(AR4787,1)),AU4787=1,_xlfn.CONCAT(\"NONFUN_NONDEF\",\"-DCON_\",LEFT(AQ4787,1),\"-FCON_\",LEFT(AR4787,1)),AV4787=1,_xlfn.CONCAT(\"NONFUN_DEF\",\"-DCON_\",LEFT(AQ4787,1),\"-FCON_\",LEFT(AR4787,1)),AS4787+AT4787+AU4787+AV4787<1,_xlfn.CONCAT(\"-\"))","v":"-"}]
[null,null,null,null,null,null,null,null,null,null,null,null,null,null,null,null,null,null,null,null,null,0,null,null,null,null,null,null,null,null,null,0,0,0,0,"Unknown",{"$f":"_xlfn.IFS(G4794=\"Natural\",0,H4794=\"\",0,H4794=\"COASTAL-CONSTRUCTED\",0,G4794=\"Constructed\",_xlfn.XLOOKUP($H4794,'Data Categories'!$U$4:$U$25,'Data Categories'!$V$4:V$25))","v":0},{"$f":"_xlfn.IFS(AK4794=\"\",0,AJ4794=\"Unknown\",0,AK4794>1,AK4794-AJ4794,AK4794=0,0)","v":0},{"$f":"_xlfn.IFS(Y4794=\"\",0,Y4794>1920,_xlfn.XLOOKUP($H4794,'Data Categories'!$AE$20:$AE$42,'Data Categories'!$AG$20:$AG$42,0))","v":0},{"$f":"_xlfn.IFS(Y4794=\"\",0,Y4794>0,(2025-Y4794))","v":0},{"$f":"_xlfn.IFS(Z4794=\"Non-Deficient\",\"Non-Deficient\",Z4794=\"Deficient\",\"Deficient\",AB4794=\"Deficient\",\"Deficient\",Z4794=\"Non-Deficient\",\"Non-Deficient\",AB4794=\"Non-Deficient\",\"Non-Deficient\",P4794=\"\",\"None\",AL4794<0,\"Deficient\",AL4794>10,\"Non-Deficient\")","v":"None"},{"$f":"_xlfn.IFS(H4794=\"LOW WATER CROSSING\",\"Non-Functional\",G4794=\"Natural\",\"Functional\",AA4794=\"Functional\",\"Functional\",AC4794=\"Functional\",\"Functional\",AA4794=\"Non-Functional\",\"Non-Functional\",AC4794=\"Non-Functional\",\"Non-Functional\",AA4794=\"Unknown\",\"Unknown\",AC4794=\"Unknown\",\"Unknown\",AA4794=\"\",\"None\")","v":"None"},{"$f":"_xlfn.IFS(X4794=\"Functionality\",\"Low\",W4794=\"No\",\"Low\",Y4794>=2015,\"High\",Y4794>=1920,\"Low\",W4794=\"\",\"None\",W4794=\"Unknown\",\"None\")","v":"None"},{"$f":"_xlfn.IFS(H4794=\"LOW WATER CROSSING\",\"Unknown\",G4794=\"Natural\",\"None\",AM4794<AN4794,\"High\",AC4794=\"Functional\",\"Low\",AC4794=\"Non-Functional\",\"Low\",W4794=\"No\",\"Low\",W4794=\"Unknown\",\"None\",X4794=\"Deficiency\",\"None\",W4794=\"Yes\",\"High\",W4794=\"\",\"None\")","v":"None"},0,0,0,0,{"$f":"_xlfn.CONCAT(LEFT(H4794,3),\"-\")&IF(H4794=\"-\",0,COUNTIF($H$4:H4794,H4794))","v":"-0"},{"$f":"_xlfn.IFS($H4794<=0,\"-\",AS4794=1,_xlfn.CONCAT(\"FUN_NONDEF\",\"-DCON_\",LEFT(AQ4794,1),\"-FCON_\",LEFT(AR4794,1)),AT4794=1,_xlfn.CONCAT(\"FUN_DEF\",\"-DCON_\",LEFT(AQ4794,1),\"-FCON_\",LEFT(AR4794,1)),AU4794=1,_xlfn.CONCAT(\"NONFUN_NONDEF\",\"-DCON_\",LEFT(AQ4794,1),\"-FCON_\",LEFT(AR4794,1)),AV4794=1,_xlfn.CONCAT(\"NONFUN_DEF\",\"-DCON_\",LEFT(AQ4794,1),\"-FCON_\",LEFT(AR4794,1)),AS4794+AT4794+AU4794+AV4794<1,_xlfn.CONCAT(\"-\"))","v":"-"}]
[null,null,null,null,null,null,null,null,null,null,null,null,null,null,null,null,null,null,null,null,null,0,null,null,null,null,null,null,null,null,null,0,0,0,0,"Unknown",{"$f":"_xlfn.IFS(G4802=\"Natural\",0,H4802=\"\",0,H4802=\"COASTAL-CONSTRUCTED\",0,G4802=\"Constructed\",_xlfn.XLOOKUP($H4802,'Data Categories'!$U$4:$U$25,'Data Categories'!$V$4:V$25))","v":0},{"$f":"_xlfn.IFS(AK4802=\"\",0,AJ4802=\"Unknown\",0,AK4802>1,AK4802-AJ4802,AK4802=0,0)","v":0},{"$f":"_xlfn.IFS(Y4802=\"\",0,Y4802>1920,_xlfn.XLOOKUP($H4802,'Data Categories'!$AE$20:$AE$42,'Data Categories'!$AG$20:$AG$42,0))","v":0},{"$f":"_xlfn.IFS(Y4802=\"\",0,Y4802>0,(2025-Y4802))","v":0},{"$f":"_xlfn.IFS(Z4802=\"Non-Deficient\",\"Non-Deficient\",Z4802=\"Deficient\",\"Deficient\",AB4802=\"Deficient\",\"Deficient\",Z4802=\"Non-Deficient\",\"Non-Deficient\",AB4802=\"Non-Deficient\",\"Non-Deficient\",P4802=\"\",\"None\",AL4802<0,\"Deficient\",AL4802>10,\"Non-Deficient\")","v":"None"},{"$f":"_xlfn.IFS(H4802=\"LOW WATER CROSSING\",\"Non-Functional\",G4802=\"Natural\",\"Functional\",AA4802=\"Functional\",\"Functional\",AC4802=\"Functional\",\"Functional\",AA4802=\"Non-Functional\",\"Non-Functional\",AC4802=\"Non-Functional\",\"Non-Functional\",AA4802=\"Unknown\",\"Unknown\",AC4802=\"Unknown\",\"Unknown\",AA4802=\"\",\"None\")","v":"None"},{"$f":"_xlfn.IFS(X4802=\"Functionality\",\"Low\",W4802=\"No\",\"Low\",Y4802>=2015,\"High\",Y4802>=1920,\"Low\",W4802=\"\",\"None\",W4802=\"Unknown\",\"None\")","v":"None"},{"$f":"_xlfn.IFS(H4802=\"LOW WATER CROSSING\",\"Unknown\",G4802=\"Natural\",\"None\",AM4802<AN4802,\"High\",AC4802=\"Functional\",\"Low\",AC4802=\"Non-Functional\",\"Low\",W4802=\"No\",\"Low\",W4802=\"Unknown\",\"None\",X4802=\"Deficiency\",\"None\",W4802=\"Yes\",\"High\",W4802=\"\",\"None\")","v":"None"},0,0,0,0,{"$f":"_xlfn.CONCAT(LEFT(H4802,3),\"-\")&IF(H4802=\"-\",0,COUNTIF($H$4:H4802,H4802))","v":"-0"},{"$f":"_xlfn.IFS($H4802<=0,\"-\",AS4802=1,_xlfn.CONCAT(\"FUN_NONDEF\",\"-DCON_\",LEFT(AQ4802,1),\"-FCON_\",LEFT(AR4802,1)),AT4802=1,_xlfn.CONCAT(\"FUN_DEF\",\"-DCON_\",LEFT(AQ4802,1),\"-FCON_\",LEFT(AR4802,1)),AU4802=1,_xlfn.CONCAT(\"NONFUN_NONDEF\",\"-DCON_\",LEFT(AQ4802,1),\"-FCON_\",LEFT(AR4802,1)),AV4802=1,_xlfn.CONCAT(\"NONFUN_DEF\",\"-DCON_\",LEFT(AQ4802,1),\"-FCON_\",LEFT(AR4802,1)),AS4802+AT4802+AU4802+AV4802<1,_xlfn.CONCAT(\"-\"))","v":"-"}]
[null,null,null,null,null,null,null,null,null,null,null,null,null,null,null,null,null,null,null,null,null,0,null,null,null,null,null,null,null,null,null,0,0,0,0,"Unknown",{"$f":"_xlfn.IFS(G4808=\"Natural\",0,H4808=\"\",0,H4808=\"COASTAL-CONSTRUCTED\",0,G4808=\"Constructed\",_xlfn.XLOOKUP($H4808,'Data Categories'!$U$4:$U$25,'Data Categories'!$V$4:V$25))","v":0},{"$f":"_xlfn.IFS(AK4808=\"\",0,AJ4808=\"Unknown\",0,AK4808>1,AK4808-AJ4808,AK4808=0,0)","v":0},{"$f":"_xlfn.IFS(Y4808=\"\",0,Y4808>1920,_xlfn.XLOOKUP($H4808,'Data Categories'!$AE$20:$AE$42,'Data Categories'!$AG$20:$AG$42,0))","v":0},{"$f":"_xlfn.IFS(Y4808=\"\",0,Y4808>0,(2025-Y4808))","v":0},{"$f":"_xlfn.IFS(Z4808=\"Non-Deficient\",\"Non-Deficient\",Z4808=\"Deficient\",\"Deficient\",AB4808=\"Deficient\",\"Deficient\",Z4808=\"Non-Deficient\",\"Non-Deficient\",AB4808=\"Non-Deficient\",\"Non-Deficient\",P4808=\"\",\"None\",AL4808<0,\"Deficient\",AL4808>10,\"Non-Deficient\")","v":"None"},{"$f":"_xlfn.IFS(H4808=\"LOW WATER CROSSING\",\"Non-Functional\",G4808=\"Natural\",\"Functional\",AA4808=\"Functional\",\"Functional\",AC4808=\"Functional\",\"Functional\",AA4808=\"Non-Functional\",\"Non-Functional\",AC4808=\"Non-Functional\",\"Non-Functional\",AA4808=\"Unknown\",\"Unknown\",AC4808=\"Unknown\",\"Unknown\",AA4808=\"\",\"None\")","v":"None"},{"$f":"_xlfn.IFS(X4808=\"Functionality\",\"Low\",W4808=\"No\",\"Low\",Y4808>=2015,\"High\",Y4808>=1920,\"Low\",W4808=\"\",\"None\",W4808=\"Unknown\",\"None\")","v":"None"},{"$f":"_xlfn.IFS(H4808=\"LOW WATER CROSSING\",\"Unknown\",G4808=\"Natural\",\"None\",AM4808<AN4808,\"High\",AC4808=\"Functional\",\"Low\",AC4808=\"Non-Functional\",\"Low\",W4808=\"No\",\"Low\",W4808=\"Unknown\",\"None\",X4808=\"Deficiency\",\"None\",W4808=\"Yes\",\"High\",W4808=\"\",\"None\")","v":"None"},0,0,0,0,{"$f":"_xlfn.CONCAT(LEFT(H4808,3),\"-\")&IF(H4808=\"-\",0,COUNTIF($H$4:H4808,H4808))","v":"-0"},{"$f":"_xlfn.IFS($H4808<=0,\"-\",AS4808=1,_xlfn.CONCAT(\"FUN_NONDEF\",\"-DCON_\",LEFT(AQ4808,1),\"-FCON_\",LEFT(AR4808,1)),AT4808=1,_xlfn.CONCAT(\"FUN_DEF\",\"-DCON_\",LEFT(AQ4808,1),\"-FCON_\",LEFT(AR4808,1)),AU4808=1,_xlfn.CONCAT(\"NONFUN_NONDEF\",\"-DCON_\",LEFT(AQ4808,1),\"-FCON_\",LEFT(AR4808,1)),AV4808=1,_xlfn.CONCAT(\"NONFUN_DEF\",\"-DCON_\",LEFT(AQ4808,1),\"-FCON_\",LEFT(AR4808,1)),AS4808+AT4808+AU4808+AV4808<1,_xlfn.CONCAT(\"-\"))","v":"-"}]
[null,null,null,null,null,null,null,null,null,null,null,null,null,null,null,null,null,null,null,null,null,0,null,null,null,null,null,null,null,null,null,0,0,0,0,"Unknown",{"$f":"_xlfn.IFS(G4815=\"Natural\",0,H4815=\"\",0,H4815=\"COASTAL-CONSTRUCTED\",0,G4815=\"Constructed\",_xlfn.XLOOKUP($H4815,'Data Categories'!$U$4:$U$25,'Data Categories'!$V$4:V$25))","v":0},{"$f":"_xlfn.IFS(AK4815=\"\",0,AJ4815=\"Unknown\",0,AK4815>1,AK4815-AJ4815,AK4815=0,0)","v":0},{"$f":"_xlfn.IFS(Y4815=\"\",0,Y4815>1920,_xlfn.XLOOKUP($H4815,'Data Categories'!$AE$20:$AE$42,'Data Categories'!$AG$20:$AG$42,0))","v":0},{"$f":"_xlfn.IFS(Y4815=\"\",0,Y4815>0,(2025-Y4815))","v":0},{"$f":"_xlfn.IFS(Z4815=\"Non-Deficient\",\"Non-Deficient\",Z4815=\"Deficient\",\"Deficient\",AB4815=\"Deficient\",\"Deficient\",Z4815=\"Non-Deficient\",\"Non-Deficient\",AB4815=\"Non-Deficient\",\"Non-Deficient\",P4815=\"\",\"None\",AL4815<0,\"Deficient\",AL4815>10,\"Non-Deficient\")","v":"None"},{"$f":"_xlfn.IFS(H4815=\"LOW WATER CROSSING\",\"Non-Functional\",G4815=\"Natural\",\"Functional\",AA4815=\"Functional\",\"Functional\",AC4815=\"Functional\",\"Functional\",AA4815=\"Non-Functional\",\"Non-Functional\",AC4815=\"Non-Functional\",\"Non-Functional\",AA4815=\"Unknown\",\"Unknown\",AC4815=\"Unknown\",\"Unknown\",AA4815=\"\",\"None\")","v":"None"},{"$f":"_xlfn.IFS(X4815=\"Functionality\",\"Low\",W4815=\"No\",\"Low\",Y4815>=2015,\"High\",Y4815>=1920,\"Low\",W4815=\"\",\"None\",W4815=\"Unknown\",\"None\")","v":"None"},{"$f":"_xlfn.IFS(H4815=\"LOW WATER CROSSING\",\"Unknown\",G4815=\"Natural\",\"None\",AM4815<AN4815,\"High\",AC4815=\"Functional\",\"Low\",AC4815=\"Non-Functional\",\"Low\",W4815=\"No\",\"Low\",W4815=\"Unknown\",\"None\",X4815=\"Deficiency\",\"None\",W4815=\"Yes\",\"High\",W4815=\"\",\"None\")","v":"None"},0,0,0,0,{"$f":"_xlfn.CONCAT(LEFT(H4815,3),\"-\")&IF(H4815=\"-\",0,COUNTIF($H$4:H4815,H4815))","v":"-0"},{"$f":"_xlfn.IFS($H4815<=0,\"-\",AS4815=1,_xlfn.CONCAT(\"FUN_NONDEF\",\"-DCON_\",LEFT(AQ4815,1),\"-FCON_\",LEFT(AR4815,1)),AT4815=1,_xlfn.CONCAT(\"FUN_DEF\",\"-DCON_\",LEFT(AQ4815,1),\"-FCON_\",LEFT(AR4815,1)),AU4815=1,_xlfn.CONCAT(\"NONFUN_NONDEF\",\"-DCON_\",LEFT(AQ4815,1),\"-FCON_\",LEFT(AR4815,1)),AV4815=1,_xlfn.CONCAT(\"NONFUN_DEF\",\"-DCON_\",LEFT(AQ4815,1),\"-FCON_\",LEFT(AR4815,1)),AS4815+AT4815+AU4815+AV4815<1,_xlfn.CONCAT(\"-\"))","v":"-"}]
[null,null,null,null,null,null,null,null,null,null,null,null,null,null,null,null,null,null,null,null,null,0,null,null,null,null,null,null,null,null,null,0,0,0,0,"Unknown",{"$f":"_xlfn.IFS(G4827=\"Natural\",0,H4827=\"\",0,H4827=\"COASTAL-CONSTRUCTED\",0,G4827=\"Constructed\",_xlfn.XLOOKUP($H4827,'Data Categories'!$U$4:$U$25,'Data Categories'!$V$4:V$25))","v":0},{"$f":"_xlfn.IFS(AK4827=\"\",0,AJ4827=\"Unknown\",0,AK4827>1,AK4827-AJ4827,AK4827=0,0)","v":0},{"$f":"_xlfn.IFS(Y4827=\"\",0,Y4827>1920,_xlfn.XLOOKUP($H4827,'Data Categories'!$AE$20:$AE$42,'Data Categories'!$AG$20:$AG$42,0))","v":0},{"$f":"_xlfn.IFS(Y4827=\"\",0,Y4827>0,(2025-Y4827))","v":0},{"$f":"_xlfn.IFS(Z4827=\"Non-Deficient\",\"Non-Deficient\",Z4827=\"Deficient\",\"Deficient\",AB4827=\"Deficient\",\"Deficient\",Z4827=\"Non-Deficient\",\"Non-Deficient\",AB4827=\"Non-Deficient\",\"Non-Deficient\",P4827=\"\",\"None\",AL4827<0,\"Deficient\",AL4827>10,\"Non-Deficient\")","v":"None"},{"$f":"_xlfn.IFS(H4827=\"LOW WATER CROSSING\",\"Non-Functional\",G4827=\"Natural\",\"Functional\",AA4827=\"Functional\",\"Functional\",AC4827=\"Functional\",\"Functional\",AA4827=\"Non-Functional\",\"Non-Functional\",AC4827=\"Non-Functional\",\"Non-Functional\",AA4827=\"Unknown\",\"Unknown\",AC4827=\"Unknown\",\"Unknown\",AA4827=\"\",\"None\")","v":"None"},{"$f":"_xlfn.IFS(X4827=\"Functionality\",\"Low\",W4827=\"No\",\"Low\",Y4827>=2015,\"High\",Y4827>=1920,\"Low\",W4827=\"\",\"None\",W4827=\"Unknown\",\"None\")","v":"None"},{"$f":"_xlfn.IFS(H4827=\"LOW WATER CROSSING\",\"Unknown\",G4827=\"Natural\",\"None\",AM4827<AN4827,\"High\",AC4827=\"Functional\",\"Low\",AC4827=\"Non-Functional\",\"Low\",W4827=\"No\",\"Low\",W4827=\"Unknown\",\"None\",X4827=\"Deficiency\",\"None\",W4827=\"Yes\",\"High\",W4827=\"\",\"None\")","v":"None"},0,0,0,0,{"$f":"_xlfn.CONCAT(LEFT(H4827,3),\"-\")&IF(H4827=\"-\",0,COUNTIF($H$4:H4827,H4827))","v":"-0"},{"$f":"_xlfn.IFS($H4827<=0,\"-\",AS4827=1,_xlfn.CONCAT(\"FUN_NONDEF\",\"-DCON_\",LEFT(AQ4827,1),\"-FCON_\",LEFT(AR4827,1)),AT4827=1,_xlfn.CONCAT(\"FUN_DEF\",\"-DCON_\",LEFT(AQ4827,1),\"-FCON_\",LEFT(AR4827,1)),AU4827=1,_xlfn.CONCAT(\"NONFUN_NONDEF\",\"-DCON_\",LEFT(AQ4827,1),\"-FCON_\",LEFT(AR4827,1)),AV4827=1,_xlfn.CONCAT(\"NONFUN_DEF\",\"-DCON_\",LEFT(AQ4827,1),\"-FCON_\",LEFT(AR4827,1)),AS4827+AT4827+AU4827+AV4827<1,_xlfn.CONCAT(\"-\"))","v":"-"}]
[null,null,null,null,null,null,null,null,null,null,null,null,null,null,null,null,null,null,null,null,null,0,null,null,null,null,null,null,null,null,null,0,0,0,0,"Unknown",{"$f":"_xlfn.IFS(G4833=\"Natural\",0,H4833=\"\",0,H4833=\"COASTAL-CONSTRUCTED\",0,G4833=\"Constructed\",_xlfn.XLOOKUP($H4833,'Data Categories'!$U$4:$U$25,'Data Categories'!$V$4:V$25))","v":0},{"$f":"_xlfn.IFS(AK4833=\"\",0,AJ4833=\"Unknown\",0,AK4833>1,AK4833-AJ4833,AK4833=0,0)","v":0},{"$f":"_xlfn.IFS(Y4833=\"\",0,Y4833>1920,_xlfn.XLOOKUP($H4833,'Data Categories'!$AE$20:$AE$42,'Data Categories'!$AG$20:$AG$42,0))","v":0},{"$f":"_xlfn.IFS(Y4833=\"\",0,Y4833>0,(2025-Y4833))","v":0},{"$f":"_xlfn.IFS(Z4833=\"Non-Deficient\",\"Non-Deficient\",Z4833=\"Deficient\",\"Deficient\",AB4833=\"Deficient\",\"Deficient\",Z4833=\"Non-Deficient\",\"Non-Deficient\",AB4833=\"Non-Deficient\",\"Non-Deficient\",P4833=\"\",\"None\",AL4833<0,\"Deficient\",AL4833>10,\"Non-Deficient\")","v":"None"},{"$f":"_xlfn.IFS(H4833=\"LOW WATER CROSSING\",\"Non-Functional\",G4833=\"Natural\",\"Functional\",AA4833=\"Functional\",\"Functional\",AC4833=\"Functional\",\"Functional\",AA4833=\"Non-Functional\",\"Non-Functional\",AC4833=\"Non-Functional\",\"Non-Functional\",AA4833=\"Unknown\",\"Unknown\",AC4833=\"Unknown\",\"Unknown\",AA4833=\"\",\"None\")","v":"None"},{"$f":"_xlfn.IFS(X4833=\"Functionality\",\"Low\",W4833=\"No\",\"Low\",Y4833>=2015,\"High\",Y4833>=1920,\"Low\",W4833=\"\",\"None\",W4833=\"Unknown\",\"None\")","v":"None"},{"$f":"_xlfn.IFS(H4833=\"LOW WATER CROSSING\",\"Unknown\",G4833=\"Natural\",\"None\",AM4833<AN4833,\"High\",AC4833=\"Functional\",\"Low\",AC4833=\"Non-Functional\",\"Low\",W4833=\"No\",\"Low\",W4833=\"Unknown\",\"None\",X4833=\"Deficiency\",\"None\",W4833=\"Yes\",\"High\",W4833=\"\",\"None\")","v":"None"},0,0,0,0,{"$f":"_xlfn.CONCAT(LEFT(H4833,3),\"-\")&IF(H4833=\"-\",0,COUNTIF($H$4:H4833,H4833))","v":"-0"},{"$f":"_xlfn.IFS($H4833<=0,\"-\",AS4833=1,_xlfn.CONCAT(\"FUN_NONDEF\",\"-DCON_\",LEFT(AQ4833,1),\"-FCON_\",LEFT(AR4833,1)),AT4833=1,_xlfn.CONCAT(\"FUN_DEF\",\"-DCON_\",LEFT(AQ4833,1),\"-FCON_\",LEFT(AR4833,1)),AU4833=1,_xlfn.CONCAT(\"NONFUN_NONDEF\",\"-DCON_\",LEFT(AQ4833,1),\"-FCON_\",LEFT(AR4833,1)),AV4833=1,_xlfn.CONCAT(\"NONFUN_DEF\",\"-DCON_\",LEFT(AQ4833,1),\"-FCON_\",LEFT(AR4833,1)),AS4833+AT4833+AU4833+AV4833<1,_xlfn.CONCAT(\"-\"))","v":"-"}]
[null,null,null,null,null,null,null,null,null,null,null,null,null,null,null,null,null,null,null,null,null,0,null,null,null,null,null,null,null,null,null,0,0,0,0,"Unknown",{"$f":"_xlfn.IFS(G4845=\"Natural\",0,H4845=\"\",0,H4845=\"COASTAL-CONSTRUCTED\",0,G4845=\"Constructed\",_xlfn.XLOOKUP($H4845,'Data Categories'!$U$4:$U$25,'Data Categories'!$V$4:V$25))","v":0},{"$f":"_xlfn.IFS(AK4845=\"\",0,AJ4845=\"Unknown\",0,AK4845>1,AK4845-AJ4845,AK4845=0,0)","v":0},{"$f":"_xlfn.IFS(Y4845=\"\",0,Y4845>1920,_xlfn.XLOOKUP($H4845,'Data Categories'!$AE$20:$AE$42,'Data Categories'!$AG$20:$AG$42,0))","v":0},{"$f":"_xlfn.IFS(Y4845=\"\",0,Y4845>0,(2025-Y4845))","v":0},{"$f":"_xlfn.IFS(Z4845=\"Non-Deficient\",\"Non-Deficient\",Z4845=\"Deficient\",\"Deficient\",AB4845=\"Deficient\",\"Deficient\",Z4845=\"Non-Deficient\",\"Non-Deficient\",AB4845=\"Non-Deficient\",\"Non-Deficient\",P4845=\"\",\"None\",AL4845<0,\"Deficient\",AL4845>10,\"Non-Deficient\")","v":"None"},{"$f":"_xlfn.IFS(H4845=\"LOW WATER CROSSING\",\"Non-Functional\",G4845=\"Natural\",\"Functional\",AA4845=\"Functional\",\"Functional\",AC4845=\"Functional\",\"Functional\",AA4845=\"Non-Functional\",\"Non-Functional\",AC4845=\"Non-Functional\",\"Non-Functional\",AA4845=\"Unknown\",\"Unknown\",AC4845=\"Unknown\",\"Unknown\",AA4845=\"\",\"None\")","v":"None"},{"$f":"_xlfn.IFS(X4845=\"Functionality\",\"Low\",W4845=\"No\",\"Low\",Y4845>=2015,\"High\",Y4845>=1920,\"Low\",W4845=\"\",\"None\",W4845=\"Unknown\",\"None\")","v":"None"},{"$f":"_xlfn.IFS(H4845=\"LOW WATER CROSSING\",\"Unknown\",G4845=\"Natural\",\"None\",AM4845<AN4845,\"High\",AC4845=\"Functional\",\"Low\",AC4845=\"Non-Functional\",\"Low\",W4845=\"No\",\"Low\",W4845=\"Unknown\",\"None\",X4845=\"Deficiency\",\"None\",W4845=\"Yes\",\"High\",W4845=\"\",\"None\")","v":"None"},0,0,0,0,{"$f":"_xlfn.CONCAT(LEFT(H4845,3),\"-\")&IF(H4845=\"-\",0,COUNTIF($H$4:H4845,H4845))","v":"-0"},{"$f":"_xlfn.IFS($H4845<=0,\"-\",AS4845=1,_xlfn.CONCAT(\"FUN_NONDEF\",\"-DCON_\",LEFT(AQ4845,1),\"-FCON_\",LEFT(AR4845,1)),AT4845=1,_xlfn.CONCAT(\"FUN_DEF\",\"-DCON_\",LEFT(AQ4845,1),\"-FCON_\",LEFT(AR4845,1)),AU4845=1,_xlfn.CONCAT(\"NONFUN_NONDEF\",\"-DCON_\",LEFT(AQ4845,1),\"-FCON_\",LEFT(AR4845,1)),AV4845=1,_xlfn.CONCAT(\"NONFUN_DEF\",\"-DCON_\",LEFT(AQ4845,1),\"-FCON_\",LEFT(AR4845,1)),AS4845+AT4845+AU4845+AV4845<1,_xlfn.CONCAT(\"-\"))","v":"-"}]
[null,null,null,null,null,null,null,null,null,null,null,null,null,null,null,null,null,null,null,null,null,0,null,null,null,null,null,null,null,null,null,0,0,0,0,"Unknown",{"$f":"_xlfn.IFS(G4857=\"Natural\",0,H4857=\"\",0,H4857=\"COASTAL-CONSTRUCTED\",0,G4857=\"Constructed\",_xlfn.XLOOKUP($H4857,'Data Categories'!$U$4:$U$25,'Data Categories'!$V$4:V$25))","v":0},{"$f":"_xlfn.IFS(AK4857=\"\",0,AJ4857=\"Unknown\",0,AK4857>1,AK4857-AJ4857,AK4857=0,0)","v":0},{"$f":"_xlfn.IFS(Y4857=\"\",0,Y4857>1920,_xlfn.XLOOKUP($H4857,'Data Categories'!$AE$20:$AE$42,'Data Categories'!$AG$20:$AG$42,0))","v":0},{"$f":"_xlfn.IFS(Y4857=\"\",0,Y4857>0,(2025-Y4857))","v":0},{"$f":"_xlfn.IFS(Z4857=\"Non-Deficient\",\"Non-Deficient\",Z4857=\"Deficient\",\"Deficient\",AB4857=\"Deficient\",\"Deficient\",Z4857=\"Non-Deficient\",\"Non-Deficient\",AB4857=\"Non-Deficient\",\"Non-Deficient\",P4857=\"\",\"None\",AL4857<0,\"Deficient\",AL4857>10,\"Non-Deficient\")","v":"None"},{"$f":"_xlfn.IFS(H4857=\"LOW WATER CROSSING\",\"Non-Functional\",G4857=\"Natural\",\"Functional\",AA4857=\"Functional\",\"Functional\",AC4857=\"Functional\",\"Functional\",AA4857=\"Non-Functional\",\"Non-Functional\",AC4857=\"Non-Functional\",\"Non-Functional\",AA4857=\"Unknown\",\"Unknown\",AC4857=\"Unknown\",\"Unknown\",AA4857=\"\",\"None\")","v":"None"},{"$f":"_xlfn.IFS(X4857=\"Functionality\",\"Low\",W4857=\"No\",\"Low\",Y4857>=2015,\"High\",Y4857>=1920,\"Low\",W4857=\"\",\"None\",W4857=\"Unknown\",\"None\")","v":"None"},{"$f":"_xlfn.IFS(H4857=\"LOW WATER CROSSING\",\"Unknown\",G4857=\"Natural\",\"None\",AM4857<AN4857,\"High\",AC4857=\"Functional\",\"Low\",AC4857=\"Non-Functional\",\"Low\",W4857=\"No\",\"Low\",W4857=\"Unknown\",\"None\",X4857=\"Deficiency\",\"None\",W4857=\"Yes\",\"High\",W4857=\"\",\"None\")","v":"None"},0,0,0,0,{"$f":"_xlfn.CONCAT(LEFT(H4857,3),\"-\")&IF(H4857=\"-\",0,COUNTIF($H$4:H4857,H4857))","v":"-0"},{"$f":"_xlfn.IFS($H4857<=0,\"-\",AS4857=1,_xlfn.CONCAT(\"FUN_NONDEF\",\"-DCON_\",LEFT(AQ4857,1),\"-FCON_\",LEFT(AR4857,1)),AT4857=1,_xlfn.CONCAT(\"FUN_DEF\",\"-DCON_\",LEFT(AQ4857,1),\"-FCON_\",LEFT(AR4857,1)),AU4857=1,_xlfn.CONCAT(\"NONFUN_NONDEF\",\"-DCON_\",LEFT(AQ4857,1),\"-FCON_\",LEFT(AR4857,1)),AV4857=1,_xlfn.CONCAT(\"NONFUN_DEF\",\"-DCON_\",LEFT(AQ4857,1),\"-FCON_\",LEFT(AR4857,1)),AS4857+AT4857+AU4857+AV4857<1,_xlfn.CONCAT(\"-\"))","v":"-"}]
[null,null,null,null,null,null,null,null,null,null,null,null,null,null,null,null,null,null,null,null,null,0,null,null,null,null,null,null,null,null,null,0,0,0,0,"Unknown",{"$f":"_xlfn.IFS(G4864=\"Natural\",0,H4864=\"\",0,H4864=\"COASTAL-CONSTRUCTED\",0,G4864=\"Constructed\",_xlfn.XLOOKUP($H4864,'Data Categories'!$U$4:$U$25,'Data Categories'!$V$4:V$25))","v":0},{"$f":"_xlfn.IFS(AK4864=\"\",0,AJ4864=\"Unknown\",0,AK4864>1,AK4864-AJ4864,AK4864=0,0)","v":0},{"$f":"_xlfn.IFS(Y4864=\"\",0,Y4864>1920,_xlfn.XLOOKUP($H4864,'Data Categories'!$AE$20:$AE$42,'Data Categories'!$AG$20:$AG$42,0))","v":0},{"$f":"_xlfn.IFS(Y4864=\"\",0,Y4864>0,(2025-Y4864))","v":0},{"$f":"_xlfn.IFS(Z4864=\"Non-Deficient\",\"Non-Deficient\",Z4864=\"Deficient\",\"Deficient\",AB4864=\"Deficient\",\"Deficient\",Z4864=\"Non-Deficient\",\"Non-Deficient\",AB4864=\"Non-Deficient\",\"Non-Deficient\",P4864=\"\",\"None\",AL4864<0,\"Deficient\",AL4864>10,\"Non-Deficient\")","v":"None"},{"$f":"_xlfn.IFS(H4864=\"LOW WATER CROSSING\",\"Non-Functional\",G4864=\"Natural\",\"Functional\",AA4864=\"Functional\",\"Functional\",AC4864=\"Functional\",\"Functional\",AA4864=\"Non-Functional\",\"Non-Functional\",AC4864=\"Non-Functional\",\"Non-Functional\",AA4864=\"Unknown\",\"Unknown\",AC4864=\"Unknown\",\"Unknown\",AA4864=\"\",\"None\")","v":"None"},{"$f":"_xlfn.IFS(X4864=\"Functionality\",\"Low\",W4864=\"No\",\"Low\",Y4864>=2015,\"High\",Y4864>=1920,\"Low\",W4864=\"\",\"None\",W4864=\"Unknown\",\"None\")","v":"None"},{"$f":"_xlfn.IFS(H4864=\"LOW WATER CROSSING\",\"Unknown\",G4864=\"Natural\",\"None\",AM4864<AN4864,\"High\",AC4864=\"Functional\",\"Low\",AC4864=\"Non-Functional\",\"Low\",W4864=\"No\",\"Low\",W4864=\"Unknown\",\"None\",X4864=\"Deficiency\",\"None\",W4864=\"Yes\",\"High\",W4864=\"\",\"None\")","v":"None"},0,0,0,0,{"$f":"_xlfn.CONCAT(LEFT(H4864,3),\"-\")&IF(H4864=\"-\",0,COUNTIF($H$4:H4864,H4864))","v":"-0"},{"$f":"_xlfn.IFS($H4864<=0,\"-\",AS4864=1,_xlfn.CONCAT(\"FUN_NONDEF\",\"-DCON_\",LEFT(AQ4864,1),\"-FCON_\",LEFT(AR4864,1)),AT4864=1,_xlfn.CONCAT(\"FUN_DEF\",\"-DCON_\",LEFT(AQ4864,1),\"-FCON_\",LEFT(AR4864,1)),AU4864=1,_xlfn.CONCAT(\"NONFUN_NONDEF\",\"-DCON_\",LEFT(AQ4864,1),\"-FCON_\",LEFT(AR4864,1)),AV4864=1,_xlfn.CONCAT(\"NONFUN_DEF\",\"-DCON_\",LEFT(AQ4864,1),\"-FCON_\",LEFT(AR4864,1)),AS4864+AT4864+AU4864+AV4864<1,_xlfn.CONCAT(\"-\"))","v":"-"}]
[null,null,null,null,null,null,null,null,null,null,null,null,null,null,null,null,null,null,null,null,null,0,null,null,null,null,null,null,null,null,null,0,0,0,0,"Unknown",{"$f":"_xlfn.IFS(G4876=\"Natural\",0,H4876=\"\",0,H4876=\"COASTAL-CONSTRUCTED\",0,G4876=\"Constructed\",_xlfn.XLOOKUP($H4876,'Data Categories'!$U$4:$U$25,'Data Categories'!$V$4:V$25))","v":0},{"$f":"_xlfn.IFS(AK4876=\"\",0,AJ4876=\"Unknown\",0,AK4876>1,AK4876-AJ4876,AK4876=0,0)","v":0},{"$f":"_xlfn.IFS(Y4876=\"\",0,Y4876>1920,_xlfn.XLOOKUP($H4876,'Data Categories'!$AE$20:$AE$42,'Data Categories'!$AG$20:$AG$42,0))","v":0},{"$f":"_xlfn.IFS(Y4876=\"\",0,Y4876>0,(2025-Y4876))","v":0},{"$f":"_xlfn.IFS(Z4876=\"Non-Deficient\",\"Non-Deficient\",Z4876=\"Deficient\",\"Deficient\",AB4876=\"Deficient\",\"Deficient\",Z4876=\"Non-Deficient\",\"Non-Deficient\",AB4876=\"Non-Deficient\",\"Non-Deficient\",P4876=\"\",\"None\",AL4876<0,\"Deficient\",AL4876>10,\"Non-Deficient\")","v":"None"},{"$f":"_xlfn.IFS(H4876=\"LOW WATER CROSSING\",\"Non-Functional\",G4876=\"Natural\",\"Functional\",AA4876=\"Functional\",\"Functional\",AC4876=\"Functional\",\"Functional\",AA4876=\"Non-Functional\",\"Non-Functional\",AC4876=\"Non-Functional\",\"Non-Functional\",AA4876=\"Unknown\",\"Unknown\",AC4876=\"Unknown\",\"Unknown\",AA4876=\"\",\"None\")","v":"None"},{"$f":"_xlfn.IFS(X4876=\"Functionality\",\"Low\",W4876=\"No\",\"Low\",Y4876>=2015,\"High\",Y4876>=1920,\"Low\",W4876=\"\",\"None\",W4876=\"Unknown\",\"None\")","v":"None"},{"$f":"_xlfn.IFS(H4876=\"LOW WATER CROSSING\",\"Unknown\",G4876=\"Natural\",\"None\",AM4876<AN4876,\"High\",AC4876=\"Functional\",\"Low\",AC4876=\"Non-Functional\",\"Low\",W4876=\"No\",\"Low\",W4876=\"Unknown\",\"None\",X4876=\"Deficiency\",\"None\",W4876=\"Yes\",\"High\",W4876=\"\",\"None\")","v":"None"},0,0,0,0,{"$f":"_xlfn.CONCAT(LEFT(H4876,3),\"-\")&IF(H4876=\"-\",0,COUNTIF($H$4:H4876,H4876))","v":"-0"},{"$f":"_xlfn.IFS($H4876<=0,\"-\",AS4876=1,_xlfn.CONCAT(\"FUN_NONDEF\",\"-DCON_\",LEFT(AQ4876,1),\"-FCON_\",LEFT(AR4876,1)),AT4876=1,_xlfn.CONCAT(\"FUN_DEF\",\"-DCON_\",LEFT(AQ4876,1),\"-FCON_\",LEFT(AR4876,1)),AU4876=1,_xlfn.CONCAT(\"NONFUN_NONDEF\",\"-DCON_\",LEFT(AQ4876,1),\"-FCON_\",LEFT(AR4876,1)),AV4876=1,_xlfn.CONCAT(\"NONFUN_DEF\",\"-DCON_\",LEFT(AQ4876,1),\"-FCON_\",LEFT(AR4876,1)),AS4876+AT4876+AU4876+AV4876<1,_xlfn.CONCAT(\"-\"))","v":"-"}]
[null,null,null,null,null,null,null,null,null,null,null,null,null,null,null,null,null,null,null,null,null,0,null,null,null,null,null,null,null,null,null,0,0,0,0,"Unknown",{"$f":"_xlfn.IFS(G4877=\"Natural\",0,H4877=\"\",0,H4877=\"COASTAL-CONSTRUCTED\",0,G4877=\"Constructed\",_xlfn.XLOOKUP($H4877,'Data Categories'!$U$4:$U$25,'Data Categories'!$V$4:V$25))","v":0},{"$f":"_xlfn.IFS(AK4877=\"\",0,AJ4877=\"Unknown\",0,AK4877>1,AK4877-AJ4877,AK4877=0,0)","v":0},{"$f":"_xlfn.IFS(Y4877=\"\",0,Y4877>1920,_xlfn.XLOOKUP($H4877,'Data Categories'!$AE$20:$AE$42,'Data Categories'!$AG$20:$AG$42,0))","v":0},{"$f":"_xlfn.IFS(Y4877=\"\",0,Y4877>0,(2025-Y4877))","v":0},{"$f":"_xlfn.IFS(Z4877=\"Non-Deficient\",\"Non-Deficient\",Z4877=\"Deficient\",\"Deficient\",AB4877=\"Deficient\",\"Deficient\",Z4877=\"Non-Deficient\",\"Non-Deficient\",AB4877=\"Non-Deficient\",\"Non-Deficient\",P4877=\"\",\"None\",AL4877<0,\"Deficient\",AL4877>10,\"Non-Deficient\")","v":"None"},{"$f":"_xlfn.IFS(H4877=\"LOW WATER CROSSING\",\"Non-Functional\",G4877=\"Natural\",\"Functional\",AA4877=\"Functional\",\"Functional\",AC4877=\"Functional\",\"Functional\",AA4877=\"Non-Functional\",\"Non-Functional\",AC4877=\"Non-Functional\",\"Non-Functional\",AA4877=\"Unknown\",\"Unknown\",AC4877=\"Unknown\",\"Unknown\",AA4877=\"\",\"None\")","v":"None"},{"$f":"_xlfn.IFS(X4877=\"Functionality\",\"Low\",W4877=\"No\",\"Low\",Y4877>=2015,\"High\",Y4877>=1920,\"Low\",W4877=\"\",\"None\",W4877=\"Unknown\",\"None\")","v":"None"},{"$f":"_xlfn.IFS(H4877=\"LOW WATER CROSSING\",\"Unknown\",G4877=\"Natural\",\"None\",AM4877<AN4877,\"High\",AC4877=\"Functional\",\"Low\",AC4877=\"Non-Functional\",\"Low\",W4877=\"No\",\"Low\",W4877=\"Unknown\",\"None\",X4877=\"Deficiency\",\"None\",W4877=\"Yes\",\"High\",W4877=\"\",\"None\")","v":"None"},0,0,0,0,{"$f":"_xlfn.CONCAT(LEFT(H4877,3),\"-\")&IF(H4877=\"-\",0,COUNTIF($H$4:H4877,H4877))","v":"-0"},{"$f":"_xlfn.IFS($H4877<=0,\"-\",AS4877=1,_xlfn.CONCAT(\"FUN_NONDEF\",\"-DCON_\",LEFT(AQ4877,1),\"-FCON_\",LEFT(AR4877,1)),AT4877=1,_xlfn.CONCAT(\"FUN_DEF\",\"-DCON_\",LEFT(AQ4877,1),\"-FCON_\",LEFT(AR4877,1)),AU4877=1,_xlfn.CONCAT(\"NONFUN_NONDEF\",\"-DCON_\",LEFT(AQ4877,1),\"-FCON_\",LEFT(AR4877,1)),AV4877=1,_xlfn.CONCAT(\"NONFUN_DEF\",\"-DCON_\",LEFT(AQ4877,1),\"-FCON_\",LEFT(AR4877,1)),AS4877+AT4877+AU4877+AV4877<1,_xlfn.CONCAT(\"-\"))","v":"-"}]
[null,null,null,null,null,null,null,null,null,null,null,null,null,null,null,null,null,null,null,null,null,0,null,null,null,null,null,null,null,null,null,0,0,0,0,"Unknown",{"$f":"_xlfn.IFS(G4878=\"Natural\",0,H4878=\"\",0,H4878=\"COASTAL-CONSTRUCTED\",0,G4878=\"Constructed\",_xlfn.XLOOKUP($H4878,'Data Categories'!$U$4:$U$25,'Data Categories'!$V$4:V$25))","v":0},{"$f":"_xlfn.IFS(AK4878=\"\",0,AJ4878=\"Unknown\",0,AK4878>1,AK4878-AJ4878,AK4878=0,0)","v":0},{"$f":"_xlfn.IFS(Y4878=\"\",0,Y4878>1920,_xlfn.XLOOKUP($H4878,'Data Categories'!$AE$20:$AE$42,'Data Categories'!$AG$20:$AG$42,0))","v":0},{"$f":"_xlfn.IFS(Y4878=\"\",0,Y4878>0,(2025-Y4878))","v":0},{"$f":"_xlfn.IFS(Z4878=\"Non-Deficient\",\"Non-Deficient\",Z4878=\"Deficient\",\"Deficient\",AB4878=\"Deficient\",\"Deficient\",Z4878=\"Non-Deficient\",\"Non-Deficient\",AB4878=\"Non-Deficient\",\"Non-Deficient\",P4878=\"\",\"None\",AL4878<0,\"Deficient\",AL4878>10,\"Non-Deficient\")","v":"None"},{"$f":"_xlfn.IFS(H4878=\"LOW WATER CROSSING\",\"Non-Functional\",G4878=\"Natural\",\"Functional\",AA4878=\"Functional\",\"Functional\",AC4878=\"Functional\",\"Functional\",AA4878=\"Non-Functional\",\"Non-Functional\",AC4878=\"Non-Functional\",\"Non-Functional\",AA4878=\"Unknown\",\"Unknown\",AC4878=\"Unknown\",\"Unknown\",AA4878=\"\",\"None\")","v":"None"},{"$f":"_xlfn.IFS(X4878=\"Functionality\",\"Low\",W4878=\"No\",\"Low\",Y4878>=2015,\"High\",Y4878>=1920,\"Low\",W4878=\"\",\"None\",W4878=\"Unknown\",\"None\")","v":"None"},{"$f":"_xlfn.IFS(H4878=\"LOW WATER CROSSING\",\"Unknown\",G4878=\"Natural\",\"None\",AM4878<AN4878,\"High\",AC4878=\"Functional\",\"Low\",AC4878=\"Non-Functional\",\"Low\",W4878=\"No\",\"Low\",W4878=\"Unknown\",\"None\",X4878=\"Deficiency\",\"None\",W4878=\"Yes\",\"High\",W4878=\"\",\"None\")","v":"None"},0,0,0,0,{"$f":"_xlfn.CONCAT(LEFT(H4878,3),\"-\")&IF(H4878=\"-\",0,COUNTIF($H$4:H4878,H4878))","v":"-0"},{"$f":"_xlfn.IFS($H4878<=0,\"-\",AS4878=1,_xlfn.CONCAT(\"FUN_NONDEF\",\"-DCON_\",LEFT(AQ4878,1),\"-FCON_\",LEFT(AR4878,1)),AT4878=1,_xlfn.CONCAT(\"FUN_DEF\",\"-DCON_\",LEFT(AQ4878,1),\"-FCON_\",LEFT(AR4878,1)),AU4878=1,_xlfn.CONCAT(\"NONFUN_NONDEF\",\"-DCON_\",LEFT(AQ4878,1),\"-FCON_\",LEFT(AR4878,1)),AV4878=1,_xlfn.CONCAT(\"NONFUN_DEF\",\"-DCON_\",LEFT(AQ4878,1),\"-FCON_\",LEFT(AR4878,1)),AS4878+AT4878+AU4878+AV4878<1,_xlfn.CONCAT(\"-\"))","v":"-"}]
[null,null,null,null,null,null,null,null,null,null,null,null,null,null,null,null,null,null,null,null,null,0,null,null,null,null,null,null,null,null,null,0,0,0,0,"Unknown",{"$f":"_xlfn.IFS(G4879=\"Natural\",0,H4879=\"\",0,H4879=\"COASTAL-CONSTRUCTED\",0,G4879=\"Constructed\",_xlfn.XLOOKUP($H4879,'Data Categories'!$U$4:$U$25,'Data Categories'!$V$4:V$25))","v":0},{"$f":"_xlfn.IFS(AK4879=\"\",0,AJ4879=\"Unknown\",0,AK4879>1,AK4879-AJ4879,AK4879=0,0)","v":0},{"$f":"_xlfn.IFS(Y4879=\"\",0,Y4879>1920,_xlfn.XLOOKUP($H4879,'Data Categories'!$AE$20:$AE$42,'Data Categories'!$AG$20:$AG$42,0))","v":0},{"$f":"_xlfn.IFS(Y4879=\"\",0,Y4879>0,(2025-Y4879))","v":0},{"$f":"_xlfn.IFS(Z4879=\"Non-Deficient\",\"Non-Deficient\",Z4879=\"Deficient\",\"Deficient\",AB4879=\"Deficient\",\"Deficient\",Z4879=\"Non-Deficient\",\"Non-Deficient\",AB4879=\"Non-Deficient\",\"Non-Deficient\",P4879=\"\",\"None\",AL4879<0,\"Deficient\",AL4879>10,\"Non-Deficient\")","v":"None"},{"$f":"_xlfn.IFS(H4879=\"LOW WATER CROSSING\",\"Non-Functional\",G4879=\"Natural\",\"Functional\",AA4879=\"Functional\",\"Functional\",AC4879=\"Functional\",\"Functional\",AA4879=\"Non-Functional\",\"Non-Functional\",AC4879=\"Non-Functional\",\"Non-Functional\",AA4879=\"Unknown\",\"Unknown\",AC4879=\"Unknown\",\"Unknown\",AA4879=\"\",\"None\")","v":"None"},{"$f":"_xlfn.IFS(X4879=\"Functionality\",\"Low\",W4879=\"No\",\"Low\",Y4879>=2015,\"High\",Y4879>=1920,\"Low\",W4879=\"\",\"None\",W4879=\"Unknown\",\"None\")","v":"None"},{"$f":"_xlfn.IFS(H4879=\"LOW WATER CROSSING\",\"Unknown\",G4879=\"Natural\",\"None\",AM4879<AN4879,\"High\",AC4879=\"Functional\",\"Low\",AC4879=\"Non-Functional\",\"Low\",W4879=\"No\",\"Low\",W4879=\"Unknown\",\"None\",X4879=\"Deficiency\",\"None\",W4879=\"Yes\",\"High\",W4879=\"\",\"None\")","v":"None"},0,0,0,0,{"$f":"_xlfn.CONCAT(LEFT(H4879,3),\"-\")&IF(H4879=\"-\",0,COUNTIF($H$4:H4879,H4879))","v":"-0"},{"$f":"_xlfn.IFS($H4879<=0,\"-\",AS4879=1,_xlfn.CONCAT(\"FUN_NONDEF\",\"-DCON_\",LEFT(AQ4879,1),\"-FCON_\",LEFT(AR4879,1)),AT4879=1,_xlfn.CONCAT(\"FUN_DEF\",\"-DCON_\",LEFT(AQ4879,1),\"-FCON_\",LEFT(AR4879,1)),AU4879=1,_xlfn.CONCAT(\"NONFUN_NONDEF\",\"-DCON_\",LEFT(AQ4879,1),\"-FCON_\",LEFT(AR4879,1)),AV4879=1,_xlfn.CONCAT(\"NONFUN_DEF\",\"-DCON_\",LEFT(AQ4879,1),\"-FCON_\",LEFT(AR4879,1)),AS4879+AT4879+AU4879+AV4879<1,_xlfn.CONCAT(\"-\"))","v":"-"}]
[null,null,null,null,null,null,null,null,null,null,null,null,null,null,null,null,null,null,null,null,null,0,null,null,null,null,null,null,null,null,null,0,0,0,0,"Unknown",{"$f":"_xlfn.IFS(G4880=\"Natural\",0,H4880=\"\",0,H4880=\"COASTAL-CONSTRUCTED\",0,G4880=\"Constructed\",_xlfn.XLOOKUP($H4880,'Data Categories'!$U$4:$U$25,'Data Categories'!$V$4:V$25))","v":0},{"$f":"_xlfn.IFS(AK4880=\"\",0,AJ4880=\"Unknown\",0,AK4880>1,AK4880-AJ4880,AK4880=0,0)","v":0},{"$f":"_xlfn.IFS(Y4880=\"\",0,Y4880>1920,_xlfn.XLOOKUP($H4880,'Data Categories'!$AE$20:$AE$42,'Data Categories'!$AG$20:$AG$42,0))","v":0},{"$f":"_xlfn.IFS(Y4880=\"\",0,Y4880>0,(2025-Y4880))","v":0},{"$f":"_xlfn.IFS(Z4880=\"Non-Deficient\",\"Non-Deficient\",Z4880=\"Deficient\",\"Deficient\",AB4880=\"Deficient\",\"Deficient\",Z4880=\"Non-Deficient\",\"Non-Deficient\",AB4880=\"Non-Deficient\",\"Non-Deficient\",P4880=\"\",\"None\",AL4880<0,\"Deficient\",AL4880>10,\"Non-Deficient\")","v":"None"},{"$f":"_xlfn.IFS(H4880=\"LOW WATER CROSSING\",\"Non-Functional\",G4880=\"Natural\",\"Functional\",AA4880=\"Functional\",\"Functional\",AC4880=\"Functional\",\"Functional\",AA4880=\"Non-Functional\",\"Non-Functional\",AC4880=\"Non-Functional\",\"Non-Functional\",AA4880=\"Unknown\",\"Unknown\",AC4880=\"Unknown\",\"Unknown\",AA4880=\"\",\"None\")","v":"None"},{"$f":"_xlfn.IFS(X4880=\"Functionality\",\"Low\",W4880=\"No\",\"Low\",Y4880>=2015,\"High\",Y4880>=1920,\"Low\",W4880=\"\",\"None\",W4880=\"Unknown\",\"None\")","v":"None"},{"$f":"_xlfn.IFS(H4880=\"LOW WATER CROSSING\",\"Unknown\",G4880=\"Natural\",\"None\",AM4880<AN4880,\"High\",AC4880=\"Functional\",\"Low\",AC4880=\"Non-Functional\",\"Low\",W4880=\"No\",\"Low\",W4880=\"Unknown\",\"None\",X4880=\"Deficiency\",\"None\",W4880=\"Yes\",\"High\",W4880=\"\",\"None\")","v":"None"},0,0,0,0,{"$f":"_xlfn.CONCAT(LEFT(H4880,3),\"-\")&IF(H4880=\"-\",0,COUNTIF($H$4:H4880,H4880))","v":"-0"},{"$f":"_xlfn.IFS($H4880<=0,\"-\",AS4880=1,_xlfn.CONCAT(\"FUN_NONDEF\",\"-DCON_\",LEFT(AQ4880,1),\"-FCON_\",LEFT(AR4880,1)),AT4880=1,_xlfn.CONCAT(\"FUN_DEF\",\"-DCON_\",LEFT(AQ4880,1),\"-FCON_\",LEFT(AR4880,1)),AU4880=1,_xlfn.CONCAT(\"NONFUN_NONDEF\",\"-DCON_\",LEFT(AQ4880,1),\"-FCON_\",LEFT(AR4880,1)),AV4880=1,_xlfn.CONCAT(\"NONFUN_DEF\",\"-DCON_\",LEFT(AQ4880,1),\"-FCON_\",LEFT(AR4880,1)),AS4880+AT4880+AU4880+AV4880<1,_xlfn.CONCAT(\"-\"))","v":"-"}]
[null,null,null,null,null,null,null,null,null,null,null,null,null,null,null,null,null,null,null,null,null,0,null,null,null,null,null,null,null,null,null,0,0,0,0,"Unknown",{"$f":"_xlfn.IFS(G4881=\"Natural\",0,H4881=\"\",0,H4881=\"COASTAL-CONSTRUCTED\",0,G4881=\"Constructed\",_xlfn.XLOOKUP($H4881,'Data Categories'!$U$4:$U$25,'Data Categories'!$V$4:V$25))","v":0},{"$f":"_xlfn.IFS(AK4881=\"\",0,AJ4881=\"Unknown\",0,AK4881>1,AK4881-AJ4881,AK4881=0,0)","v":0},{"$f":"_xlfn.IFS(Y4881=\"\",0,Y4881>1920,_xlfn.XLOOKUP($H4881,'Data Categories'!$AE$20:$AE$42,'Data Categories'!$AG$20:$AG$42,0))","v":0},{"$f":"_xlfn.IFS(Y4881=\"\",0,Y4881>0,(2025-Y4881))","v":0},{"$f":"_xlfn.IFS(Z4881=\"Non-Deficient\",\"Non-Deficient\",Z4881=\"Deficient\",\"Deficient\",AB4881=\"Deficient\",\"Deficient\",Z4881=\"Non-Deficient\",\"Non-Deficient\",AB4881=\"Non-Deficient\",\"Non-Deficient\",P4881=\"\",\"None\",AL4881<0,\"Deficient\",AL4881>10,\"Non-Deficient\")","v":"None"},{"$f":"_xlfn.IFS(H4881=\"LOW WATER CROSSING\",\"Non-Functional\",G4881=\"Natural\",\"Functional\",AA4881=\"Functional\",\"Functional\",AC4881=\"Functional\",\"Functional\",AA4881=\"Non-Functional\",\"Non-Functional\",AC4881=\"Non-Functional\",\"Non-Functional\",AA4881=\"Unknown\",\"Unknown\",AC4881=\"Unknown\",\"Unknown\",AA4881=\"\",\"None\")","v":"None"},{"$f":"_xlfn.IFS(X4881=\"Functionality\",\"Low\",W4881=\"No\",\"Low\",Y4881>=2015,\"High\",Y4881>=1920,\"Low\",W4881=\"\",\"None\",W4881=\"Unknown\",\"None\")","v":"None"},{"$f":"_xlfn.IFS(H4881=\"LOW WATER CROSSING\",\"Unknown\",G4881=\"Natural\",\"None\",AM4881<AN4881,\"High\",AC4881=\"Functional\",\"Low\",AC4881=\"Non-Functional\",\"Low\",W4881=\"No\",\"Low\",W4881=\"Unknown\",\"None\",X4881=\"Deficiency\",\"None\",W4881=\"Yes\",\"High\",W4881=\"\",\"None\")","v":"None"},0,0,0,0,{"$f":"_xlfn.CONCAT(LEFT(H4881,3),\"-\")&IF(H4881=\"-\",0,COUNTIF($H$4:H4881,H4881))","v":"-0"},{"$f":"_xlfn.IFS($H4881<=0,\"-\",AS4881=1,_xlfn.CONCAT(\"FUN_NONDEF\",\"-DCON_\",LEFT(AQ4881,1),\"-FCON_\",LEFT(AR4881,1)),AT4881=1,_xlfn.CONCAT(\"FUN_DEF\",\"-DCON_\",LEFT(AQ4881,1),\"-FCON_\",LEFT(AR4881,1)),AU4881=1,_xlfn.CONCAT(\"NONFUN_NONDEF\",\"-DCON_\",LEFT(AQ4881,1),\"-FCON_\",LEFT(AR4881,1)),AV4881=1,_xlfn.CONCAT(\"NONFUN_DEF\",\"-DCON_\",LEFT(AQ4881,1),\"-FCON_\",LEFT(AR4881,1)),AS4881+AT4881+AU4881+AV4881<1,_xlfn.CONCAT(\"-\"))","v":"-"}]
[null,null,null,null,null,null,null,null,null,null,null,null,null,null,null,null,null,null,null,null,null,0,null,null,null,null,null,null,null,null,null,0,0,0,0,"Unknown",{"$f":"_xlfn.IFS(G4882=\"Natural\",0,H4882=\"\",0,H4882=\"COASTAL-CONSTRUCTED\",0,G4882=\"Constructed\",_xlfn.XLOOKUP($H4882,'Data Categories'!$U$4:$U$25,'Data Categories'!$V$4:V$25))","v":0},{"$f":"_xlfn.IFS(AK4882=\"\",0,AJ4882=\"Unknown\",0,AK4882>1,AK4882-AJ4882,AK4882=0,0)","v":0},{"$f":"_xlfn.IFS(Y4882=\"\",0,Y4882>1920,_xlfn.XLOOKUP($H4882,'Data Categories'!$AE$20:$AE$42,'Data Categories'!$AG$20:$AG$42,0))","v":0},{"$f":"_xlfn.IFS(Y4882=\"\",0,Y4882>0,(2025-Y4882))","v":0},{"$f":"_xlfn.IFS(Z4882=\"Non-Deficient\",\"Non-Deficient\",Z4882=\"Deficient\",\"Deficient\",AB4882=\"Deficient\",\"Deficient\",Z4882=\"Non-Deficient\",\"Non-Deficient\",AB4882=\"Non-Deficient\",\"Non-Deficient\",P4882=\"\",\"None\",AL4882<0,\"Deficient\",AL4882>10,\"Non-Deficient\")","v":"None"},{"$f":"_xlfn.IFS(H4882=\"LOW WATER CROSSING\",\"Non-Functional\",G4882=\"Natural\",\"Functional\",AA4882=\"Functional\",\"Functional\",AC4882=\"Functional\",\"Functional\",AA4882=\"Non-Functional\",\"Non-Functional\",AC4882=\"Non-Functional\",\"Non-Functional\",AA4882=\"Unknown\",\"Unknown\",AC4882=\"Unknown\",\"Unknown\",AA4882=\"\",\"None\")","v":"None"},{"$f":"_xlfn.IFS(X4882=\"Functionality\",\"Low\",W4882=\"No\",\"Low\",Y4882>=2015,\"High\",Y4882>=1920,\"Low\",W4882=\"\",\"None\",W4882=\"Unknown\",\"None\")","v":"None"},{"$f":"_xlfn.IFS(H4882=\"LOW WATER CROSSING\",\"Unknown\",G4882=\"Natural\",\"None\",AM4882<AN4882,\"High\",AC4882=\"Functional\",\"Low\",AC4882=\"Non-Functional\",\"Low\",W4882=\"No\",\"Low\",W4882=\"Unknown\",\"None\",X4882=\"Deficiency\",\"None\",W4882=\"Yes\",\"High\",W4882=\"\",\"None\")","v":"None"},0,0,0,0,{"$f":"_xlfn.CONCAT(LEFT(H4882,3),\"-\")&IF(H4882=\"-\",0,COUNTIF($H$4:H4882,H4882))","v":"-0"},{"$f":"_xlfn.IFS($H4882<=0,\"-\",AS4882=1,_xlfn.CONCAT(\"FUN_NONDEF\",\"-DCON_\",LEFT(AQ4882,1),\"-FCON_\",LEFT(AR4882,1)),AT4882=1,_xlfn.CONCAT(\"FUN_DEF\",\"-DCON_\",LEFT(AQ4882,1),\"-FCON_\",LEFT(AR4882,1)),AU4882=1,_xlfn.CONCAT(\"NONFUN_NONDEF\",\"-DCON_\",LEFT(AQ4882,1),\"-FCON_\",LEFT(AR4882,1)),AV4882=1,_xlfn.CONCAT(\"NONFUN_DEF\",\"-DCON_\",LEFT(AQ4882,1),\"-FCON_\",LEFT(AR4882,1)),AS4882+AT4882+AU4882+AV4882<1,_xlfn.CONCAT(\"-\"))","v":"-"}]
[null,null,null,null,null,null,null,null,null,null,null,null,null,null,null,null,null,null,null,null,null,0,null,null,null,null,null,null,null,null,null,0,0,0,0,"Unknown",{"$f":"_xlfn.IFS(G4883=\"Natural\",0,H4883=\"\",0,H4883=\"COASTAL-CONSTRUCTED\",0,G4883=\"Constructed\",_xlfn.XLOOKUP($H4883,'Data Categories'!$U$4:$U$25,'Data Categories'!$V$4:V$25))","v":0},{"$f":"_xlfn.IFS(AK4883=\"\",0,AJ4883=\"Unknown\",0,AK4883>1,AK4883-AJ4883,AK4883=0,0)","v":0},{"$f":"_xlfn.IFS(Y4883=\"\",0,Y4883>1920,_xlfn.XLOOKUP($H4883,'Data Categories'!$AE$20:$AE$42,'Data Categories'!$AG$20:$AG$42,0))","v":0},{"$f":"_xlfn.IFS(Y4883=\"\",0,Y4883>0,(2025-Y4883))","v":0},{"$f":"_xlfn.IFS(Z4883=\"Non-Deficient\",\"Non-Deficient\",Z4883=\"Deficient\",\"Deficient\",AB4883=\"Deficient\",\"Deficient\",Z4883=\"Non-Deficient\",\"Non-Deficient\",AB4883=\"Non-Deficient\",\"Non-Deficient\",P4883=\"\",\"None\",AL4883<0,\"Deficient\",AL4883>10,\"Non-Deficient\")","v":"None"},{"$f":"_xlfn.IFS(H4883=\"LOW WATER CROSSING\",\"Non-Functional\",G4883=\"Natural\",\"Functional\",AA4883=\"Functional\",\"Functional\",AC4883=\"Functional\",\"Functional\",AA4883=\"Non-Functional\",\"Non-Functional\",AC4883=\"Non-Functional\",\"Non-Functional\",AA4883=\"Unknown\",\"Unknown\",AC4883=\"Unknown\",\"Unknown\",AA4883=\"\",\"None\")","v":"None"},{"$f":"_xlfn.IFS(X4883=\"Functionality\",\"Low\",W4883=\"No\",\"Low\",Y4883>=2015,\"High\",Y4883>=1920,\"Low\",W4883=\"\",\"None\",W4883=\"Unknown\",\"None\")","v":"None"},{"$f":"_xlfn.IFS(H4883=\"LOW WATER CROSSING\",\"Unknown\",G4883=\"Natural\",\"None\",AM4883<AN4883,\"High\",AC4883=\"Functional\",\"Low\",AC4883=\"Non-Functional\",\"Low\",W4883=\"No\",\"Low\",W4883=\"Unknown\",\"None\",X4883=\"Deficiency\",\"None\",W4883=\"Yes\",\"High\",W4883=\"\",\"None\")","v":"None"},0,0,0,0,{"$f":"_xlfn.CONCAT(LEFT(H4883,3),\"-\")&IF(H4883=\"-\",0,COUNTIF($H$4:H4883,H4883))","v":"-0"},{"$f":"_xlfn.IFS($H4883<=0,\"-\",AS4883=1,_xlfn.CONCAT(\"FUN_NONDEF\",\"-DCON_\",LEFT(AQ4883,1),\"-FCON_\",LEFT(AR4883,1)),AT4883=1,_xlfn.CONCAT(\"FUN_DEF\",\"-DCON_\",LEFT(AQ4883,1),\"-FCON_\",LEFT(AR4883,1)),AU4883=1,_xlfn.CONCAT(\"NONFUN_NONDEF\",\"-DCON_\",LEFT(AQ4883,1),\"-FCON_\",LEFT(AR4883,1)),AV4883=1,_xlfn.CONCAT(\"NONFUN_DEF\",\"-DCON_\",LEFT(AQ4883,1),\"-FCON_\",LEFT(AR4883,1)),AS4883+AT4883+AU4883+AV4883<1,_xlfn.CONCAT(\"-\"))","v":"-"}]
[null,null,null,null,null,null,null,null,null,null,null,null,null,null,null,null,null,null,null,null,null,0,null,null,null,null,null,null,null,null,null,0,0,0,0,"Unknown",{"$f":"_xlfn.IFS(G4884=\"Natural\",0,H4884=\"\",0,H4884=\"COASTAL-CONSTRUCTED\",0,G4884=\"Constructed\",_xlfn.XLOOKUP($H4884,'Data Categories'!$U$4:$U$25,'Data Categories'!$V$4:V$25))","v":0},{"$f":"_xlfn.IFS(AK4884=\"\",0,AJ4884=\"Unknown\",0,AK4884>1,AK4884-AJ4884,AK4884=0,0)","v":0},{"$f":"_xlfn.IFS(Y4884=\"\",0,Y4884>1920,_xlfn.XLOOKUP($H4884,'Data Categories'!$AE$20:$AE$42,'Data Categories'!$AG$20:$AG$42,0))","v":0},{"$f":"_xlfn.IFS(Y4884=\"\",0,Y4884>0,(2025-Y4884))","v":0},{"$f":"_xlfn.IFS(Z4884=\"Non-Deficient\",\"Non-Deficient\",Z4884=\"Deficient\",\"Deficient\",AB4884=\"Deficient\",\"Deficient\",Z4884=\"Non-Deficient\",\"Non-Deficient\",AB4884=\"Non-Deficient\",\"Non-Deficient\",P4884=\"\",\"None\",AL4884<0,\"Deficient\",AL4884>10,\"Non-Deficient\")","v":"None"},{"$f":"_xlfn.IFS(H4884=\"LOW WATER CROSSING\",\"Non-Functional\",G4884=\"Natural\",\"Functional\",AA4884=\"Functional\",\"Functional\",AC4884=\"Functional\",\"Functional\",AA4884=\"Non-Functional\",\"Non-Functional\",AC4884=\"Non-Functional\",\"Non-Functional\",AA4884=\"Unknown\",\"Unknown\",AC4884=\"Unknown\",\"Unknown\",AA4884=\"\",\"None\")","v":"None"},{"$f":"_xlfn.IFS(X4884=\"Functionality\",\"Low\",W4884=\"No\",\"Low\",Y4884>=2015,\"High\",Y4884>=1920,\"Low\",W4884=\"\",\"None\",W4884=\"Unknown\",\"None\")","v":"None"},{"$f":"_xlfn.IFS(H4884=\"LOW WATER CROSSING\",\"Unknown\",G4884=\"Natural\",\"None\",AM4884<AN4884,\"High\",AC4884=\"Functional\",\"Low\",AC4884=\"Non-Functional\",\"Low\",W4884=\"No\",\"Low\",W4884=\"Unknown\",\"None\",X4884=\"Deficiency\",\"None\",W4884=\"Yes\",\"High\",W4884=\"\",\"None\")","v":"None"},0,0,0,0,{"$f":"_xlfn.CONCAT(LEFT(H4884,3),\"-\")&IF(H4884=\"-\",0,COUNTIF($H$4:H4884,H4884))","v":"-0"},{"$f":"_xlfn.IFS($H4884<=0,\"-\",AS4884=1,_xlfn.CONCAT(\"FUN_NONDEF\",\"-DCON_\",LEFT(AQ4884,1),\"-FCON_\",LEFT(AR4884,1)),AT4884=1,_xlfn.CONCAT(\"FUN_DEF\",\"-DCON_\",LEFT(AQ4884,1),\"-FCON_\",LEFT(AR4884,1)),AU4884=1,_xlfn.CONCAT(\"NONFUN_NONDEF\",\"-DCON_\",LEFT(AQ4884,1),\"-FCON_\",LEFT(AR4884,1)),AV4884=1,_xlfn.CONCAT(\"NONFUN_DEF\",\"-DCON_\",LEFT(AQ4884,1),\"-FCON_\",LEFT(AR4884,1)),AS4884+AT4884+AU4884+AV4884<1,_xlfn.CONCAT(\"-\"))","v":"-"}]
[null,null,null,null,null,null,null,null,null,null,null,null,null,null,null,null,null,null,null,null,null,0,null,null,null,null,null,null,null,null,null,0,0,0,0,"Unknown",{"$f":"_xlfn.IFS(G4885=\"Natural\",0,H4885=\"\",0,H4885=\"COASTAL-CONSTRUCTED\",0,G4885=\"Constructed\",_xlfn.XLOOKUP($H4885,'Data Categories'!$U$4:$U$25,'Data Categories'!$V$4:V$25))","v":0},{"$f":"_xlfn.IFS(AK4885=\"\",0,AJ4885=\"Unknown\",0,AK4885>1,AK4885-AJ4885,AK4885=0,0)","v":0},{"$f":"_xlfn.IFS(Y4885=\"\",0,Y4885>1920,_xlfn.XLOOKUP($H4885,'Data Categories'!$AE$20:$AE$42,'Data Categories'!$AG$20:$AG$42,0))","v":0},{"$f":"_xlfn.IFS(Y4885=\"\",0,Y4885>0,(2025-Y4885))","v":0},{"$f":"_xlfn.IFS(Z4885=\"Non-Deficient\",\"Non-Deficient\",Z4885=\"Deficient\",\"Deficient\",AB4885=\"Deficient\",\"Deficient\",Z4885=\"Non-Deficient\",\"Non-Deficient\",AB4885=\"Non-Deficient\",\"Non-Deficient\",P4885=\"\",\"None\",AL4885<0,\"Deficient\",AL4885>10,\"Non-Deficient\")","v":"None"},{"$f":"_xlfn.IFS(H4885=\"LOW WATER CROSSING\",\"Non-Functional\",G4885=\"Natural\",\"Functional\",AA4885=\"Functional\",\"Functional\",AC4885=\"Functional\",\"Functional\",AA4885=\"Non-Functional\",\"Non-Functional\",AC4885=\"Non-Functional\",\"Non-Functional\",AA4885=\"Unknown\",\"Unknown\",AC4885=\"Unknown\",\"Unknown\",AA4885=\"\",\"None\")","v":"None"},{"$f":"_xlfn.IFS(X4885=\"Functionality\",\"Low\",W4885=\"No\",\"Low\",Y4885>=2015,\"High\",Y4885>=1920,\"Low\",W4885=\"\",\"None\",W4885=\"Unknown\",\"None\")","v":"None"},{"$f":"_xlfn.IFS(H4885=\"LOW WATER CROSSING\",\"Unknown\",G4885=\"Natural\",\"None\",AM4885<AN4885,\"High\",AC4885=\"Functional\",\"Low\",AC4885=\"Non-Functional\",\"Low\",W4885=\"No\",\"Low\",W4885=\"Unknown\",\"None\",X4885=\"Deficiency\",\"None\",W4885=\"Yes\",\"High\",W4885=\"\",\"None\")","v":"None"},0,0,0,0,{"$f":"_xlfn.CONCAT(LEFT(H4885,3),\"-\")&IF(H4885=\"-\",0,COUNTIF($H$4:H4885,H4885))","v":"-0"},{"$f":"_xlfn.IFS($H4885<=0,\"-\",AS4885=1,_xlfn.CONCAT(\"FUN_NONDEF\",\"-DCON_\",LEFT(AQ4885,1),\"-FCON_\",LEFT(AR4885,1)),AT4885=1,_xlfn.CONCAT(\"FUN_DEF\",\"-DCON_\",LEFT(AQ4885,1),\"-FCON_\",LEFT(AR4885,1)),AU4885=1,_xlfn.CONCAT(\"NONFUN_NONDEF\",\"-DCON_\",LEFT(AQ4885,1),\"-FCON_\",LEFT(AR4885,1)),AV4885=1,_xlfn.CONCAT(\"NONFUN_DEF\",\"-DCON_\",LEFT(AQ4885,1),\"-FCON_\",LEFT(AR4885,1)),AS4885+AT4885+AU4885+AV4885<1,_xlfn.CONCAT(\"-\"))","v":"-"}]
[null,null,null,null,null,null,null,null,null,null,null,null,null,null,null,null,null,null,null,null,null,0,null,null,null,null,null,null,null,null,null,0,0,0,0,"Unknown",{"$f":"_xlfn.IFS(G4886=\"Natural\",0,H4886=\"\",0,H4886=\"COASTAL-CONSTRUCTED\",0,G4886=\"Constructed\",_xlfn.XLOOKUP($H4886,'Data Categories'!$U$4:$U$25,'Data Categories'!$V$4:V$25))","v":0},{"$f":"_xlfn.IFS(AK4886=\"\",0,AJ4886=\"Unknown\",0,AK4886>1,AK4886-AJ4886,AK4886=0,0)","v":0},{"$f":"_xlfn.IFS(Y4886=\"\",0,Y4886>1920,_xlfn.XLOOKUP($H4886,'Data Categories'!$AE$20:$AE$42,'Data Categories'!$AG$20:$AG$42,0))","v":0},{"$f":"_xlfn.IFS(Y4886=\"\",0,Y4886>0,(2025-Y4886))","v":0},{"$f":"_xlfn.IFS(Z4886=\"Non-Deficient\",\"Non-Deficient\",Z4886=\"Deficient\",\"Deficient\",AB4886=\"Deficient\",\"Deficient\",Z4886=\"Non-Deficient\",\"Non-Deficient\",AB4886=\"Non-Deficient\",\"Non-Deficient\",P4886=\"\",\"None\",AL4886<0,\"Deficient\",AL4886>10,\"Non-Deficient\")","v":"None"},{"$f":"_xlfn.IFS(H4886=\"LOW WATER CROSSING\",\"Non-Functional\",G4886=\"Natural\",\"Functional\",AA4886=\"Functional\",\"Functional\",AC4886=\"Functional\",\"Functional\",AA4886=\"Non-Functional\",\"Non-Functional\",AC4886=\"Non-Functional\",\"Non-Functional\",AA4886=\"Unknown\",\"Unknown\",AC4886=\"Unknown\",\"Unknown\",AA4886=\"\",\"None\")","v":"None"},{"$f":"_xlfn.IFS(X4886=\"Functionality\",\"Low\",W4886=\"No\",\"Low\",Y4886>=2015,\"High\",Y4886>=1920,\"Low\",W4886=\"\",\"None\",W4886=\"Unknown\",\"None\")","v":"None"},{"$f":"_xlfn.IFS(H4886=\"LOW WATER CROSSING\",\"Unknown\",G4886=\"Natural\",\"None\",AM4886<AN4886,\"High\",AC4886=\"Functional\",\"Low\",AC4886=\"Non-Functional\",\"Low\",W4886=\"No\",\"Low\",W4886=\"Unknown\",\"None\",X4886=\"Deficiency\",\"None\",W4886=\"Yes\",\"High\",W4886=\"\",\"None\")","v":"None"},0,0,0,0,{"$f":"_xlfn.CONCAT(LEFT(H4886,3),\"-\")&IF(H4886=\"-\",0,COUNTIF($H$4:H4886,H4886))","v":"-0"},{"$f":"_xlfn.IFS($H4886<=0,\"-\",AS4886=1,_xlfn.CONCAT(\"FUN_NONDEF\",\"-DCON_\",LEFT(AQ4886,1),\"-FCON_\",LEFT(AR4886,1)),AT4886=1,_xlfn.CONCAT(\"FUN_DEF\",\"-DCON_\",LEFT(AQ4886,1),\"-FCON_\",LEFT(AR4886,1)),AU4886=1,_xlfn.CONCAT(\"NONFUN_NONDEF\",\"-DCON_\",LEFT(AQ4886,1),\"-FCON_\",LEFT(AR4886,1)),AV4886=1,_xlfn.CONCAT(\"NONFUN_DEF\",\"-DCON_\",LEFT(AQ4886,1),\"-FCON_\",LEFT(AR4886,1)),AS4886+AT4886+AU4886+AV4886<1,_xlfn.CONCAT(\"-\"))","v":"-"}]
[null,null,null,null,null,null,null,null,null,null,null,null,null,null,null,null,null,null,null,null,null,0,null,null,null,null,null,null,null,null,null,0,0,0,0,"Unknown",{"$f":"_xlfn.IFS(G4887=\"Natural\",0,H4887=\"\",0,H4887=\"COASTAL-CONSTRUCTED\",0,G4887=\"Constructed\",_xlfn.XLOOKUP($H4887,'Data Categories'!$U$4:$U$25,'Data Categories'!$V$4:V$25))","v":0},{"$f":"_xlfn.IFS(AK4887=\"\",0,AJ4887=\"Unknown\",0,AK4887>1,AK4887-AJ4887,AK4887=0,0)","v":0},{"$f":"_xlfn.IFS(Y4887=\"\",0,Y4887>1920,_xlfn.XLOOKUP($H4887,'Data Categories'!$AE$20:$AE$42,'Data Categories'!$AG$20:$AG$42,0))","v":0},{"$f":"_xlfn.IFS(Y4887=\"\",0,Y4887>0,(2025-Y4887))","v":0},{"$f":"_xlfn.IFS(Z4887=\"Non-Deficient\",\"Non-Deficient\",Z4887=\"Deficient\",\"Deficient\",AB4887=\"Deficient\",\"Deficient\",Z4887=\"Non-Deficient\",\"Non-Deficient\",AB4887=\"Non-Deficient\",\"Non-Deficient\",P4887=\"\",\"None\",AL4887<0,\"Deficient\",AL4887>10,\"Non-Deficient\")","v":"None"},{"$f":"_xlfn.IFS(H4887=\"LOW WATER CROSSING\",\"Non-Functional\",G4887=\"Natural\",\"Functional\",AA4887=\"Functional\",\"Functional\",AC4887=\"Functional\",\"Functional\",AA4887=\"Non-Functional\",\"Non-Functional\",AC4887=\"Non-Functional\",\"Non-Functional\",AA4887=\"Unknown\",\"Unknown\",AC4887=\"Unknown\",\"Unknown\",AA4887=\"\",\"None\")","v":"None"},{"$f":"_xlfn.IFS(X4887=\"Functionality\",\"Low\",W4887=\"No\",\"Low\",Y4887>=2015,\"High\",Y4887>=1920,\"Low\",W4887=\"\",\"None\",W4887=\"Unknown\",\"None\")","v":"None"},{"$f":"_xlfn.IFS(H4887=\"LOW WATER CROSSING\",\"Unknown\",G4887=\"Natural\",\"None\",AM4887<AN4887,\"High\",AC4887=\"Functional\",\"Low\",AC4887=\"Non-Functional\",\"Low\",W4887=\"No\",\"Low\",W4887=\"Unknown\",\"None\",X4887=\"Deficiency\",\"None\",W4887=\"Yes\",\"High\",W4887=\"\",\"None\")","v":"None"},0,0,0,0,{"$f":"_xlfn.CONCAT(LEFT(H4887,3),\"-\")&IF(H4887=\"-\",0,COUNTIF($H$4:H4887,H4887))","v":"-0"},{"$f":"_xlfn.IFS($H4887<=0,\"-\",AS4887=1,_xlfn.CONCAT(\"FUN_NONDEF\",\"-DCON_\",LEFT(AQ4887,1),\"-FCON_\",LEFT(AR4887,1)),AT4887=1,_xlfn.CONCAT(\"FUN_DEF\",\"-DCON_\",LEFT(AQ4887,1),\"-FCON_\",LEFT(AR4887,1)),AU4887=1,_xlfn.CONCAT(\"NONFUN_NONDEF\",\"-DCON_\",LEFT(AQ4887,1),\"-FCON_\",LEFT(AR4887,1)),AV4887=1,_xlfn.CONCAT(\"NONFUN_DEF\",\"-DCON_\",LEFT(AQ4887,1),\"-FCON_\",LEFT(AR4887,1)),AS4887+AT4887+AU4887+AV4887<1,_xlfn.CONCAT(\"-\"))","v":"-"}]
[null,null,null,null,null,null,null,null,null,null,null,null,null,null,null,null,null,null,null,null,null,0,null,null,null,null,null,null,null,null,null,0,0,0,0,"Unknown",{"$f":"_xlfn.IFS(G4888=\"Natural\",0,H4888=\"\",0,H4888=\"COASTAL-CONSTRUCTED\",0,G4888=\"Constructed\",_xlfn.XLOOKUP($H4888,'Data Categories'!$U$4:$U$25,'Data Categories'!$V$4:V$25))","v":0},{"$f":"_xlfn.IFS(AK4888=\"\",0,AJ4888=\"Unknown\",0,AK4888>1,AK4888-AJ4888,AK4888=0,0)","v":0},{"$f":"_xlfn.IFS(Y4888=\"\",0,Y4888>1920,_xlfn.XLOOKUP($H4888,'Data Categories'!$AE$20:$AE$42,'Data Categories'!$AG$20:$AG$42,0))","v":0},{"$f":"_xlfn.IFS(Y4888=\"\",0,Y4888>0,(2025-Y4888))","v":0},{"$f":"_xlfn.IFS(Z4888=\"Non-Deficient\",\"Non-Deficient\",Z4888=\"Deficient\",\"Deficient\",AB4888=\"Deficient\",\"Deficient\",Z4888=\"Non-Deficient\",\"Non-Deficient\",AB4888=\"Non-Deficient\",\"Non-Deficient\",P4888=\"\",\"None\",AL4888<0,\"Deficient\",AL4888>10,\"Non-Deficient\")","v":"None"},{"$f":"_xlfn.IFS(H4888=\"LOW WATER CROSSING\",\"Non-Functional\",G4888=\"Natural\",\"Functional\",AA4888=\"Functional\",\"Functional\",AC4888=\"Functional\",\"Functional\",AA4888=\"Non-Functional\",\"Non-Functional\",AC4888=\"Non-Functional\",\"Non-Functional\",AA4888=\"Unknown\",\"Unknown\",AC4888=\"Unknown\",\"Unknown\",AA4888=\"\",\"None\")","v":"None"},{"$f":"_xlfn.IFS(X4888=\"Functionality\",\"Low\",W4888=\"No\",\"Low\",Y4888>=2015,\"High\",Y4888>=1920,\"Low\",W4888=\"\",\"None\",W4888=\"Unknown\",\"None\")","v":"None"},{"$f":"_xlfn.IFS(H4888=\"LOW WATER CROSSING\",\"Unknown\",G4888=\"Natural\",\"None\",AM4888<AN4888,\"High\",AC4888=\"Functional\",\"Low\",AC4888=\"Non-Functional\",\"Low\",W4888=\"No\",\"Low\",W4888=\"Unknown\",\"None\",X4888=\"Deficiency\",\"None\",W4888=\"Yes\",\"High\",W4888=\"\",\"None\")","v":"None"},0,0,0,0,{"$f":"_xlfn.CONCAT(LEFT(H4888,3),\"-\")&IF(H4888=\"-\",0,COUNTIF($H$4:H4888,H4888))","v":"-0"},{"$f":"_xlfn.IFS($H4888<=0,\"-\",AS4888=1,_xlfn.CONCAT(\"FUN_NONDEF\",\"-DCON_\",LEFT(AQ4888,1),\"-FCON_\",LEFT(AR4888,1)),AT4888=1,_xlfn.CONCAT(\"FUN_DEF\",\"-DCON_\",LEFT(AQ4888,1),\"-FCON_\",LEFT(AR4888,1)),AU4888=1,_xlfn.CONCAT(\"NONFUN_NONDEF\",\"-DCON_\",LEFT(AQ4888,1),\"-FCON_\",LEFT(AR4888,1)),AV4888=1,_xlfn.CONCAT(\"NONFUN_DEF\",\"-DCON_\",LEFT(AQ4888,1),\"-FCON_\",LEFT(AR4888,1)),AS4888+AT4888+AU4888+AV4888<1,_xlfn.CONCAT(\"-\"))","v":"-"}]
[null,null,null,null,null,null,null,null,null,null,null,null,null,null,null,null,null,null,null,null,null,0,null,null,null,null,null,null,null,null,null,0,0,0,0,"Unknown",{"$f":"_xlfn.IFS(G4889=\"Natural\",0,H4889=\"\",0,H4889=\"COASTAL-CONSTRUCTED\",0,G4889=\"Constructed\",_xlfn.XLOOKUP($H4889,'Data Categories'!$U$4:$U$25,'Data Categories'!$V$4:V$25))","v":0},{"$f":"_xlfn.IFS(AK4889=\"\",0,AJ4889=\"Unknown\",0,AK4889>1,AK4889-AJ4889,AK4889=0,0)","v":0},{"$f":"_xlfn.IFS(Y4889=\"\",0,Y4889>1920,_xlfn.XLOOKUP($H4889,'Data Categories'!$AE$20:$AE$42,'Data Categories'!$AG$20:$AG$42,0))","v":0},{"$f":"_xlfn.IFS(Y4889=\"\",0,Y4889>0,(2025-Y4889))","v":0},{"$f":"_xlfn.IFS(Z4889=\"Non-Deficient\",\"Non-Deficient\",Z4889=\"Deficient\",\"Deficient\",AB4889=\"Deficient\",\"Deficient\",Z4889=\"Non-Deficient\",\"Non-Deficient\",AB4889=\"Non-Deficient\",\"Non-Deficient\",P4889=\"\",\"None\",AL4889<0,\"Deficient\",AL4889>10,\"Non-Deficient\")","v":"None"},{"$f":"_xlfn.IFS(H4889=\"LOW WATER CROSSING\",\"Non-Functional\",G4889=\"Natural\",\"Functional\",AA4889=\"Functional\",\"Functional\",AC4889=\"Functional\",\"Functional\",AA4889=\"Non-Functional\",\"Non-Functional\",AC4889=\"Non-Functional\",\"Non-Functional\",AA4889=\"Unknown\",\"Unknown\",AC4889=\"Unknown\",\"Unknown\",AA4889=\"\",\"None\")","v":"None"},{"$f":"_xlfn.IFS(X4889=\"Functionality\",\"Low\",W4889=\"No\",\"Low\",Y4889>=2015,\"High\",Y4889>=1920,\"Low\",W4889=\"\",\"None\",W4889=\"Unknown\",\"None\")","v":"None"},{"$f":"_xlfn.IFS(H4889=\"LOW WATER CROSSING\",\"Unknown\",G4889=\"Natural\",\"None\",AM4889<AN4889,\"High\",AC4889=\"Functional\",\"Low\",AC4889=\"Non-Functional\",\"Low\",W4889=\"No\",\"Low\",W4889=\"Unknown\",\"None\",X4889=\"Deficiency\",\"None\",W4889=\"Yes\",\"High\",W4889=\"\",\"None\")","v":"None"},0,0,0,0,{"$f":"_xlfn.CONCAT(LEFT(H4889,3),\"-\")&IF(H4889=\"-\",0,COUNTIF($H$4:H4889,H4889))","v":"-0"},{"$f":"_xlfn.IFS($H4889<=0,\"-\",AS4889=1,_xlfn.CONCAT(\"FUN_NONDEF\",\"-DCON_\",LEFT(AQ4889,1),\"-FCON_\",LEFT(AR4889,1)),AT4889=1,_xlfn.CONCAT(\"FUN_DEF\",\"-DCON_\",LEFT(AQ4889,1),\"-FCON_\",LEFT(AR4889,1)),AU4889=1,_xlfn.CONCAT(\"NONFUN_NONDEF\",\"-DCON_\",LEFT(AQ4889,1),\"-FCON_\",LEFT(AR4889,1)),AV4889=1,_xlfn.CONCAT(\"NONFUN_DEF\",\"-DCON_\",LEFT(AQ4889,1),\"-FCON_\",LEFT(AR4889,1)),AS4889+AT4889+AU4889+AV4889<1,_xlfn.CONCAT(\"-\"))","v":"-"}]
[null,null,null,null,null,null,null,null,null,null,null,null,null,null,null,null,null,null,null,null,null,0,null,null,null,null,null,null,null,null,null,0,0,0,0,"Unknown",{"$f":"_xlfn.IFS(G4890=\"Natural\",0,H4890=\"\",0,H4890=\"COASTAL-CONSTRUCTED\",0,G4890=\"Constructed\",_xlfn.XLOOKUP($H4890,'Data Categories'!$U$4:$U$25,'Data Categories'!$V$4:V$25))","v":0},{"$f":"_xlfn.IFS(AK4890=\"\",0,AJ4890=\"Unknown\",0,AK4890>1,AK4890-AJ4890,AK4890=0,0)","v":0},{"$f":"_xlfn.IFS(Y4890=\"\",0,Y4890>1920,_xlfn.XLOOKUP($H4890,'Data Categories'!$AE$20:$AE$42,'Data Categories'!$AG$20:$AG$42,0))","v":0},{"$f":"_xlfn.IFS(Y4890=\"\",0,Y4890>0,(2025-Y4890))","v":0},{"$f":"_xlfn.IFS(Z4890=\"Non-Deficient\",\"Non-Deficient\",Z4890=\"Deficient\",\"Deficient\",AB4890=\"Deficient\",\"Deficient\",Z4890=\"Non-Deficient\",\"Non-Deficient\",AB4890=\"Non-Deficient\",\"Non-Deficient\",P4890=\"\",\"None\",AL4890<0,\"Deficient\",AL4890>10,\"Non-Deficient\")","v":"None"},{"$f":"_xlfn.IFS(H4890=\"LOW WATER CROSSING\",\"Non-Functional\",G4890=\"Natural\",\"Functional\",AA4890=\"Functional\",\"Functional\",AC4890=\"Functional\",\"Functional\",AA4890=\"Non-Functional\",\"Non-Functional\",AC4890=\"Non-Functional\",\"Non-Functional\",AA4890=\"Unknown\",\"Unknown\",AC4890=\"Unknown\",\"Unknown\",AA4890=\"\",\"None\")","v":"None"},{"$f":"_xlfn.IFS(X4890=\"Functionality\",\"Low\",W4890=\"No\",\"Low\",Y4890>=2015,\"High\",Y4890>=1920,\"Low\",W4890=\"\",\"None\",W4890=\"Unknown\",\"None\")","v":"None"},{"$f":"_xlfn.IFS(H4890=\"LOW WATER CROSSING\",\"Unknown\",G4890=\"Natural\",\"None\",AM4890<AN4890,\"High\",AC4890=\"Functional\",\"Low\",AC4890=\"Non-Functional\",\"Low\",W4890=\"No\",\"Low\",W4890=\"Unknown\",\"None\",X4890=\"Deficiency\",\"None\",W4890=\"Yes\",\"High\",W4890=\"\",\"None\")","v":"None"},0,0,0,0,{"$f":"_xlfn.CONCAT(LEFT(H4890,3),\"-\")&IF(H4890=\"-\",0,COUNTIF($H$4:H4890,H4890))","v":"-0"},{"$f":"_xlfn.IFS($H4890<=0,\"-\",AS4890=1,_xlfn.CONCAT(\"FUN_NONDEF\",\"-DCON_\",LEFT(AQ4890,1),\"-FCON_\",LEFT(AR4890,1)),AT4890=1,_xlfn.CONCAT(\"FUN_DEF\",\"-DCON_\",LEFT(AQ4890,1),\"-FCON_\",LEFT(AR4890,1)),AU4890=1,_xlfn.CONCAT(\"NONFUN_NONDEF\",\"-DCON_\",LEFT(AQ4890,1),\"-FCON_\",LEFT(AR4890,1)),AV4890=1,_xlfn.CONCAT(\"NONFUN_DEF\",\"-DCON_\",LEFT(AQ4890,1),\"-FCON_\",LEFT(AR4890,1)),AS4890+AT4890+AU4890+AV4890<1,_xlfn.CONCAT(\"-\"))","v":"-"}]
[null,null,null,null,null,null,null,null,null,null,null,null,null,null,null,null,null,null,null,null,null,0,null,null,null,null,null,null,null,null,null,0,0,0,0,"Unknown",{"$f":"_xlfn.IFS(G4891=\"Natural\",0,H4891=\"\",0,H4891=\"COASTAL-CONSTRUCTED\",0,G4891=\"Constructed\",_xlfn.XLOOKUP($H4891,'Data Categories'!$U$4:$U$25,'Data Categories'!$V$4:V$25))","v":0},{"$f":"_xlfn.IFS(AK4891=\"\",0,AJ4891=\"Unknown\",0,AK4891>1,AK4891-AJ4891,AK4891=0,0)","v":0},{"$f":"_xlfn.IFS(Y4891=\"\",0,Y4891>1920,_xlfn.XLOOKUP($H4891,'Data Categories'!$AE$20:$AE$42,'Data Categories'!$AG$20:$AG$42,0))","v":0},{"$f":"_xlfn.IFS(Y4891=\"\",0,Y4891>0,(2025-Y4891))","v":0},{"$f":"_xlfn.IFS(Z4891=\"Non-Deficient\",\"Non-Deficient\",Z4891=\"Deficient\",\"Deficient\",AB4891=\"Deficient\",\"Deficient\",Z4891=\"Non-Deficient\",\"Non-Deficient\",AB4891=\"Non-Deficient\",\"Non-Deficient\",P4891=\"\",\"None\",AL4891<0,\"Deficient\",AL4891>10,\"Non-Deficient\")","v":"None"},{"$f":"_xlfn.IFS(H4891=\"LOW WATER CROSSING\",\"Non-Functional\",G4891=\"Natural\",\"Functional\",AA4891=\"Functional\",\"Functional\",AC4891=\"Functional\",\"Functional\",AA4891=\"Non-Functional\",\"Non-Functional\",AC4891=\"Non-Functional\",\"Non-Functional\",AA4891=\"Unknown\",\"Unknown\",AC4891=\"Unknown\",\"Unknown\",AA4891=\"\",\"None\")","v":"None"},{"$f":"_xlfn.IFS(X4891=\"Functionality\",\"Low\",W4891=\"No\",\"Low\",Y4891>=2015,\"High\",Y4891>=1920,\"Low\",W4891=\"\",\"None\",W4891=\"Unknown\",\"None\")","v":"None"},{"$f":"_xlfn.IFS(H4891=\"LOW WATER CROSSING\",\"Unknown\",G4891=\"Natural\",\"None\",AM4891<AN4891,\"High\",AC4891=\"Functional\",\"Low\",AC4891=\"Non-Functional\",\"Low\",W4891=\"No\",\"Low\",W4891=\"Unknown\",\"None\",X4891=\"Deficiency\",\"None\",W4891=\"Yes\",\"High\",W4891=\"\",\"None\")","v":"None"},0,0,0,0,{"$f":"_xlfn.CONCAT(LEFT(H4891,3),\"-\")&IF(H4891=\"-\",0,COUNTIF($H$4:H4891,H4891))","v":"-0"},{"$f":"_xlfn.IFS($H4891<=0,\"-\",AS4891=1,_xlfn.CONCAT(\"FUN_NONDEF\",\"-DCON_\",LEFT(AQ4891,1),\"-FCON_\",LEFT(AR4891,1)),AT4891=1,_xlfn.CONCAT(\"FUN_DEF\",\"-DCON_\",LEFT(AQ4891,1),\"-FCON_\",LEFT(AR4891,1)),AU4891=1,_xlfn.CONCAT(\"NONFUN_NONDEF\",\"-DCON_\",LEFT(AQ4891,1),\"-FCON_\",LEFT(AR4891,1)),AV4891=1,_xlfn.CONCAT(\"NONFUN_DEF\",\"-DCON_\",LEFT(AQ4891,1),\"-FCON_\",LEFT(AR4891,1)),AS4891+AT4891+AU4891+AV4891<1,_xlfn.CONCAT(\"-\"))","v":"-"}]
[null,null,null,null,null,null,null,null,null,null,null,null,null,null,null,null,null,null,null,null,null,0,null,null,null,null,null,null,null,null,null,0,0,0,0,"Unknown",{"$f":"_xlfn.IFS(G4892=\"Natural\",0,H4892=\"\",0,H4892=\"COASTAL-CONSTRUCTED\",0,G4892=\"Constructed\",_xlfn.XLOOKUP($H4892,'Data Categories'!$U$4:$U$25,'Data Categories'!$V$4:V$25))","v":0},{"$f":"_xlfn.IFS(AK4892=\"\",0,AJ4892=\"Unknown\",0,AK4892>1,AK4892-AJ4892,AK4892=0,0)","v":0},{"$f":"_xlfn.IFS(Y4892=\"\",0,Y4892>1920,_xlfn.XLOOKUP($H4892,'Data Categories'!$AE$20:$AE$42,'Data Categories'!$AG$20:$AG$42,0))","v":0},{"$f":"_xlfn.IFS(Y4892=\"\",0,Y4892>0,(2025-Y4892))","v":0},{"$f":"_xlfn.IFS(Z4892=\"Non-Deficient\",\"Non-Deficient\",Z4892=\"Deficient\",\"Deficient\",AB4892=\"Deficient\",\"Deficient\",Z4892=\"Non-Deficient\",\"Non-Deficient\",AB4892=\"Non-Deficient\",\"Non-Deficient\",P4892=\"\",\"None\",AL4892<0,\"Deficient\",AL4892>10,\"Non-Deficient\")","v":"None"},{"$f":"_xlfn.IFS(H4892=\"LOW WATER CROSSING\",\"Non-Functional\",G4892=\"Natural\",\"Functional\",AA4892=\"Functional\",\"Functional\",AC4892=\"Functional\",\"Functional\",AA4892=\"Non-Functional\",\"Non-Functional\",AC4892=\"Non-Functional\",\"Non-Functional\",AA4892=\"Unknown\",\"Unknown\",AC4892=\"Unknown\",\"Unknown\",AA4892=\"\",\"None\")","v":"None"},{"$f":"_xlfn.IFS(X4892=\"Functionality\",\"Low\",W4892=\"No\",\"Low\",Y4892>=2015,\"High\",Y4892>=1920,\"Low\",W4892=\"\",\"None\",W4892=\"Unknown\",\"None\")","v":"None"},{"$f":"_xlfn.IFS(H4892=\"LOW WATER CROSSING\",\"Unknown\",G4892=\"Natural\",\"None\",AM4892<AN4892,\"High\",AC4892=\"Functional\",\"Low\",AC4892=\"Non-Functional\",\"Low\",W4892=\"No\",\"Low\",W4892=\"Unknown\",\"None\",X4892=\"Deficiency\",\"None\",W4892=\"Yes\",\"High\",W4892=\"\",\"None\")","v":"None"},0,0,0,0,{"$f":"_xlfn.CONCAT(LEFT(H4892,3),\"-\")&IF(H4892=\"-\",0,COUNTIF($H$4:H4892,H4892))","v":"-0"},{"$f":"_xlfn.IFS($H4892<=0,\"-\",AS4892=1,_xlfn.CONCAT(\"FUN_NONDEF\",\"-DCON_\",LEFT(AQ4892,1),\"-FCON_\",LEFT(AR4892,1)),AT4892=1,_xlfn.CONCAT(\"FUN_DEF\",\"-DCON_\",LEFT(AQ4892,1),\"-FCON_\",LEFT(AR4892,1)),AU4892=1,_xlfn.CONCAT(\"NONFUN_NONDEF\",\"-DCON_\",LEFT(AQ4892,1),\"-FCON_\",LEFT(AR4892,1)),AV4892=1,_xlfn.CONCAT(\"NONFUN_DEF\",\"-DCON_\",LEFT(AQ4892,1),\"-FCON_\",LEFT(AR4892,1)),AS4892+AT4892+AU4892+AV4892<1,_xlfn.CONCAT(\"-\"))","v":"-"}]
[null,null,null,null,null,null,null,null,null,null,null,null,null,null,null,null,null,null,null,null,null,0,null,null,null,null,null,null,null,null,null,0,0,0,0,"Unknown",{"$f":"_xlfn.IFS(G4893=\"Natural\",0,H4893=\"\",0,H4893=\"COASTAL-CONSTRUCTED\",0,G4893=\"Constructed\",_xlfn.XLOOKUP($H4893,'Data Categories'!$U$4:$U$25,'Data Categories'!$V$4:V$25))","v":0},{"$f":"_xlfn.IFS(AK4893=\"\",0,AJ4893=\"Unknown\",0,AK4893>1,AK4893-AJ4893,AK4893=0,0)","v":0},{"$f":"_xlfn.IFS(Y4893=\"\",0,Y4893>1920,_xlfn.XLOOKUP($H4893,'Data Categories'!$AE$20:$AE$42,'Data Categories'!$AG$20:$AG$42,0))","v":0},{"$f":"_xlfn.IFS(Y4893=\"\",0,Y4893>0,(2025-Y4893))","v":0},{"$f":"_xlfn.IFS(Z4893=\"Non-Deficient\",\"Non-Deficient\",Z4893=\"Deficient\",\"Deficient\",AB4893=\"Deficient\",\"Deficient\",Z4893=\"Non-Deficient\",\"Non-Deficient\",AB4893=\"Non-Deficient\",\"Non-Deficient\",P4893=\"\",\"None\",AL4893<0,\"Deficient\",AL4893>10,\"Non-Deficient\")","v":"None"},{"$f":"_xlfn.IFS(H4893=\"LOW WATER CROSSING\",\"Non-Functional\",G4893=\"Natural\",\"Functional\",AA4893=\"Functional\",\"Functional\",AC4893=\"Functional\",\"Functional\",AA4893=\"Non-Functional\",\"Non-Functional\",AC4893=\"Non-Functional\",\"Non-Functional\",AA4893=\"Unknown\",\"Unknown\",AC4893=\"Unknown\",\"Unknown\",AA4893=\"\",\"None\")","v":"None"},{"$f":"_xlfn.IFS(X4893=\"Functionality\",\"Low\",W4893=\"No\",\"Low\",Y4893>=2015,\"High\",Y4893>=1920,\"Low\",W4893=\"\",\"None\",W4893=\"Unknown\",\"None\")","v":"None"},{"$f":"_xlfn.IFS(H4893=\"LOW WATER CROSSING\",\"Unknown\",G4893=\"Natural\",\"None\",AM4893<AN4893,\"High\",AC4893=\"Functional\",\"Low\",AC4893=\"Non-Functional\",\"Low\",W4893=\"No\",\"Low\",W4893=\"Unknown\",\"None\",X4893=\"Deficiency\",\"None\",W4893=\"Yes\",\"High\",W4893=\"\",\"None\")","v":"None"},0,0,0,0,{"$f":"_xlfn.CONCAT(LEFT(H4893,3),\"-\")&IF(H4893=\"-\",0,COUNTIF($H$4:H4893,H4893))","v":"-0"},{"$f":"_xlfn.IFS($H4893<=0,\"-\",AS4893=1,_xlfn.CONCAT(\"FUN_NONDEF\",\"-DCON_\",LEFT(AQ4893,1),\"-FCON_\",LEFT(AR4893,1)),AT4893=1,_xlfn.CONCAT(\"FUN_DEF\",\"-DCON_\",LEFT(AQ4893,1),\"-FCON_\",LEFT(AR4893,1)),AU4893=1,_xlfn.CONCAT(\"NONFUN_NONDEF\",\"-DCON_\",LEFT(AQ4893,1),\"-FCON_\",LEFT(AR4893,1)),AV4893=1,_xlfn.CONCAT(\"NONFUN_DEF\",\"-DCON_\",LEFT(AQ4893,1),\"-FCON_\",LEFT(AR4893,1)),AS4893+AT4893+AU4893+AV4893<1,_xlfn.CONCAT(\"-\"))","v":"-"}]
[null,null,null,null,null,null,null,null,null,null,null,null,null,null,null,null,null,null,null,null,null,0,null,null,null,null,null,null,null,null,null,0,0,0,0,"Unknown",{"$f":"_xlfn.IFS(G4894=\"Natural\",0,H4894=\"\",0,H4894=\"COASTAL-CONSTRUCTED\",0,G4894=\"Constructed\",_xlfn.XLOOKUP($H4894,'Data Categories'!$U$4:$U$25,'Data Categories'!$V$4:V$25))","v":0},{"$f":"_xlfn.IFS(AK4894=\"\",0,AJ4894=\"Unknown\",0,AK4894>1,AK4894-AJ4894,AK4894=0,0)","v":0},{"$f":"_xlfn.IFS(Y4894=\"\",0,Y4894>1920,_xlfn.XLOOKUP($H4894,'Data Categories'!$AE$20:$AE$42,'Data Categories'!$AG$20:$AG$42,0))","v":0},{"$f":"_xlfn.IFS(Y4894=\"\",0,Y4894>0,(2025-Y4894))","v":0},{"$f":"_xlfn.IFS(Z4894=\"Non-Deficient\",\"Non-Deficient\",Z4894=\"Deficient\",\"Deficient\",AB4894=\"Deficient\",\"Deficient\",Z4894=\"Non-Deficient\",\"Non-Deficient\",AB4894=\"Non-Deficient\",\"Non-Deficient\",P4894=\"\",\"None\",AL4894<0,\"Deficient\",AL4894>10,\"Non-Deficient\")","v":"None"},{"$f":"_xlfn.IFS(H4894=\"LOW WATER CROSSING\",\"Non-Functional\",G4894=\"Natural\",\"Functional\",AA4894=\"Functional\",\"Functional\",AC4894=\"Functional\",\"Functional\",AA4894=\"Non-Functional\",\"Non-Functional\",AC4894=\"Non-Functional\",\"Non-Functional\",AA4894=\"Unknown\",\"Unknown\",AC4894=\"Unknown\",\"Unknown\",AA4894=\"\",\"None\")","v":"None"},{"$f":"_xlfn.IFS(X4894=\"Functionality\",\"Low\",W4894=\"No\",\"Low\",Y4894>=2015,\"High\",Y4894>=1920,\"Low\",W4894=\"\",\"None\",W4894=\"Unknown\",\"None\")","v":"None"},{"$f":"_xlfn.IFS(H4894=\"LOW WATER CROSSING\",\"Unknown\",G4894=\"Natural\",\"None\",AM4894<AN4894,\"High\",AC4894=\"Functional\",\"Low\",AC4894=\"Non-Functional\",\"Low\",W4894=\"No\",\"Low\",W4894=\"Unknown\",\"None\",X4894=\"Deficiency\",\"None\",W4894=\"Yes\",\"High\",W4894=\"\",\"None\")","v":"None"},0,0,0,0,{"$f":"_xlfn.CONCAT(LEFT(H4894,3),\"-\")&IF(H4894=\"-\",0,COUNTIF($H$4:H4894,H4894))","v":"-0"},{"$f":"_xlfn.IFS($H4894<=0,\"-\",AS4894=1,_xlfn.CONCAT(\"FUN_NONDEF\",\"-DCON_\",LEFT(AQ4894,1),\"-FCON_\",LEFT(AR4894,1)),AT4894=1,_xlfn.CONCAT(\"FUN_DEF\",\"-DCON_\",LEFT(AQ4894,1),\"-FCON_\",LEFT(AR4894,1)),AU4894=1,_xlfn.CONCAT(\"NONFUN_NONDEF\",\"-DCON_\",LEFT(AQ4894,1),\"-FCON_\",LEFT(AR4894,1)),AV4894=1,_xlfn.CONCAT(\"NONFUN_DEF\",\"-DCON_\",LEFT(AQ4894,1),\"-FCON_\",LEFT(AR4894,1)),AS4894+AT4894+AU4894+AV4894<1,_xlfn.CONCAT(\"-\"))","v":"-"}]
[null,null,null,null,null,null,null,null,null,null,null,null,null,null,null,null,null,null,null,null,null,0,null,null,null,null,null,null,null,null,null,0,0,0,0,"Unknown",{"$f":"_xlfn.IFS(G4895=\"Natural\",0,H4895=\"\",0,H4895=\"COASTAL-CONSTRUCTED\",0,G4895=\"Constructed\",_xlfn.XLOOKUP($H4895,'Data Categories'!$U$4:$U$25,'Data Categories'!$V$4:V$25))","v":0},{"$f":"_xlfn.IFS(AK4895=\"\",0,AJ4895=\"Unknown\",0,AK4895>1,AK4895-AJ4895,AK4895=0,0)","v":0},{"$f":"_xlfn.IFS(Y4895=\"\",0,Y4895>1920,_xlfn.XLOOKUP($H4895,'Data Categories'!$AE$20:$AE$42,'Data Categories'!$AG$20:$AG$42,0))","v":0},{"$f":"_xlfn.IFS(Y4895=\"\",0,Y4895>0,(2025-Y4895))","v":0},{"$f":"_xlfn.IFS(Z4895=\"Non-Deficient\",\"Non-Deficient\",Z4895=\"Deficient\",\"Deficient\",AB4895=\"Deficient\",\"Deficient\",Z4895=\"Non-Deficient\",\"Non-Deficient\",AB4895=\"Non-Deficient\",\"Non-Deficient\",P4895=\"\",\"None\",AL4895<0,\"Deficient\",AL4895>10,\"Non-Deficient\")","v":"None"},{"$f":"_xlfn.IFS(H4895=\"LOW WATER CROSSING\",\"Non-Functional\",G4895=\"Natural\",\"Functional\",AA4895=\"Functional\",\"Functional\",AC4895=\"Functional\",\"Functional\",AA4895=\"Non-Functional\",\"Non-Functional\",AC4895=\"Non-Functional\",\"Non-Functional\",AA4895=\"Unknown\",\"Unknown\",AC4895=\"Unknown\",\"Unknown\",AA4895=\"\",\"None\")","v":"None"},{"$f":"_xlfn.IFS(X4895=\"Functionality\",\"Low\",W4895=\"No\",\"Low\",Y4895>=2015,\"High\",Y4895>=1920,\"Low\",W4895=\"\",\"None\",W4895=\"Unknown\",\"None\")","v":"None"},{"$f":"_xlfn.IFS(H4895=\"LOW WATER CROSSING\",\"Unknown\",G4895=\"Natural\",\"None\",AM4895<AN4895,\"High\",AC4895=\"Functional\",\"Low\",AC4895=\"Non-Functional\",\"Low\",W4895=\"No\",\"Low\",W4895=\"Unknown\",\"None\",X4895=\"Deficiency\",\"None\",W4895=\"Yes\",\"High\",W4895=\"\",\"None\")","v":"None"},0,0,0,0,{"$f":"_xlfn.CONCAT(LEFT(H4895,3),\"-\")&IF(H4895=\"-\",0,COUNTIF($H$4:H4895,H4895))","v":"-0"},{"$f":"_xlfn.IFS($H4895<=0,\"-\",AS4895=1,_xlfn.CONCAT(\"FUN_NONDEF\",\"-DCON_\",LEFT(AQ4895,1),\"-FCON_\",LEFT(AR4895,1)),AT4895=1,_xlfn.CONCAT(\"FUN_DEF\",\"-DCON_\",LEFT(AQ4895,1),\"-FCON_\",LEFT(AR4895,1)),AU4895=1,_xlfn.CONCAT(\"NONFUN_NONDEF\",\"-DCON_\",LEFT(AQ4895,1),\"-FCON_\",LEFT(AR4895,1)),AV4895=1,_xlfn.CONCAT(\"NONFUN_DEF\",\"-DCON_\",LEFT(AQ4895,1),\"-FCON_\",LEFT(AR4895,1)),AS4895+AT4895+AU4895+AV4895<1,_xlfn.CONCAT(\"-\"))","v":"-"}]
[null,null,null,null,null,null,null,null,null,null,null,null,null,null,null,null,null,null,null,null,null,0,null,null,null,null,null,null,null,null,null,0,0,0,0,"Unknown",{"$f":"_xlfn.IFS(G4896=\"Natural\",0,H4896=\"\",0,H4896=\"COASTAL-CONSTRUCTED\",0,G4896=\"Constructed\",_xlfn.XLOOKUP($H4896,'Data Categories'!$U$4:$U$25,'Data Categories'!$V$4:V$25))","v":0},{"$f":"_xlfn.IFS(AK4896=\"\",0,AJ4896=\"Unknown\",0,AK4896>1,AK4896-AJ4896,AK4896=0,0)","v":0},{"$f":"_xlfn.IFS(Y4896=\"\",0,Y4896>1920,_xlfn.XLOOKUP($H4896,'Data Categories'!$AE$20:$AE$42,'Data Categories'!$AG$20:$AG$42,0))","v":0},{"$f":"_xlfn.IFS(Y4896=\"\",0,Y4896>0,(2025-Y4896))","v":0},{"$f":"_xlfn.IFS(Z4896=\"Non-Deficient\",\"Non-Deficient\",Z4896=\"Deficient\",\"Deficient\",AB4896=\"Deficient\",\"Deficient\",Z4896=\"Non-Deficient\",\"Non-Deficient\",AB4896=\"Non-Deficient\",\"Non-Deficient\",P4896=\"\",\"None\",AL4896<0,\"Deficient\",AL4896>10,\"Non-Deficient\")","v":"None"},{"$f":"_xlfn.IFS(H4896=\"LOW WATER CROSSING\",\"Non-Functional\",G4896=\"Natural\",\"Functional\",AA4896=\"Functional\",\"Functional\",AC4896=\"Functional\",\"Functional\",AA4896=\"Non-Functional\",\"Non-Functional\",AC4896=\"Non-Functional\",\"Non-Functional\",AA4896=\"Unknown\",\"Unknown\",AC4896=\"Unknown\",\"Unknown\",AA4896=\"\",\"None\")","v":"None"},{"$f":"_xlfn.IFS(X4896=\"Functionality\",\"Low\",W4896=\"No\",\"Low\",Y4896>=2015,\"High\",Y4896>=1920,\"Low\",W4896=\"\",\"None\",W4896=\"Unknown\",\"None\")","v":"None"},{"$f":"_xlfn.IFS(H4896=\"LOW WATER CROSSING\",\"Unknown\",G4896=\"Natural\",\"None\",AM4896<AN4896,\"High\",AC4896=\"Functional\",\"Low\",AC4896=\"Non-Functional\",\"Low\",W4896=\"No\",\"Low\",W4896=\"Unknown\",\"None\",X4896=\"Deficiency\",\"None\",W4896=\"Yes\",\"High\",W4896=\"\",\"None\")","v":"None"},0,0,0,0,{"$f":"_xlfn.CONCAT(LEFT(H4896,3),\"-\")&IF(H4896=\"-\",0,COUNTIF($H$4:H4896,H4896))","v":"-0"},{"$f":"_xlfn.IFS($H4896<=0,\"-\",AS4896=1,_xlfn.CONCAT(\"FUN_NONDEF\",\"-DCON_\",LEFT(AQ4896,1),\"-FCON_\",LEFT(AR4896,1)),AT4896=1,_xlfn.CONCAT(\"FUN_DEF\",\"-DCON_\",LEFT(AQ4896,1),\"-FCON_\",LEFT(AR4896,1)),AU4896=1,_xlfn.CONCAT(\"NONFUN_NONDEF\",\"-DCON_\",LEFT(AQ4896,1),\"-FCON_\",LEFT(AR4896,1)),AV4896=1,_xlfn.CONCAT(\"NONFUN_DEF\",\"-DCON_\",LEFT(AQ4896,1),\"-FCON_\",LEFT(AR4896,1)),AS4896+AT4896+AU4896+AV4896<1,_xlfn.CONCAT(\"-\"))","v":"-"}]
[null,null,null,null,null,null,null,null,null,null,null,null,null,null,null,null,null,null,null,null,null,0,null,null,null,null,null,null,null,null,null,0,0,0,0,"Unknown",{"$f":"_xlfn.IFS(G4897=\"Natural\",0,H4897=\"\",0,H4897=\"COASTAL-CONSTRUCTED\",0,G4897=\"Constructed\",_xlfn.XLOOKUP($H4897,'Data Categories'!$U$4:$U$25,'Data Categories'!$V$4:V$25))","v":0},{"$f":"_xlfn.IFS(AK4897=\"\",0,AJ4897=\"Unknown\",0,AK4897>1,AK4897-AJ4897,AK4897=0,0)","v":0},{"$f":"_xlfn.IFS(Y4897=\"\",0,Y4897>1920,_xlfn.XLOOKUP($H4897,'Data Categories'!$AE$20:$AE$42,'Data Categories'!$AG$20:$AG$42,0))","v":0},{"$f":"_xlfn.IFS(Y4897=\"\",0,Y4897>0,(2025-Y4897))","v":0},{"$f":"_xlfn.IFS(Z4897=\"Non-Deficient\",\"Non-Deficient\",Z4897=\"Deficient\",\"Deficient\",AB4897=\"Deficient\",\"Deficient\",Z4897=\"Non-Deficient\",\"Non-Deficient\",AB4897=\"Non-Deficient\",\"Non-Deficient\",P4897=\"\",\"None\",AL4897<0,\"Deficient\",AL4897>10,\"Non-Deficient\")","v":"None"},{"$f":"_xlfn.IFS(H4897=\"LOW WATER CROSSING\",\"Non-Functional\",G4897=\"Natural\",\"Functional\",AA4897=\"Functional\",\"Functional\",AC4897=\"Functional\",\"Functional\",AA4897=\"Non-Functional\",\"Non-Functional\",AC4897=\"Non-Functional\",\"Non-Functional\",AA4897=\"Unknown\",\"Unknown\",AC4897=\"Unknown\",\"Unknown\",AA4897=\"\",\"None\")","v":"None"},{"$f":"_xlfn.IFS(X4897=\"Functionality\",\"Low\",W4897=\"No\",\"Low\",Y4897>=2015,\"High\",Y4897>=1920,\"Low\",W4897=\"\",\"None\",W4897=\"Unknown\",\"None\")","v":"None"},{"$f":"_xlfn.IFS(H4897=\"LOW WATER CROSSING\",\"Unknown\",G4897=\"Natural\",\"None\",AM4897<AN4897,\"High\",AC4897=\"Functional\",\"Low\",AC4897=\"Non-Functional\",\"Low\",W4897=\"No\",\"Low\",W4897=\"Unknown\",\"None\",X4897=\"Deficiency\",\"None\",W4897=\"Yes\",\"High\",W4897=\"\",\"None\")","v":"None"},0,0,0,0,{"$f":"_xlfn.CONCAT(LEFT(H4897,3),\"-\")&IF(H4897=\"-\",0,COUNTIF($H$4:H4897,H4897))","v":"-0"},{"$f":"_xlfn.IFS($H4897<=0,\"-\",AS4897=1,_xlfn.CONCAT(\"FUN_NONDEF\",\"-DCON_\",LEFT(AQ4897,1),\"-FCON_\",LEFT(AR4897,1)),AT4897=1,_xlfn.CONCAT(\"FUN_DEF\",\"-DCON_\",LEFT(AQ4897,1),\"-FCON_\",LEFT(AR4897,1)),AU4897=1,_xlfn.CONCAT(\"NONFUN_NONDEF\",\"-DCON_\",LEFT(AQ4897,1),\"-FCON_\",LEFT(AR4897,1)),AV4897=1,_xlfn.CONCAT(\"NONFUN_DEF\",\"-DCON_\",LEFT(AQ4897,1),\"-FCON_\",LEFT(AR4897,1)),AS4897+AT4897+AU4897+AV4897<1,_xlfn.CONCAT(\"-\"))","v":"-"}]
[null,null,null,null,null,null,null,null,null,null,null,null,null,null,null,null,null,null,null,null,null,0,null,null,null,null,null,null,null,null,null,0,0,0,0,"Unknown",{"$f":"_xlfn.IFS(G4898=\"Natural\",0,H4898=\"\",0,H4898=\"COASTAL-CONSTRUCTED\",0,G4898=\"Constructed\",_xlfn.XLOOKUP($H4898,'Data Categories'!$U$4:$U$25,'Data Categories'!$V$4:V$25))","v":0},{"$f":"_xlfn.IFS(AK4898=\"\",0,AJ4898=\"Unknown\",0,AK4898>1,AK4898-AJ4898,AK4898=0,0)","v":0},{"$f":"_xlfn.IFS(Y4898=\"\",0,Y4898>1920,_xlfn.XLOOKUP($H4898,'Data Categories'!$AE$20:$AE$42,'Data Categories'!$AG$20:$AG$42,0))","v":0},{"$f":"_xlfn.IFS(Y4898=\"\",0,Y4898>0,(2025-Y4898))","v":0},{"$f":"_xlfn.IFS(Z4898=\"Non-Deficient\",\"Non-Deficient\",Z4898=\"Deficient\",\"Deficient\",AB4898=\"Deficient\",\"Deficient\",Z4898=\"Non-Deficient\",\"Non-Deficient\",AB4898=\"Non-Deficient\",\"Non-Deficient\",P4898=\"\",\"None\",AL4898<0,\"Deficient\",AL4898>10,\"Non-Deficient\")","v":"None"},{"$f":"_xlfn.IFS(H4898=\"LOW WATER CROSSING\",\"Non-Functional\",G4898=\"Natural\",\"Functional\",AA4898=\"Functional\",\"Functional\",AC4898=\"Functional\",\"Functional\",AA4898=\"Non-Functional\",\"Non-Functional\",AC4898=\"Non-Functional\",\"Non-Functional\",AA4898=\"Unknown\",\"Unknown\",AC4898=\"Unknown\",\"Unknown\",AA4898=\"\",\"None\")","v":"None"},{"$f":"_xlfn.IFS(X4898=\"Functionality\",\"Low\",W4898=\"No\",\"Low\",Y4898>=2015,\"High\",Y4898>=1920,\"Low\",W4898=\"\",\"None\",W4898=\"Unknown\",\"None\")","v":"None"},{"$f":"_xlfn.IFS(H4898=\"LOW WATER CROSSING\",\"Unknown\",G4898=\"Natural\",\"None\",AM4898<AN4898,\"High\",AC4898=\"Functional\",\"Low\",AC4898=\"Non-Functional\",\"Low\",W4898=\"No\",\"Low\",W4898=\"Unknown\",\"None\",X4898=\"Deficiency\",\"None\",W4898=\"Yes\",\"High\",W4898=\"\",\"None\")","v":"None"},0,0,0,0,{"$f":"_xlfn.CONCAT(LEFT(H4898,3),\"-\")&IF(H4898=\"-\",0,COUNTIF($H$4:H4898,H4898))","v":"-0"},{"$f":"_xlfn.IFS($H4898<=0,\"-\",AS4898=1,_xlfn.CONCAT(\"FUN_NONDEF\",\"-DCON_\",LEFT(AQ4898,1),\"-FCON_\",LEFT(AR4898,1)),AT4898=1,_xlfn.CONCAT(\"FUN_DEF\",\"-DCON_\",LEFT(AQ4898,1),\"-FCON_\",LEFT(AR4898,1)),AU4898=1,_xlfn.CONCAT(\"NONFUN_NONDEF\",\"-DCON_\",LEFT(AQ4898,1),\"-FCON_\",LEFT(AR4898,1)),AV4898=1,_xlfn.CONCAT(\"NONFUN_DEF\",\"-DCON_\",LEFT(AQ4898,1),\"-FCON_\",LEFT(AR4898,1)),AS4898+AT4898+AU4898+AV4898<1,_xlfn.CONCAT(\"-\"))","v":"-"}]
[null,null,null,null,null,null,null,null,null,null,null,null,null,null,null,null,null,null,null,null,null,0,null,null,null,null,null,null,null,null,null,0,0,0,0,"Unknown",{"$f":"_xlfn.IFS(G4899=\"Natural\",0,H4899=\"\",0,H4899=\"COASTAL-CONSTRUCTED\",0,G4899=\"Constructed\",_xlfn.XLOOKUP($H4899,'Data Categories'!$U$4:$U$25,'Data Categories'!$V$4:V$25))","v":0},{"$f":"_xlfn.IFS(AK4899=\"\",0,AJ4899=\"Unknown\",0,AK4899>1,AK4899-AJ4899,AK4899=0,0)","v":0},{"$f":"_xlfn.IFS(Y4899=\"\",0,Y4899>1920,_xlfn.XLOOKUP($H4899,'Data Categories'!$AE$20:$AE$42,'Data Categories'!$AG$20:$AG$42,0))","v":0},{"$f":"_xlfn.IFS(Y4899=\"\",0,Y4899>0,(2025-Y4899))","v":0},{"$f":"_xlfn.IFS(Z4899=\"Non-Deficient\",\"Non-Deficient\",Z4899=\"Deficient\",\"Deficient\",AB4899=\"Deficient\",\"Deficient\",Z4899=\"Non-Deficient\",\"Non-Deficient\",AB4899=\"Non-Deficient\",\"Non-Deficient\",P4899=\"\",\"None\",AL4899<0,\"Deficient\",AL4899>10,\"Non-Deficient\")","v":"None"},{"$f":"_xlfn.IFS(H4899=\"LOW WATER CROSSING\",\"Non-Functional\",G4899=\"Natural\",\"Functional\",AA4899=\"Functional\",\"Functional\",AC4899=\"Functional\",\"Functional\",AA4899=\"Non-Functional\",\"Non-Functional\",AC4899=\"Non-Functional\",\"Non-Functional\",AA4899=\"Unknown\",\"Unknown\",AC4899=\"Unknown\",\"Unknown\",AA4899=\"\",\"None\")","v":"None"},{"$f":"_xlfn.IFS(X4899=\"Functionality\",\"Low\",W4899=\"No\",\"Low\",Y4899>=2015,\"High\",Y4899>=1920,\"Low\",W4899=\"\",\"None\",W4899=\"Unknown\",\"None\")","v":"None"},{"$f":"_xlfn.IFS(H4899=\"LOW WATER CROSSING\",\"Unknown\",G4899=\"Natural\",\"None\",AM4899<AN4899,\"High\",AC4899=\"Functional\",\"Low\",AC4899=\"Non-Functional\",\"Low\",W4899=\"No\",\"Low\",W4899=\"Unknown\",\"None\",X4899=\"Deficiency\",\"None\",W4899=\"Yes\",\"High\",W4899=\"\",\"None\")","v":"None"},0,0,0,0,{"$f":"_xlfn.CONCAT(LEFT(H4899,3),\"-\")&IF(H4899=\"-\",0,COUNTIF($H$4:H4899,H4899))","v":"-0"},{"$f":"_xlfn.IFS($H4899<=0,\"-\",AS4899=1,_xlfn.CONCAT(\"FUN_NONDEF\",\"-DCON_\",LEFT(AQ4899,1),\"-FCON_\",LEFT(AR4899,1)),AT4899=1,_xlfn.CONCAT(\"FUN_DEF\",\"-DCON_\",LEFT(AQ4899,1),\"-FCON_\",LEFT(AR4899,1)),AU4899=1,_xlfn.CONCAT(\"NONFUN_NONDEF\",\"-DCON_\",LEFT(AQ4899,1),\"-FCON_\",LEFT(AR4899,1)),AV4899=1,_xlfn.CONCAT(\"NONFUN_DEF\",\"-DCON_\",LEFT(AQ4899,1),\"-FCON_\",LEFT(AR4899,1)),AS4899+AT4899+AU4899+AV4899<1,_xlfn.CONCAT(\"-\"))","v":"-"}]
[null,null,null,null,null,null,null,null,null,null,null,null,null,null,null,null,null,null,null,null,null,0,null,null,null,null,null,null,null,null,null,0,0,0,0,"Unknown",{"$f":"_xlfn.IFS(G4900=\"Natural\",0,H4900=\"\",0,H4900=\"COASTAL-CONSTRUCTED\",0,G4900=\"Constructed\",_xlfn.XLOOKUP($H4900,'Data Categories'!$U$4:$U$25,'Data Categories'!$V$4:V$25))","v":0},{"$f":"_xlfn.IFS(AK4900=\"\",0,AJ4900=\"Unknown\",0,AK4900>1,AK4900-AJ4900,AK4900=0,0)","v":0},{"$f":"_xlfn.IFS(Y4900=\"\",0,Y4900>1920,_xlfn.XLOOKUP($H4900,'Data Categories'!$AE$20:$AE$42,'Data Categories'!$AG$20:$AG$42,0))","v":0},{"$f":"_xlfn.IFS(Y4900=\"\",0,Y4900>0,(2025-Y4900))","v":0},{"$f":"_xlfn.IFS(Z4900=\"Non-Deficient\",\"Non-Deficient\",Z4900=\"Deficient\",\"Deficient\",AB4900=\"Deficient\",\"Deficient\",Z4900=\"Non-Deficient\",\"Non-Deficient\",AB4900=\"Non-Deficient\",\"Non-Deficient\",P4900=\"\",\"None\",AL4900<0,\"Deficient\",AL4900>10,\"Non-Deficient\")","v":"None"},{"$f":"_xlfn.IFS(H4900=\"LOW WATER CROSSING\",\"Non-Functional\",G4900=\"Natural\",\"Functional\",AA4900=\"Functional\",\"Functional\",AC4900=\"Functional\",\"Functional\",AA4900=\"Non-Functional\",\"Non-Functional\",AC4900=\"Non-Functional\",\"Non-Functional\",AA4900=\"Unknown\",\"Unknown\",AC4900=\"Unknown\",\"Unknown\",AA4900=\"\",\"None\")","v":"None"},{"$f":"_xlfn.IFS(X4900=\"Functionality\",\"Low\",W4900=\"No\",\"Low\",Y4900>=2015,\"High\",Y4900>=1920,\"Low\",W4900=\"\",\"None\",W4900=\"Unknown\",\"None\")","v":"None"},{"$f":"_xlfn.IFS(H4900=\"LOW WATER CROSSING\",\"Unknown\",G4900=\"Natural\",\"None\",AM4900<AN4900,\"High\",AC4900=\"Functional\",\"Low\",AC4900=\"Non-Functional\",\"Low\",W4900=\"No\",\"Low\",W4900=\"Unknown\",\"None\",X4900=\"Deficiency\",\"None\",W4900=\"Yes\",\"High\",W4900=\"\",\"None\")","v":"None"},0,0,0,0,{"$f":"_xlfn.CONCAT(LEFT(H4900,3),\"-\")&IF(H4900=\"-\",0,COUNTIF($H$4:H4900,H4900))","v":"-0"},{"$f":"_xlfn.IFS($H4900<=0,\"-\",AS4900=1,_xlfn.CONCAT(\"FUN_NONDEF\",\"-DCON_\",LEFT(AQ4900,1),\"-FCON_\",LEFT(AR4900,1)),AT4900=1,_xlfn.CONCAT(\"FUN_DEF\",\"-DCON_\",LEFT(AQ4900,1),\"-FCON_\",LEFT(AR4900,1)),AU4900=1,_xlfn.CONCAT(\"NONFUN_NONDEF\",\"-DCON_\",LEFT(AQ4900,1),\"-FCON_\",LEFT(AR4900,1)),AV4900=1,_xlfn.CONCAT(\"NONFUN_DEF\",\"-DCON_\",LEFT(AQ4900,1),\"-FCON_\",LEFT(AR4900,1)),AS4900+AT4900+AU4900+AV4900<1,_xlfn.CONCAT(\"-\"))","v":"-"}]
[null,null,null,null,null,null,null,null,null,null,null,null,null,null,null,null,null,null,null,null,null,0,null,null,null,null,null,null,null,null,null,0,0,0,0,"Unknown",{"$f":"_xlfn.IFS(G4901=\"Natural\",0,H4901=\"\",0,H4901=\"COASTAL-CONSTRUCTED\",0,G4901=\"Constructed\",_xlfn.XLOOKUP($H4901,'Data Categories'!$U$4:$U$25,'Data Categories'!$V$4:V$25))","v":0},{"$f":"_xlfn.IFS(AK4901=\"\",0,AJ4901=\"Unknown\",0,AK4901>1,AK4901-AJ4901,AK4901=0,0)","v":0},{"$f":"_xlfn.IFS(Y4901=\"\",0,Y4901>1920,_xlfn.XLOOKUP($H4901,'Data Categories'!$AE$20:$AE$42,'Data Categories'!$AG$20:$AG$42,0))","v":0},{"$f":"_xlfn.IFS(Y4901=\"\",0,Y4901>0,(2025-Y4901))","v":0},{"$f":"_xlfn.IFS(Z4901=\"Non-Deficient\",\"Non-Deficient\",Z4901=\"Deficient\",\"Deficient\",AB4901=\"Deficient\",\"Deficient\",Z4901=\"Non-Deficient\",\"Non-Deficient\",AB4901=\"Non-Deficient\",\"Non-Deficient\",P4901=\"\",\"None\",AL4901<0,\"Deficient\",AL4901>10,\"Non-Deficient\")","v":"None"},{"$f":"_xlfn.IFS(H4901=\"LOW WATER CROSSING\",\"Non-Functional\",G4901=\"Natural\",\"Functional\",AA4901=\"Functional\",\"Functional\",AC4901=\"Functional\",\"Functional\",AA4901=\"Non-Functional\",\"Non-Functional\",AC4901=\"Non-Functional\",\"Non-Functional\",AA4901=\"Unknown\",\"Unknown\",AC4901=\"Unknown\",\"Unknown\",AA4901=\"\",\"None\")","v":"None"},{"$f":"_xlfn.IFS(X4901=\"Functionality\",\"Low\",W4901=\"No\",\"Low\",Y4901>=2015,\"High\",Y4901>=1920,\"Low\",W4901=\"\",\"None\",W4901=\"Unknown\",\"None\")","v":"None"},{"$f":"_xlfn.IFS(H4901=\"LOW WATER CROSSING\",\"Unknown\",G4901=\"Natural\",\"None\",AM4901<AN4901,\"High\",AC4901=\"Functional\",\"Low\",AC4901=\"Non-Functional\",\"Low\",W4901=\"No\",\"Low\",W4901=\"Unknown\",\"None\",X4901=\"Deficiency\",\"None\",W4901=\"Yes\",\"High\",W4901=\"\",\"None\")","v":"None"},0,0,0,0,{"$f":"_xlfn.CONCAT(LEFT(H4901,3),\"-\")&IF(H4901=\"-\",0,COUNTIF($H$4:H4901,H4901))","v":"-0"},{"$f":"_xlfn.IFS($H4901<=0,\"-\",AS4901=1,_xlfn.CONCAT(\"FUN_NONDEF\",\"-DCON_\",LEFT(AQ4901,1),\"-FCON_\",LEFT(AR4901,1)),AT4901=1,_xlfn.CONCAT(\"FUN_DEF\",\"-DCON_\",LEFT(AQ4901,1),\"-FCON_\",LEFT(AR4901,1)),AU4901=1,_xlfn.CONCAT(\"NONFUN_NONDEF\",\"-DCON_\",LEFT(AQ4901,1),\"-FCON_\",LEFT(AR4901,1)),AV4901=1,_xlfn.CONCAT(\"NONFUN_DEF\",\"-DCON_\",LEFT(AQ4901,1),\"-FCON_\",LEFT(AR4901,1)),AS4901+AT4901+AU4901+AV4901<1,_xlfn.CONCAT(\"-\"))","v":"-"}]
[null,null,null,null,null,null,null,null,null,null,null,null,null,null,null,null,null,null,null,null,null,0,null,null,null,null,null,null,null,null,null,0,0,0,0,"Unknown",{"$f":"_xlfn.IFS(G4902=\"Natural\",0,H4902=\"\",0,H4902=\"COASTAL-CONSTRUCTED\",0,G4902=\"Constructed\",_xlfn.XLOOKUP($H4902,'Data Categories'!$U$4:$U$25,'Data Categories'!$V$4:V$25))","v":0},{"$f":"_xlfn.IFS(AK4902=\"\",0,AJ4902=\"Unknown\",0,AK4902>1,AK4902-AJ4902,AK4902=0,0)","v":0},{"$f":"_xlfn.IFS(Y4902=\"\",0,Y4902>1920,_xlfn.XLOOKUP($H4902,'Data Categories'!$AE$20:$AE$42,'Data Categories'!$AG$20:$AG$42,0))","v":0},{"$f":"_xlfn.IFS(Y4902=\"\",0,Y4902>0,(2025-Y4902))","v":0},{"$f":"_xlfn.IFS(Z4902=\"Non-Deficient\",\"Non-Deficient\",Z4902=\"Deficient\",\"Deficient\",AB4902=\"Deficient\",\"Deficient\",Z4902=\"Non-Deficient\",\"Non-Deficient\",AB4902=\"Non-Deficient\",\"Non-Deficient\",P4902=\"\",\"None\",AL4902<0,\"Deficient\",AL4902>10,\"Non-Deficient\")","v":"None"},{"$f":"_xlfn.IFS(H4902=\"LOW WATER CROSSING\",\"Non-Functional\",G4902=\"Natural\",\"Functional\",AA4902=\"Functional\",\"Functional\",AC4902=\"Functional\",\"Functional\",AA4902=\"Non-Functional\",\"Non-Functional\",AC4902=\"Non-Functional\",\"Non-Functional\",AA4902=\"Unknown\",\"Unknown\",AC4902=\"Unknown\",\"Unknown\",AA4902=\"\",\"None\")","v":"None"},{"$f":"_xlfn.IFS(X4902=\"Functionality\",\"Low\",W4902=\"No\",\"Low\",Y4902>=2015,\"High\",Y4902>=1920,\"Low\",W4902=\"\",\"None\",W4902=\"Unknown\",\"None\")","v":"None"},{"$f":"_xlfn.IFS(H4902=\"LOW WATER CROSSING\",\"Unknown\",G4902=\"Natural\",\"None\",AM4902<AN4902,\"High\",AC4902=\"Functional\",\"Low\",AC4902=\"Non-Functional\",\"Low\",W4902=\"No\",\"Low\",W4902=\"Unknown\",\"None\",X4902=\"Deficiency\",\"None\",W4902=\"Yes\",\"High\",W4902=\"\",\"None\")","v":"None"},0,0,0,0,{"$f":"_xlfn.CONCAT(LEFT(H4902,3),\"-\")&IF(H4902=\"-\",0,COUNTIF($H$4:H4902,H4902))","v":"-0"},{"$f":"_xlfn.IFS($H4902<=0,\"-\",AS4902=1,_xlfn.CONCAT(\"FUN_NONDEF\",\"-DCON_\",LEFT(AQ4902,1),\"-FCON_\",LEFT(AR4902,1)),AT4902=1,_xlfn.CONCAT(\"FUN_DEF\",\"-DCON_\",LEFT(AQ4902,1),\"-FCON_\",LEFT(AR4902,1)),AU4902=1,_xlfn.CONCAT(\"NONFUN_NONDEF\",\"-DCON_\",LEFT(AQ4902,1),\"-FCON_\",LEFT(AR4902,1)),AV4902=1,_xlfn.CONCAT(\"NONFUN_DEF\",\"-DCON_\",LEFT(AQ4902,1),\"-FCON_\",LEFT(AR4902,1)),AS4902+AT4902+AU4902+AV4902<1,_xlfn.CONCAT(\"-\"))","v":"-"}]
[null,null,null,null,null,null,null,null,null,null,null,null,null,null,null,null,null,null,null,null,null,0,null,null,null,null,null,null,null,null,null,0,0,0,0,"Unknown",{"$f":"_xlfn.IFS(G4903=\"Natural\",0,H4903=\"\",0,H4903=\"COASTAL-CONSTRUCTED\",0,G4903=\"Constructed\",_xlfn.XLOOKUP($H4903,'Data Categories'!$U$4:$U$25,'Data Categories'!$V$4:V$25))","v":0},{"$f":"_xlfn.IFS(AK4903=\"\",0,AJ4903=\"Unknown\",0,AK4903>1,AK4903-AJ4903,AK4903=0,0)","v":0},{"$f":"_xlfn.IFS(Y4903=\"\",0,Y4903>1920,_xlfn.XLOOKUP($H4903,'Data Categories'!$AE$20:$AE$42,'Data Categories'!$AG$20:$AG$42,0))","v":0},{"$f":"_xlfn.IFS(Y4903=\"\",0,Y4903>0,(2025-Y4903))","v":0},{"$f":"_xlfn.IFS(Z4903=\"Non-Deficient\",\"Non-Deficient\",Z4903=\"Deficient\",\"Deficient\",AB4903=\"Deficient\",\"Deficient\",Z4903=\"Non-Deficient\",\"Non-Deficient\",AB4903=\"Non-Deficient\",\"Non-Deficient\",P4903=\"\",\"None\",AL4903<0,\"Deficient\",AL4903>10,\"Non-Deficient\")","v":"None"},{"$f":"_xlfn.IFS(H4903=\"LOW WATER CROSSING\",\"Non-Functional\",G4903=\"Natural\",\"Functional\",AA4903=\"Functional\",\"Functional\",AC4903=\"Functional\",\"Functional\",AA4903=\"Non-Functional\",\"Non-Functional\",AC4903=\"Non-Functional\",\"Non-Functional\",AA4903=\"Unknown\",\"Unknown\",AC4903=\"Unknown\",\"Unknown\",AA4903=\"\",\"None\")","v":"None"},{"$f":"_xlfn.IFS(X4903=\"Functionality\",\"Low\",W4903=\"No\",\"Low\",Y4903>=2015,\"High\",Y4903>=1920,\"Low\",W4903=\"\",\"None\",W4903=\"Unknown\",\"None\")","v":"None"},{"$f":"_xlfn.IFS(H4903=\"LOW WATER CROSSING\",\"Unknown\",G4903=\"Natural\",\"None\",AM4903<AN4903,\"High\",AC4903=\"Functional\",\"Low\",AC4903=\"Non-Functional\",\"Low\",W4903=\"No\",\"Low\",W4903=\"Unknown\",\"None\",X4903=\"Deficiency\",\"None\",W4903=\"Yes\",\"High\",W4903=\"\",\"None\")","v":"None"},0,0,0,0,{"$f":"_xlfn.CONCAT(LEFT(H4903,3),\"-\")&IF(H4903=\"-\",0,COUNTIF($H$4:H4903,H4903))","v":"-0"},{"$f":"_xlfn.IFS($H4903<=0,\"-\",AS4903=1,_xlfn.CONCAT(\"FUN_NONDEF\",\"-DCON_\",LEFT(AQ4903,1),\"-FCON_\",LEFT(AR4903,1)),AT4903=1,_xlfn.CONCAT(\"FUN_DEF\",\"-DCON_\",LEFT(AQ4903,1),\"-FCON_\",LEFT(AR4903,1)),AU4903=1,_xlfn.CONCAT(\"NONFUN_NONDEF\",\"-DCON_\",LEFT(AQ4903,1),\"-FCON_\",LEFT(AR4903,1)),AV4903=1,_xlfn.CONCAT(\"NONFUN_DEF\",\"-DCON_\",LEFT(AQ4903,1),\"-FCON_\",LEFT(AR4903,1)),AS4903+AT4903+AU4903+AV4903<1,_xlfn.CONCAT(\"-\"))","v":"-"}]
[null,null,null,null,null,null,null,null,null,null,null,null,null,null,null,null,null,null,null,null,null,0,null,null,null,null,null,null,null,null,null,0,0,0,0,"Unknown",{"$f":"_xlfn.IFS(G4904=\"Natural\",0,H4904=\"\",0,H4904=\"COASTAL-CONSTRUCTED\",0,G4904=\"Constructed\",_xlfn.XLOOKUP($H4904,'Data Categories'!$U$4:$U$25,'Data Categories'!$V$4:V$25))","v":0},{"$f":"_xlfn.IFS(AK4904=\"\",0,AJ4904=\"Unknown\",0,AK4904>1,AK4904-AJ4904,AK4904=0,0)","v":0},{"$f":"_xlfn.IFS(Y4904=\"\",0,Y4904>1920,_xlfn.XLOOKUP($H4904,'Data Categories'!$AE$20:$AE$42,'Data Categories'!$AG$20:$AG$42,0))","v":0},{"$f":"_xlfn.IFS(Y4904=\"\",0,Y4904>0,(2025-Y4904))","v":0},{"$f":"_xlfn.IFS(Z4904=\"Non-Deficient\",\"Non-Deficient\",Z4904=\"Deficient\",\"Deficient\",AB4904=\"Deficient\",\"Deficient\",Z4904=\"Non-Deficient\",\"Non-Deficient\",AB4904=\"Non-Deficient\",\"Non-Deficient\",P4904=\"\",\"None\",AL4904<0,\"Deficient\",AL4904>10,\"Non-Deficient\")","v":"None"},{"$f":"_xlfn.IFS(H4904=\"LOW WATER CROSSING\",\"Non-Functional\",G4904=\"Natural\",\"Functional\",AA4904=\"Functional\",\"Functional\",AC4904=\"Functional\",\"Functional\",AA4904=\"Non-Functional\",\"Non-Functional\",AC4904=\"Non-Functional\",\"Non-Functional\",AA4904=\"Unknown\",\"Unknown\",AC4904=\"Unknown\",\"Unknown\",AA4904=\"\",\"None\")","v":"None"},{"$f":"_xlfn.IFS(X4904=\"Functionality\",\"Low\",W4904=\"No\",\"Low\",Y4904>=2015,\"High\",Y4904>=1920,\"Low\",W4904=\"\",\"None\",W4904=\"Unknown\",\"None\")","v":"None"},{"$f":"_xlfn.IFS(H4904=\"LOW WATER CROSSING\",\"Unknown\",G4904=\"Natural\",\"None\",AM4904<AN4904,\"High\",AC4904=\"Functional\",\"Low\",AC4904=\"Non-Functional\",\"Low\",W4904=\"No\",\"Low\",W4904=\"Unknown\",\"None\",X4904=\"Deficiency\",\"None\",W4904=\"Yes\",\"High\",W4904=\"\",\"None\")","v":"None"},0,0,0,0,{"$f":"_xlfn.CONCAT(LEFT(H4904,3),\"-\")&IF(H4904=\"-\",0,COUNTIF($H$4:H4904,H4904))","v":"-0"},{"$f":"_xlfn.IFS($H4904<=0,\"-\",AS4904=1,_xlfn.CONCAT(\"FUN_NONDEF\",\"-DCON_\",LEFT(AQ4904,1),\"-FCON_\",LEFT(AR4904,1)),AT4904=1,_xlfn.CONCAT(\"FUN_DEF\",\"-DCON_\",LEFT(AQ4904,1),\"-FCON_\",LEFT(AR4904,1)),AU4904=1,_xlfn.CONCAT(\"NONFUN_NONDEF\",\"-DCON_\",LEFT(AQ4904,1),\"-FCON_\",LEFT(AR4904,1)),AV4904=1,_xlfn.CONCAT(\"NONFUN_DEF\",\"-DCON_\",LEFT(AQ4904,1),\"-FCON_\",LEFT(AR4904,1)),AS4904+AT4904+AU4904+AV4904<1,_xlfn.CONCAT(\"-\"))","v":"-"}]
[null,null,null,null,null,null,null,null,null,null,null,null,null,null,null,null,null,null,null,null,null,0,null,null,null,null,null,null,null,null,null,0,0,0,0,"Unknown",{"$f":"_xlfn.IFS(G4905=\"Natural\",0,H4905=\"\",0,H4905=\"COASTAL-CONSTRUCTED\",0,G4905=\"Constructed\",_xlfn.XLOOKUP($H4905,'Data Categories'!$U$4:$U$25,'Data Categories'!$V$4:V$25))","v":0},{"$f":"_xlfn.IFS(AK4905=\"\",0,AJ4905=\"Unknown\",0,AK4905>1,AK4905-AJ4905,AK4905=0,0)","v":0},{"$f":"_xlfn.IFS(Y4905=\"\",0,Y4905>1920,_xlfn.XLOOKUP($H4905,'Data Categories'!$AE$20:$AE$42,'Data Categories'!$AG$20:$AG$42,0))","v":0},{"$f":"_xlfn.IFS(Y4905=\"\",0,Y4905>0,(2025-Y4905))","v":0},{"$f":"_xlfn.IFS(Z4905=\"Non-Deficient\",\"Non-Deficient\",Z4905=\"Deficient\",\"Deficient\",AB4905=\"Deficient\",\"Deficient\",Z4905=\"Non-Deficient\",\"Non-Deficient\",AB4905=\"Non-Deficient\",\"Non-Deficient\",P4905=\"\",\"None\",AL4905<0,\"Deficient\",AL4905>10,\"Non-Deficient\")","v":"None"},{"$f":"_xlfn.IFS(H4905=\"LOW WATER CROSSING\",\"Non-Functional\",G4905=\"Natural\",\"Functional\",AA4905=\"Functional\",\"Functional\",AC4905=\"Functional\",\"Functional\",AA4905=\"Non-Functional\",\"Non-Functional\",AC4905=\"Non-Functional\",\"Non-Functional\",AA4905=\"Unknown\",\"Unknown\",AC4905=\"Unknown\",\"Unknown\",AA4905=\"\",\"None\")","v":"None"},{"$f":"_xlfn.IFS(X4905=\"Functionality\",\"Low\",W4905=\"No\",\"Low\",Y4905>=2015,\"High\",Y4905>=1920,\"Low\",W4905=\"\",\"None\",W4905=\"Unknown\",\"None\")","v":"None"},{"$f":"_xlfn.IFS(H4905=\"LOW WATER CROSSING\",\"Unknown\",G4905=\"Natural\",\"None\",AM4905<AN4905,\"High\",AC4905=\"Functional\",\"Low\",AC4905=\"Non-Functional\",\"Low\",W4905=\"No\",\"Low\",W4905=\"Unknown\",\"None\",X4905=\"Deficiency\",\"None\",W4905=\"Yes\",\"High\",W4905=\"\",\"None\")","v":"None"},0,0,0,0,{"$f":"_xlfn.CONCAT(LEFT(H4905,3),\"-\")&IF(H4905=\"-\",0,COUNTIF($H$4:H4905,H4905))","v":"-0"},{"$f":"_xlfn.IFS($H4905<=0,\"-\",AS4905=1,_xlfn.CONCAT(\"FUN_NONDEF\",\"-DCON_\",LEFT(AQ4905,1),\"-FCON_\",LEFT(AR4905,1)),AT4905=1,_xlfn.CONCAT(\"FUN_DEF\",\"-DCON_\",LEFT(AQ4905,1),\"-FCON_\",LEFT(AR4905,1)),AU4905=1,_xlfn.CONCAT(\"NONFUN_NONDEF\",\"-DCON_\",LEFT(AQ4905,1),\"-FCON_\",LEFT(AR4905,1)),AV4905=1,_xlfn.CONCAT(\"NONFUN_DEF\",\"-DCON_\",LEFT(AQ4905,1),\"-FCON_\",LEFT(AR4905,1)),AS4905+AT4905+AU4905+AV4905<1,_xlfn.CONCAT(\"-\"))","v":"-"}]
[null,null,null,null,null,null,null,null,null,null,null,null,null,null,null,null,null,null,null,null,null,0,null,null,null,null,null,null,null,null,null,0,0,0,0,"Unknown",{"$f":"_xlfn.IFS(G4906=\"Natural\",0,H4906=\"\",0,H4906=\"COASTAL-CONSTRUCTED\",0,G4906=\"Constructed\",_xlfn.XLOOKUP($H4906,'Data Categories'!$U$4:$U$25,'Data Categories'!$V$4:V$25))","v":0},{"$f":"_xlfn.IFS(AK4906=\"\",0,AJ4906=\"Unknown\",0,AK4906>1,AK4906-AJ4906,AK4906=0,0)","v":0},{"$f":"_xlfn.IFS(Y4906=\"\",0,Y4906>1920,_xlfn.XLOOKUP($H4906,'Data Categories'!$AE$20:$AE$42,'Data Categories'!$AG$20:$AG$42,0))","v":0},{"$f":"_xlfn.IFS(Y4906=\"\",0,Y4906>0,(2025-Y4906))","v":0},{"$f":"_xlfn.IFS(Z4906=\"Non-Deficient\",\"Non-Deficient\",Z4906=\"Deficient\",\"Deficient\",AB4906=\"Deficient\",\"Deficient\",Z4906=\"Non-Deficient\",\"Non-Deficient\",AB4906=\"Non-Deficient\",\"Non-Deficient\",P4906=\"\",\"None\",AL4906<0,\"Deficient\",AL4906>10,\"Non-Deficient\")","v":"None"},{"$f":"_xlfn.IFS(H4906=\"LOW WATER CROSSING\",\"Non-Functional\",G4906=\"Natural\",\"Functional\",AA4906=\"Functional\",\"Functional\",AC4906=\"Functional\",\"Functional\",AA4906=\"Non-Functional\",\"Non-Functional\",AC4906=\"Non-Functional\",\"Non-Functional\",AA4906=\"Unknown\",\"Unknown\",AC4906=\"Unknown\",\"Unknown\",AA4906=\"\",\"None\")","v":"None"},{"$f":"_xlfn.IFS(X4906=\"Functionality\",\"Low\",W4906=\"No\",\"Low\",Y4906>=2015,\"High\",Y4906>=1920,\"Low\",W4906=\"\",\"None\",W4906=\"Unknown\",\"None\")","v":"None"},{"$f":"_xlfn.IFS(H4906=\"LOW WATER CROSSING\",\"Unknown\",G4906=\"Natural\",\"None\",AM4906<AN4906,\"High\",AC4906=\"Functional\",\"Low\",AC4906=\"Non-Functional\",\"Low\",W4906=\"No\",\"Low\",W4906=\"Unknown\",\"None\",X4906=\"Deficiency\",\"None\",W4906=\"Yes\",\"High\",W4906=\"\",\"None\")","v":"None"},0,0,0,0,{"$f":"_xlfn.CONCAT(LEFT(H4906,3),\"-\")&IF(H4906=\"-\",0,COUNTIF($H$4:H4906,H4906))","v":"-0"},{"$f":"_xlfn.IFS($H4906<=0,\"-\",AS4906=1,_xlfn.CONCAT(\"FUN_NONDEF\",\"-DCON_\",LEFT(AQ4906,1),\"-FCON_\",LEFT(AR4906,1)),AT4906=1,_xlfn.CONCAT(\"FUN_DEF\",\"-DCON_\",LEFT(AQ4906,1),\"-FCON_\",LEFT(AR4906,1)),AU4906=1,_xlfn.CONCAT(\"NONFUN_NONDEF\",\"-DCON_\",LEFT(AQ4906,1),\"-FCON_\",LEFT(AR4906,1)),AV4906=1,_xlfn.CONCAT(\"NONFUN_DEF\",\"-DCON_\",LEFT(AQ4906,1),\"-FCON_\",LEFT(AR4906,1)),AS4906+AT4906+AU4906+AV4906<1,_xlfn.CONCAT(\"-\"))","v":"-"}]
[null,null,null,null,null,null,null,null,null,null,null,null,null,null,null,null,null,null,null,null,null,0,null,null,null,null,null,null,null,null,null,0,0,0,0,"Unknown",{"$f":"_xlfn.IFS(G4907=\"Natural\",0,H4907=\"\",0,H4907=\"COASTAL-CONSTRUCTED\",0,G4907=\"Constructed\",_xlfn.XLOOKUP($H4907,'Data Categories'!$U$4:$U$25,'Data Categories'!$V$4:V$25))","v":0},{"$f":"_xlfn.IFS(AK4907=\"\",0,AJ4907=\"Unknown\",0,AK4907>1,AK4907-AJ4907,AK4907=0,0)","v":0},{"$f":"_xlfn.IFS(Y4907=\"\",0,Y4907>1920,_xlfn.XLOOKUP($H4907,'Data Categories'!$AE$20:$AE$42,'Data Categories'!$AG$20:$AG$42,0))","v":0},{"$f":"_xlfn.IFS(Y4907=\"\",0,Y4907>0,(2025-Y4907))","v":0},{"$f":"_xlfn.IFS(Z4907=\"Non-Deficient\",\"Non-Deficient\",Z4907=\"Deficient\",\"Deficient\",AB4907=\"Deficient\",\"Deficient\",Z4907=\"Non-Deficient\",\"Non-Deficient\",AB4907=\"Non-Deficient\",\"Non-Deficient\",P4907=\"\",\"None\",AL4907<0,\"Deficient\",AL4907>10,\"Non-Deficient\")","v":"None"},{"$f":"_xlfn.IFS(H4907=\"LOW WATER CROSSING\",\"Non-Functional\",G4907=\"Natural\",\"Functional\",AA4907=\"Functional\",\"Functional\",AC4907=\"Functional\",\"Functional\",AA4907=\"Non-Functional\",\"Non-Functional\",AC4907=\"Non-Functional\",\"Non-Functional\",AA4907=\"Unknown\",\"Unknown\",AC4907=\"Unknown\",\"Unknown\",AA4907=\"\",\"None\")","v":"None"},{"$f":"_xlfn.IFS(X4907=\"Functionality\",\"Low\",W4907=\"No\",\"Low\",Y4907>=2015,\"High\",Y4907>=1920,\"Low\",W4907=\"\",\"None\",W4907=\"Unknown\",\"None\")","v":"None"},{"$f":"_xlfn.IFS(H4907=\"LOW WATER CROSSING\",\"Unknown\",G4907=\"Natural\",\"None\",AM4907<AN4907,\"High\",AC4907=\"Functional\",\"Low\",AC4907=\"Non-Functional\",\"Low\",W4907=\"No\",\"Low\",W4907=\"Unknown\",\"None\",X4907=\"Deficiency\",\"None\",W4907=\"Yes\",\"High\",W4907=\"\",\"None\")","v":"None"},0,0,0,0,{"$f":"_xlfn.CONCAT(LEFT(H4907,3),\"-\")&IF(H4907=\"-\",0,COUNTIF($H$4:H4907,H4907))","v":"-0"},{"$f":"_xlfn.IFS($H4907<=0,\"-\",AS4907=1,_xlfn.CONCAT(\"FUN_NONDEF\",\"-DCON_\",LEFT(AQ4907,1),\"-FCON_\",LEFT(AR4907,1)),AT4907=1,_xlfn.CONCAT(\"FUN_DEF\",\"-DCON_\",LEFT(AQ4907,1),\"-FCON_\",LEFT(AR4907,1)),AU4907=1,_xlfn.CONCAT(\"NONFUN_NONDEF\",\"-DCON_\",LEFT(AQ4907,1),\"-FCON_\",LEFT(AR4907,1)),AV4907=1,_xlfn.CONCAT(\"NONFUN_DEF\",\"-DCON_\",LEFT(AQ4907,1),\"-FCON_\",LEFT(AR4907,1)),AS4907+AT4907+AU4907+AV4907<1,_xlfn.CONCAT(\"-\"))","v":"-"}]
[null,null,null,null,null,null,null,null,null,null,null,null,null,null,null,null,null,null,null,null,null,0,null,null,null,null,null,null,null,null,null,0,0,0,0,"Unknown",{"$f":"_xlfn.IFS(G4908=\"Natural\",0,H4908=\"\",0,H4908=\"COASTAL-CONSTRUCTED\",0,G4908=\"Constructed\",_xlfn.XLOOKUP($H4908,'Data Categories'!$U$4:$U$25,'Data Categories'!$V$4:V$25))","v":0},{"$f":"_xlfn.IFS(AK4908=\"\",0,AJ4908=\"Unknown\",0,AK4908>1,AK4908-AJ4908,AK4908=0,0)","v":0},{"$f":"_xlfn.IFS(Y4908=\"\",0,Y4908>1920,_xlfn.XLOOKUP($H4908,'Data Categories'!$AE$20:$AE$42,'Data Categories'!$AG$20:$AG$42,0))","v":0},{"$f":"_xlfn.IFS(Y4908=\"\",0,Y4908>0,(2025-Y4908))","v":0},{"$f":"_xlfn.IFS(Z4908=\"Non-Deficient\",\"Non-Deficient\",Z4908=\"Deficient\",\"Deficient\",AB4908=\"Deficient\",\"Deficient\",Z4908=\"Non-Deficient\",\"Non-Deficient\",AB4908=\"Non-Deficient\",\"Non-Deficient\",P4908=\"\",\"None\",AL4908<0,\"Deficient\",AL4908>10,\"Non-Deficient\")","v":"None"},{"$f":"_xlfn.IFS(H4908=\"LOW WATER CROSSING\",\"Non-Functional\",G4908=\"Natural\",\"Functional\",AA4908=\"Functional\",\"Functional\",AC4908=\"Functional\",\"Functional\",AA4908=\"Non-Functional\",\"Non-Functional\",AC4908=\"Non-Functional\",\"Non-Functional\",AA4908=\"Unknown\",\"Unknown\",AC4908=\"Unknown\",\"Unknown\",AA4908=\"\",\"None\")","v":"None"},{"$f":"_xlfn.IFS(X4908=\"Functionality\",\"Low\",W4908=\"No\",\"Low\",Y4908>=2015,\"High\",Y4908>=1920,\"Low\",W4908=\"\",\"None\",W4908=\"Unknown\",\"None\")","v":"None"},{"$f":"_xlfn.IFS(H4908=\"LOW WATER CROSSING\",\"Unknown\",G4908=\"Natural\",\"None\",AM4908<AN4908,\"High\",AC4908=\"Functional\",\"Low\",AC4908=\"Non-Functional\",\"Low\",W4908=\"No\",\"Low\",W4908=\"Unknown\",\"None\",X4908=\"Deficiency\",\"None\",W4908=\"Yes\",\"High\",W4908=\"\",\"None\")","v":"None"},0,0,0,0,{"$f":"_xlfn.CONCAT(LEFT(H4908,3),\"-\")&IF(H4908=\"-\",0,COUNTIF($H$4:H4908,H4908))","v":"-0"},{"$f":"_xlfn.IFS($H4908<=0,\"-\",AS4908=1,_xlfn.CONCAT(\"FUN_NONDEF\",\"-DCON_\",LEFT(AQ4908,1),\"-FCON_\",LEFT(AR4908,1)),AT4908=1,_xlfn.CONCAT(\"FUN_DEF\",\"-DCON_\",LEFT(AQ4908,1),\"-FCON_\",LEFT(AR4908,1)),AU4908=1,_xlfn.CONCAT(\"NONFUN_NONDEF\",\"-DCON_\",LEFT(AQ4908,1),\"-FCON_\",LEFT(AR4908,1)),AV4908=1,_xlfn.CONCAT(\"NONFUN_DEF\",\"-DCON_\",LEFT(AQ4908,1),\"-FCON_\",LEFT(AR4908,1)),AS4908+AT4908+AU4908+AV4908<1,_xlfn.CONCAT(\"-\"))","v":"-"}]
[null,null,null,null,null,null,null,null,null,null,null,null,null,null,null,null,null,null,null,null,null,0,null,null,null,null,null,null,null,null,null,0,0,0,0,"Unknown",{"$f":"_xlfn.IFS(G4909=\"Natural\",0,H4909=\"\",0,H4909=\"COASTAL-CONSTRUCTED\",0,G4909=\"Constructed\",_xlfn.XLOOKUP($H4909,'Data Categories'!$U$4:$U$25,'Data Categories'!$V$4:V$25))","v":0},{"$f":"_xlfn.IFS(AK4909=\"\",0,AJ4909=\"Unknown\",0,AK4909>1,AK4909-AJ4909,AK4909=0,0)","v":0},{"$f":"_xlfn.IFS(Y4909=\"\",0,Y4909>1920,_xlfn.XLOOKUP($H4909,'Data Categories'!$AE$20:$AE$42,'Data Categories'!$AG$20:$AG$42,0))","v":0},{"$f":"_xlfn.IFS(Y4909=\"\",0,Y4909>0,(2025-Y4909))","v":0},{"$f":"_xlfn.IFS(Z4909=\"Non-Deficient\",\"Non-Deficient\",Z4909=\"Deficient\",\"Deficient\",AB4909=\"Deficient\",\"Deficient\",Z4909=\"Non-Deficient\",\"Non-Deficient\",AB4909=\"Non-Deficient\",\"Non-Deficient\",P4909=\"\",\"None\",AL4909<0,\"Deficient\",AL4909>10,\"Non-Deficient\")","v":"None"},{"$f":"_xlfn.IFS(H4909=\"LOW WATER CROSSING\",\"Non-Functional\",G4909=\"Natural\",\"Functional\",AA4909=\"Functional\",\"Functional\",AC4909=\"Functional\",\"Functional\",AA4909=\"Non-Functional\",\"Non-Functional\",AC4909=\"Non-Functional\",\"Non-Functional\",AA4909=\"Unknown\",\"Unknown\",AC4909=\"Unknown\",\"Unknown\",AA4909=\"\",\"None\")","v":"None"},{"$f":"_xlfn.IFS(X4909=\"Functionality\",\"Low\",W4909=\"No\",\"Low\",Y4909>=2015,\"High\",Y4909>=1920,\"Low\",W4909=\"\",\"None\",W4909=\"Unknown\",\"None\")","v":"None"},{"$f":"_xlfn.IFS(H4909=\"LOW WATER CROSSING\",\"Unknown\",G4909=\"Natural\",\"None\",AM4909<AN4909,\"High\",AC4909=\"Functional\",\"Low\",AC4909=\"Non-Functional\",\"Low\",W4909=\"No\",\"Low\",W4909=\"Unknown\",\"None\",X4909=\"Deficiency\",\"None\",W4909=\"Yes\",\"High\",W4909=\"\",\"None\")","v":"None"},0,0,0,0,{"$f":"_xlfn.CONCAT(LEFT(H4909,3),\"-\")&IF(H4909=\"-\",0,COUNTIF($H$4:H4909,H4909))","v":"-0"},{"$f":"_xlfn.IFS($H4909<=0,\"-\",AS4909=1,_xlfn.CONCAT(\"FUN_NONDEF\",\"-DCON_\",LEFT(AQ4909,1),\"-FCON_\",LEFT(AR4909,1)),AT4909=1,_xlfn.CONCAT(\"FUN_DEF\",\"-DCON_\",LEFT(AQ4909,1),\"-FCON_\",LEFT(AR4909,1)),AU4909=1,_xlfn.CONCAT(\"NONFUN_NONDEF\",\"-DCON_\",LEFT(AQ4909,1),\"-FCON_\",LEFT(AR4909,1)),AV4909=1,_xlfn.CONCAT(\"NONFUN_DEF\",\"-DCON_\",LEFT(AQ4909,1),\"-FCON_\",LEFT(AR4909,1)),AS4909+AT4909+AU4909+AV4909<1,_xlfn.CONCAT(\"-\"))","v":"-"}]
[null,null,null,null,null,null,null,null,null,null,null,null,null,null,null,null,null,null,null,null,null,0,null,null,null,null,null,null,null,null,null,0,0,0,0,"Unknown",{"$f":"_xlfn.IFS(G4910=\"Natural\",0,H4910=\"\",0,H4910=\"COASTAL-CONSTRUCTED\",0,G4910=\"Constructed\",_xlfn.XLOOKUP($H4910,'Data Categories'!$U$4:$U$25,'Data Categories'!$V$4:V$25))","v":0},{"$f":"_xlfn.IFS(AK4910=\"\",0,AJ4910=\"Unknown\",0,AK4910>1,AK4910-AJ4910,AK4910=0,0)","v":0},{"$f":"_xlfn.IFS(Y4910=\"\",0,Y4910>1920,_xlfn.XLOOKUP($H4910,'Data Categories'!$AE$20:$AE$42,'Data Categories'!$AG$20:$AG$42,0))","v":0},{"$f":"_xlfn.IFS(Y4910=\"\",0,Y4910>0,(2025-Y4910))","v":0},{"$f":"_xlfn.IFS(Z4910=\"Non-Deficient\",\"Non-Deficient\",Z4910=\"Deficient\",\"Deficient\",AB4910=\"Deficient\",\"Deficient\",Z4910=\"Non-Deficient\",\"Non-Deficient\",AB4910=\"Non-Deficient\",\"Non-Deficient\",P4910=\"\",\"None\",AL4910<0,\"Deficient\",AL4910>10,\"Non-Deficient\")","v":"None"},{"$f":"_xlfn.IFS(H4910=\"LOW WATER CROSSING\",\"Non-Functional\",G4910=\"Natural\",\"Functional\",AA4910=\"Functional\",\"Functional\",AC4910=\"Functional\",\"Functional\",AA4910=\"Non-Functional\",\"Non-Functional\",AC4910=\"Non-Functional\",\"Non-Functional\",AA4910=\"Unknown\",\"Unknown\",AC4910=\"Unknown\",\"Unknown\",AA4910=\"\",\"None\")","v":"None"},{"$f":"_xlfn.IFS(X4910=\"Functionality\",\"Low\",W4910=\"No\",\"Low\",Y4910>=2015,\"High\",Y4910>=1920,\"Low\",W4910=\"\",\"None\",W4910=\"Unknown\",\"None\")","v":"None"},{"$f":"_xlfn.IFS(H4910=\"LOW WATER CROSSING\",\"Unknown\",G4910=\"Natural\",\"None\",AM4910<AN4910,\"High\",AC4910=\"Functional\",\"Low\",AC4910=\"Non-Functional\",\"Low\",W4910=\"No\",\"Low\",W4910=\"Unknown\",\"None\",X4910=\"Deficiency\",\"None\",W4910=\"Yes\",\"High\",W4910=\"\",\"None\")","v":"None"},0,0,0,0,{"$f":"_xlfn.CONCAT(LEFT(H4910,3),\"-\")&IF(H4910=\"-\",0,COUNTIF($H$4:H4910,H4910))","v":"-0"},{"$f":"_xlfn.IFS($H4910<=0,\"-\",AS4910=1,_xlfn.CONCAT(\"FUN_NONDEF\",\"-DCON_\",LEFT(AQ4910,1),\"-FCON_\",LEFT(AR4910,1)),AT4910=1,_xlfn.CONCAT(\"FUN_DEF\",\"-DCON_\",LEFT(AQ4910,1),\"-FCON_\",LEFT(AR4910,1)),AU4910=1,_xlfn.CONCAT(\"NONFUN_NONDEF\",\"-DCON_\",LEFT(AQ4910,1),\"-FCON_\",LEFT(AR4910,1)),AV4910=1,_xlfn.CONCAT(\"NONFUN_DEF\",\"-DCON_\",LEFT(AQ4910,1),\"-FCON_\",LEFT(AR4910,1)),AS4910+AT4910+AU4910+AV4910<1,_xlfn.CONCAT(\"-\"))","v":"-"}]
[null,null,null,null,null,null,null,null,null,null,null,null,null,null,null,null,null,null,null,null,null,0,null,null,null,null,null,null,null,null,null,0,0,0,0,"Unknown",{"$f":"_xlfn.IFS(G4911=\"Natural\",0,H4911=\"\",0,H4911=\"COASTAL-CONSTRUCTED\",0,G4911=\"Constructed\",_xlfn.XLOOKUP($H4911,'Data Categories'!$U$4:$U$25,'Data Categories'!$V$4:V$25))","v":0},{"$f":"_xlfn.IFS(AK4911=\"\",0,AJ4911=\"Unknown\",0,AK4911>1,AK4911-AJ4911,AK4911=0,0)","v":0},{"$f":"_xlfn.IFS(Y4911=\"\",0,Y4911>1920,_xlfn.XLOOKUP($H4911,'Data Categories'!$AE$20:$AE$42,'Data Categories'!$AG$20:$AG$42,0))","v":0},{"$f":"_xlfn.IFS(Y4911=\"\",0,Y4911>0,(2025-Y4911))","v":0},{"$f":"_xlfn.IFS(Z4911=\"Non-Deficient\",\"Non-Deficient\",Z4911=\"Deficient\",\"Deficient\",AB4911=\"Deficient\",\"Deficient\",Z4911=\"Non-Deficient\",\"Non-Deficient\",AB4911=\"Non-Deficient\",\"Non-Deficient\",P4911=\"\",\"None\",AL4911<0,\"Deficient\",AL4911>10,\"Non-Deficient\")","v":"None"},{"$f":"_xlfn.IFS(H4911=\"LOW WATER CROSSING\",\"Non-Functional\",G4911=\"Natural\",\"Functional\",AA4911=\"Functional\",\"Functional\",AC4911=\"Functional\",\"Functional\",AA4911=\"Non-Functional\",\"Non-Functional\",AC4911=\"Non-Functional\",\"Non-Functional\",AA4911=\"Unknown\",\"Unknown\",AC4911=\"Unknown\",\"Unknown\",AA4911=\"\",\"None\")","v":"None"},{"$f":"_xlfn.IFS(X4911=\"Functionality\",\"Low\",W4911=\"No\",\"Low\",Y4911>=2015,\"High\",Y4911>=1920,\"Low\",W4911=\"\",\"None\",W4911=\"Unknown\",\"None\")","v":"None"},{"$f":"_xlfn.IFS(H4911=\"LOW WATER CROSSING\",\"Unknown\",G4911=\"Natural\",\"None\",AM4911<AN4911,\"High\",AC4911=\"Functional\",\"Low\",AC4911=\"Non-Functional\",\"Low\",W4911=\"No\",\"Low\",W4911=\"Unknown\",\"None\",X4911=\"Deficiency\",\"None\",W4911=\"Yes\",\"High\",W4911=\"\",\"None\")","v":"None"},0,0,0,0,{"$f":"_xlfn.CONCAT(LEFT(H4911,3),\"-\")&IF(H4911=\"-\",0,COUNTIF($H$4:H4911,H4911))","v":"-0"},{"$f":"_xlfn.IFS($H4911<=0,\"-\",AS4911=1,_xlfn.CONCAT(\"FUN_NONDEF\",\"-DCON_\",LEFT(AQ4911,1),\"-FCON_\",LEFT(AR4911,1)),AT4911=1,_xlfn.CONCAT(\"FUN_DEF\",\"-DCON_\",LEFT(AQ4911,1),\"-FCON_\",LEFT(AR4911,1)),AU4911=1,_xlfn.CONCAT(\"NONFUN_NONDEF\",\"-DCON_\",LEFT(AQ4911,1),\"-FCON_\",LEFT(AR4911,1)),AV4911=1,_xlfn.CONCAT(\"NONFUN_DEF\",\"-DCON_\",LEFT(AQ4911,1),\"-FCON_\",LEFT(AR4911,1)),AS4911+AT4911+AU4911+AV4911<1,_xlfn.CONCAT(\"-\"))","v":"-"}]
[null,null,null,null,null,null,null,null,null,null,null,null,null,null,null,null,null,null,null,null,null,0,null,null,null,null,null,null,null,null,null,0,0,0,0,"Unknown",{"$f":"_xlfn.IFS(G4912=\"Natural\",0,H4912=\"\",0,H4912=\"COASTAL-CONSTRUCTED\",0,G4912=\"Constructed\",_xlfn.XLOOKUP($H4912,'Data Categories'!$U$4:$U$25,'Data Categories'!$V$4:V$25))","v":0},{"$f":"_xlfn.IFS(AK4912=\"\",0,AJ4912=\"Unknown\",0,AK4912>1,AK4912-AJ4912,AK4912=0,0)","v":0},{"$f":"_xlfn.IFS(Y4912=\"\",0,Y4912>1920,_xlfn.XLOOKUP($H4912,'Data Categories'!$AE$20:$AE$42,'Data Categories'!$AG$20:$AG$42,0))","v":0},{"$f":"_xlfn.IFS(Y4912=\"\",0,Y4912>0,(2025-Y4912))","v":0},{"$f":"_xlfn.IFS(Z4912=\"Non-Deficient\",\"Non-Deficient\",Z4912=\"Deficient\",\"Deficient\",AB4912=\"Deficient\",\"Deficient\",Z4912=\"Non-Deficient\",\"Non-Deficient\",AB4912=\"Non-Deficient\",\"Non-Deficient\",P4912=\"\",\"None\",AL4912<0,\"Deficient\",AL4912>10,\"Non-Deficient\")","v":"None"},{"$f":"_xlfn.IFS(H4912=\"LOW WATER CROSSING\",\"Non-Functional\",G4912=\"Natural\",\"Functional\",AA4912=\"Functional\",\"Functional\",AC4912=\"Functional\",\"Functional\",AA4912=\"Non-Functional\",\"Non-Functional\",AC4912=\"Non-Functional\",\"Non-Functional\",AA4912=\"Unknown\",\"Unknown\",AC4912=\"Unknown\",\"Unknown\",AA4912=\"\",\"None\")","v":"None"},{"$f":"_xlfn.IFS(X4912=\"Functionality\",\"Low\",W4912=\"No\",\"Low\",Y4912>=2015,\"High\",Y4912>=1920,\"Low\",W4912=\"\",\"None\",W4912=\"Unknown\",\"None\")","v":"None"},{"$f":"_xlfn.IFS(H4912=\"LOW WATER CROSSING\",\"Unknown\",G4912=\"Natural\",\"None\",AM4912<AN4912,\"High\",AC4912=\"Functional\",\"Low\",AC4912=\"Non-Functional\",\"Low\",W4912=\"No\",\"Low\",W4912=\"Unknown\",\"None\",X4912=\"Deficiency\",\"None\",W4912=\"Yes\",\"High\",W4912=\"\",\"None\")","v":"None"},0,0,0,0,{"$f":"_xlfn.CONCAT(LEFT(H4912,3),\"-\")&IF(H4912=\"-\",0,COUNTIF($H$4:H4912,H4912))","v":"-0"},{"$f":"_xlfn.IFS($H4912<=0,\"-\",AS4912=1,_xlfn.CONCAT(\"FUN_NONDEF\",\"-DCON_\",LEFT(AQ4912,1),\"-FCON_\",LEFT(AR4912,1)),AT4912=1,_xlfn.CONCAT(\"FUN_DEF\",\"-DCON_\",LEFT(AQ4912,1),\"-FCON_\",LEFT(AR4912,1)),AU4912=1,_xlfn.CONCAT(\"NONFUN_NONDEF\",\"-DCON_\",LEFT(AQ4912,1),\"-FCON_\",LEFT(AR4912,1)),AV4912=1,_xlfn.CONCAT(\"NONFUN_DEF\",\"-DCON_\",LEFT(AQ4912,1),\"-FCON_\",LEFT(AR4912,1)),AS4912+AT4912+AU4912+AV4912<1,_xlfn.CONCAT(\"-\"))","v":"-"}]
[null,null,null,null,null,null,null,null,null,null,null,null,null,null,null,null,null,null,null,null,null,0,null,null,null,null,null,null,null,null,null,0,0,0,0,"Unknown",{"$f":"_xlfn.IFS(G4913=\"Natural\",0,H4913=\"\",0,H4913=\"COASTAL-CONSTRUCTED\",0,G4913=\"Constructed\",_xlfn.XLOOKUP($H4913,'Data Categories'!$U$4:$U$25,'Data Categories'!$V$4:V$25))","v":0},{"$f":"_xlfn.IFS(AK4913=\"\",0,AJ4913=\"Unknown\",0,AK4913>1,AK4913-AJ4913,AK4913=0,0)","v":0},{"$f":"_xlfn.IFS(Y4913=\"\",0,Y4913>1920,_xlfn.XLOOKUP($H4913,'Data Categories'!$AE$20:$AE$42,'Data Categories'!$AG$20:$AG$42,0))","v":0},{"$f":"_xlfn.IFS(Y4913=\"\",0,Y4913>0,(2025-Y4913))","v":0},{"$f":"_xlfn.IFS(Z4913=\"Non-Deficient\",\"Non-Deficient\",Z4913=\"Deficient\",\"Deficient\",AB4913=\"Deficient\",\"Deficient\",Z4913=\"Non-Deficient\",\"Non-Deficient\",AB4913=\"Non-Deficient\",\"Non-Deficient\",P4913=\"\",\"None\",AL4913<0,\"Deficient\",AL4913>10,\"Non-Deficient\")","v":"None"},{"$f":"_xlfn.IFS(H4913=\"LOW WATER CROSSING\",\"Non-Functional\",G4913=\"Natural\",\"Functional\",AA4913=\"Functional\",\"Functional\",AC4913=\"Functional\",\"Functional\",AA4913=\"Non-Functional\",\"Non-Functional\",AC4913=\"Non-Functional\",\"Non-Functional\",AA4913=\"Unknown\",\"Unknown\",AC4913=\"Unknown\",\"Unknown\",AA4913=\"\",\"None\")","v":"None"},{"$f":"_xlfn.IFS(X4913=\"Functionality\",\"Low\",W4913=\"No\",\"Low\",Y4913>=2015,\"High\",Y4913>=1920,\"Low\",W4913=\"\",\"None\",W4913=\"Unknown\",\"None\")","v":"None"},{"$f":"_xlfn.IFS(H4913=\"LOW WATER CROSSING\",\"Unknown\",G4913=\"Natural\",\"None\",AM4913<AN4913,\"High\",AC4913=\"Functional\",\"Low\",AC4913=\"Non-Functional\",\"Low\",W4913=\"No\",\"Low\",W4913=\"Unknown\",\"None\",X4913=\"Deficiency\",\"None\",W4913=\"Yes\",\"High\",W4913=\"\",\"None\")","v":"None"},0,0,0,0,{"$f":"_xlfn.CONCAT(LEFT(H4913,3),\"-\")&IF(H4913=\"-\",0,COUNTIF($H$4:H4913,H4913))","v":"-0"},{"$f":"_xlfn.IFS($H4913<=0,\"-\",AS4913=1,_xlfn.CONCAT(\"FUN_NONDEF\",\"-DCON_\",LEFT(AQ4913,1),\"-FCON_\",LEFT(AR4913,1)),AT4913=1,_xlfn.CONCAT(\"FUN_DEF\",\"-DCON_\",LEFT(AQ4913,1),\"-FCON_\",LEFT(AR4913,1)),AU4913=1,_xlfn.CONCAT(\"NONFUN_NONDEF\",\"-DCON_\",LEFT(AQ4913,1),\"-FCON_\",LEFT(AR4913,1)),AV4913=1,_xlfn.CONCAT(\"NONFUN_DEF\",\"-DCON_\",LEFT(AQ4913,1),\"-FCON_\",LEFT(AR4913,1)),AS4913+AT4913+AU4913+AV4913<1,_xlfn.CONCAT(\"-\"))","v":"-"}]
[null,null,null,null,null,null,null,null,null,null,null,null,null,null,null,null,null,null,null,null,null,0,null,null,null,null,null,null,null,null,null,0,0,0,0,"Unknown",{"$f":"_xlfn.IFS(G4914=\"Natural\",0,H4914=\"\",0,H4914=\"COASTAL-CONSTRUCTED\",0,G4914=\"Constructed\",_xlfn.XLOOKUP($H4914,'Data Categories'!$U$4:$U$25,'Data Categories'!$V$4:V$25))","v":0},{"$f":"_xlfn.IFS(AK4914=\"\",0,AJ4914=\"Unknown\",0,AK4914>1,AK4914-AJ4914,AK4914=0,0)","v":0},{"$f":"_xlfn.IFS(Y4914=\"\",0,Y4914>1920,_xlfn.XLOOKUP($H4914,'Data Categories'!$AE$20:$AE$42,'Data Categories'!$AG$20:$AG$42,0))","v":0},{"$f":"_xlfn.IFS(Y4914=\"\",0,Y4914>0,(2025-Y4914))","v":0},{"$f":"_xlfn.IFS(Z4914=\"Non-Deficient\",\"Non-Deficient\",Z4914=\"Deficient\",\"Deficient\",AB4914=\"Deficient\",\"Deficient\",Z4914=\"Non-Deficient\",\"Non-Deficient\",AB4914=\"Non-Deficient\",\"Non-Deficient\",P4914=\"\",\"None\",AL4914<0,\"Deficient\",AL4914>10,\"Non-Deficient\")","v":"None"},{"$f":"_xlfn.IFS(H4914=\"LOW WATER CROSSING\",\"Non-Functional\",G4914=\"Natural\",\"Functional\",AA4914=\"Functional\",\"Functional\",AC4914=\"Functional\",\"Functional\",AA4914=\"Non-Functional\",\"Non-Functional\",AC4914=\"Non-Functional\",\"Non-Functional\",AA4914=\"Unknown\",\"Unknown\",AC4914=\"Unknown\",\"Unknown\",AA4914=\"\",\"None\")","v":"None"},{"$f":"_xlfn.IFS(X4914=\"Functionality\",\"Low\",W4914=\"No\",\"Low\",Y4914>=2015,\"High\",Y4914>=1920,\"Low\",W4914=\"\",\"None\",W4914=\"Unknown\",\"None\")","v":"None"},{"$f":"_xlfn.IFS(H4914=\"LOW WATER CROSSING\",\"Unknown\",G4914=\"Natural\",\"None\",AM4914<AN4914,\"High\",AC4914=\"Functional\",\"Low\",AC4914=\"Non-Functional\",\"Low\",W4914=\"No\",\"Low\",W4914=\"Unknown\",\"None\",X4914=\"Deficiency\",\"None\",W4914=\"Yes\",\"High\",W4914=\"\",\"None\")","v":"None"},0,0,0,0,{"$f":"_xlfn.CONCAT(LEFT(H4914,3),\"-\")&IF(H4914=\"-\",0,COUNTIF($H$4:H4914,H4914))","v":"-0"},{"$f":"_xlfn.IFS($H4914<=0,\"-\",AS4914=1,_xlfn.CONCAT(\"FUN_NONDEF\",\"-DCON_\",LEFT(AQ4914,1),\"-FCON_\",LEFT(AR4914,1)),AT4914=1,_xlfn.CONCAT(\"FUN_DEF\",\"-DCON_\",LEFT(AQ4914,1),\"-FCON_\",LEFT(AR4914,1)),AU4914=1,_xlfn.CONCAT(\"NONFUN_NONDEF\",\"-DCON_\",LEFT(AQ4914,1),\"-FCON_\",LEFT(AR4914,1)),AV4914=1,_xlfn.CONCAT(\"NONFUN_DEF\",\"-DCON_\",LEFT(AQ4914,1),\"-FCON_\",LEFT(AR4914,1)),AS4914+AT4914+AU4914+AV4914<1,_xlfn.CONCAT(\"-\"))","v":"-"}]
[null,null,null,null,null,null,null,null,null,null,null,null,null,null,null,null,null,null,null,null,null,0,null,null,null,null,null,null,null,null,null,0,0,0,0,"Unknown",{"$f":"_xlfn.IFS(G4915=\"Natural\",0,H4915=\"\",0,H4915=\"COASTAL-CONSTRUCTED\",0,G4915=\"Constructed\",_xlfn.XLOOKUP($H4915,'Data Categories'!$U$4:$U$25,'Data Categories'!$V$4:V$25))","v":0},{"$f":"_xlfn.IFS(AK4915=\"\",0,AJ4915=\"Unknown\",0,AK4915>1,AK4915-AJ4915,AK4915=0,0)","v":0},{"$f":"_xlfn.IFS(Y4915=\"\",0,Y4915>1920,_xlfn.XLOOKUP($H4915,'Data Categories'!$AE$20:$AE$42,'Data Categories'!$AG$20:$AG$42,0))","v":0},{"$f":"_xlfn.IFS(Y4915=\"\",0,Y4915>0,(2025-Y4915))","v":0},{"$f":"_xlfn.IFS(Z4915=\"Non-Deficient\",\"Non-Deficient\",Z4915=\"Deficient\",\"Deficient\",AB4915=\"Deficient\",\"Deficient\",Z4915=\"Non-Deficient\",\"Non-Deficient\",AB4915=\"Non-Deficient\",\"Non-Deficient\",P4915=\"\",\"None\",AL4915<0,\"Deficient\",AL4915>10,\"Non-Deficient\")","v":"None"},{"$f":"_xlfn.IFS(H4915=\"LOW WATER CROSSING\",\"Non-Functional\",G4915=\"Natural\",\"Functional\",AA4915=\"Functional\",\"Functional\",AC4915=\"Functional\",\"Functional\",AA4915=\"Non-Functional\",\"Non-Functional\",AC4915=\"Non-Functional\",\"Non-Functional\",AA4915=\"Unknown\",\"Unknown\",AC4915=\"Unknown\",\"Unknown\",AA4915=\"\",\"None\")","v":"None"},{"$f":"_xlfn.IFS(X4915=\"Functionality\",\"Low\",W4915=\"No\",\"Low\",Y4915>=2015,\"High\",Y4915>=1920,\"Low\",W4915=\"\",\"None\",W4915=\"Unknown\",\"None\")","v":"None"},{"$f":"_xlfn.IFS(H4915=\"LOW WATER CROSSING\",\"Unknown\",G4915=\"Natural\",\"None\",AM4915<AN4915,\"High\",AC4915=\"Functional\",\"Low\",AC4915=\"Non-Functional\",\"Low\",W4915=\"No\",\"Low\",W4915=\"Unknown\",\"None\",X4915=\"Deficiency\",\"None\",W4915=\"Yes\",\"High\",W4915=\"\",\"None\")","v":"None"},0,0,0,0,{"$f":"_xlfn.CONCAT(LEFT(H4915,3),\"-\")&IF(H4915=\"-\",0,COUNTIF($H$4:H4915,H4915))","v":"-0"},{"$f":"_xlfn.IFS($H4915<=0,\"-\",AS4915=1,_xlfn.CONCAT(\"FUN_NONDEF\",\"-DCON_\",LEFT(AQ4915,1),\"-FCON_\",LEFT(AR4915,1)),AT4915=1,_xlfn.CONCAT(\"FUN_DEF\",\"-DCON_\",LEFT(AQ4915,1),\"-FCON_\",LEFT(AR4915,1)),AU4915=1,_xlfn.CONCAT(\"NONFUN_NONDEF\",\"-DCON_\",LEFT(AQ4915,1),\"-FCON_\",LEFT(AR4915,1)),AV4915=1,_xlfn.CONCAT(\"NONFUN_DEF\",\"-DCON_\",LEFT(AQ4915,1),\"-FCON_\",LEFT(AR4915,1)),AS4915+AT4915+AU4915+AV4915<1,_xlfn.CONCAT(\"-\"))","v":"-"}]
[null,null,null,null,null,null,null,null,null,null,null,null,null,null,null,null,null,null,null,null,null,0,null,null,null,null,null,null,null,null,null,0,0,0,0,"Unknown",{"$f":"_xlfn.IFS(G4916=\"Natural\",0,H4916=\"\",0,H4916=\"COASTAL-CONSTRUCTED\",0,G4916=\"Constructed\",_xlfn.XLOOKUP($H4916,'Data Categories'!$U$4:$U$25,'Data Categories'!$V$4:V$25))","v":0},{"$f":"_xlfn.IFS(AK4916=\"\",0,AJ4916=\"Unknown\",0,AK4916>1,AK4916-AJ4916,AK4916=0,0)","v":0},{"$f":"_xlfn.IFS(Y4916=\"\",0,Y4916>1920,_xlfn.XLOOKUP($H4916,'Data Categories'!$AE$20:$AE$42,'Data Categories'!$AG$20:$AG$42,0))","v":0},{"$f":"_xlfn.IFS(Y4916=\"\",0,Y4916>0,(2025-Y4916))","v":0},{"$f":"_xlfn.IFS(Z4916=\"Non-Deficient\",\"Non-Deficient\",Z4916=\"Deficient\",\"Deficient\",AB4916=\"Deficient\",\"Deficient\",Z4916=\"Non-Deficient\",\"Non-Deficient\",AB4916=\"Non-Deficient\",\"Non-Deficient\",P4916=\"\",\"None\",AL4916<0,\"Deficient\",AL4916>10,\"Non-Deficient\")","v":"None"},{"$f":"_xlfn.IFS(H4916=\"LOW WATER CROSSING\",\"Non-Functional\",G4916=\"Natural\",\"Functional\",AA4916=\"Functional\",\"Functional\",AC4916=\"Functional\",\"Functional\",AA4916=\"Non-Functional\",\"Non-Functional\",AC4916=\"Non-Functional\",\"Non-Functional\",AA4916=\"Unknown\",\"Unknown\",AC4916=\"Unknown\",\"Unknown\",AA4916=\"\",\"None\")","v":"None"},{"$f":"_xlfn.IFS(X4916=\"Functionality\",\"Low\",W4916=\"No\",\"Low\",Y4916>=2015,\"High\",Y4916>=1920,\"Low\",W4916=\"\",\"None\",W4916=\"Unknown\",\"None\")","v":"None"},{"$f":"_xlfn.IFS(H4916=\"LOW WATER CROSSING\",\"Unknown\",G4916=\"Natural\",\"None\",AM4916<AN4916,\"High\",AC4916=\"Functional\",\"Low\",AC4916=\"Non-Functional\",\"Low\",W4916=\"No\",\"Low\",W4916=\"Unknown\",\"None\",X4916=\"Deficiency\",\"None\",W4916=\"Yes\",\"High\",W4916=\"\",\"None\")","v":"None"},0,0,0,0,{"$f":"_xlfn.CONCAT(LEFT(H4916,3),\"-\")&IF(H4916=\"-\",0,COUNTIF($H$4:H4916,H4916))","v":"-0"},{"$f":"_xlfn.IFS($H4916<=0,\"-\",AS4916=1,_xlfn.CONCAT(\"FUN_NONDEF\",\"-DCON_\",LEFT(AQ4916,1),\"-FCON_\",LEFT(AR4916,1)),AT4916=1,_xlfn.CONCAT(\"FUN_DEF\",\"-DCON_\",LEFT(AQ4916,1),\"-FCON_\",LEFT(AR4916,1)),AU4916=1,_xlfn.CONCAT(\"NONFUN_NONDEF\",\"-DCON_\",LEFT(AQ4916,1),\"-FCON_\",LEFT(AR4916,1)),AV4916=1,_xlfn.CONCAT(\"NONFUN_DEF\",\"-DCON_\",LEFT(AQ4916,1),\"-FCON_\",LEFT(AR4916,1)),AS4916+AT4916+AU4916+AV4916<1,_xlfn.CONCAT(\"-\"))","v":"-"}]
[null,null,null,null,null,null,null,null,null,null,null,null,null,null,null,null,null,null,null,null,null,0,null,null,null,null,null,null,null,null,null,0,0,0,0,"Unknown",{"$f":"_xlfn.IFS(G4917=\"Natural\",0,H4917=\"\",0,H4917=\"COASTAL-CONSTRUCTED\",0,G4917=\"Constructed\",_xlfn.XLOOKUP($H4917,'Data Categories'!$U$4:$U$25,'Data Categories'!$V$4:V$25))","v":0},{"$f":"_xlfn.IFS(AK4917=\"\",0,AJ4917=\"Unknown\",0,AK4917>1,AK4917-AJ4917,AK4917=0,0)","v":0},{"$f":"_xlfn.IFS(Y4917=\"\",0,Y4917>1920,_xlfn.XLOOKUP($H4917,'Data Categories'!$AE$20:$AE$42,'Data Categories'!$AG$20:$AG$42,0))","v":0},{"$f":"_xlfn.IFS(Y4917=\"\",0,Y4917>0,(2025-Y4917))","v":0},{"$f":"_xlfn.IFS(Z4917=\"Non-Deficient\",\"Non-Deficient\",Z4917=\"Deficient\",\"Deficient\",AB4917=\"Deficient\",\"Deficient\",Z4917=\"Non-Deficient\",\"Non-Deficient\",AB4917=\"Non-Deficient\",\"Non-Deficient\",P4917=\"\",\"None\",AL4917<0,\"Deficient\",AL4917>10,\"Non-Deficient\")","v":"None"},{"$f":"_xlfn.IFS(H4917=\"LOW WATER CROSSING\",\"Non-Functional\",G4917=\"Natural\",\"Functional\",AA4917=\"Functional\",\"Functional\",AC4917=\"Functional\",\"Functional\",AA4917=\"Non-Functional\",\"Non-Functional\",AC4917=\"Non-Functional\",\"Non-Functional\",AA4917=\"Unknown\",\"Unknown\",AC4917=\"Unknown\",\"Unknown\",AA4917=\"\",\"None\")","v":"None"},{"$f":"_xlfn.IFS(X4917=\"Functionality\",\"Low\",W4917=\"No\",\"Low\",Y4917>=2015,\"High\",Y4917>=1920,\"Low\",W4917=\"\",\"None\",W4917=\"Unknown\",\"None\")","v":"None"},{"$f":"_xlfn.IFS(H4917=\"LOW WATER CROSSING\",\"Unknown\",G4917=\"Natural\",\"None\",AM4917<AN4917,\"High\",AC4917=\"Functional\",\"Low\",AC4917=\"Non-Functional\",\"Low\",W4917=\"No\",\"Low\",W4917=\"Unknown\",\"None\",X4917=\"Deficiency\",\"None\",W4917=\"Yes\",\"High\",W4917=\"\",\"None\")","v":"None"},0,0,0,0,{"$f":"_xlfn.CONCAT(LEFT(H4917,3),\"-\")&IF(H4917=\"-\",0,COUNTIF($H$4:H4917,H4917))","v":"-0"},{"$f":"_xlfn.IFS($H4917<=0,\"-\",AS4917=1,_xlfn.CONCAT(\"FUN_NONDEF\",\"-DCON_\",LEFT(AQ4917,1),\"-FCON_\",LEFT(AR4917,1)),AT4917=1,_xlfn.CONCAT(\"FUN_DEF\",\"-DCON_\",LEFT(AQ4917,1),\"-FCON_\",LEFT(AR4917,1)),AU4917=1,_xlfn.CONCAT(\"NONFUN_NONDEF\",\"-DCON_\",LEFT(AQ4917,1),\"-FCON_\",LEFT(AR4917,1)),AV4917=1,_xlfn.CONCAT(\"NONFUN_DEF\",\"-DCON_\",LEFT(AQ4917,1),\"-FCON_\",LEFT(AR4917,1)),AS4917+AT4917+AU4917+AV4917<1,_xlfn.CONCAT(\"-\"))","v":"-"}]
[null,null,null,null,null,null,null,null,null,null,null,null,null,null,null,null,null,null,null,null,null,0,null,null,null,null,null,null,null,null,null,0,0,0,0,"Unknown",{"$f":"_xlfn.IFS(G4918=\"Natural\",0,H4918=\"\",0,H4918=\"COASTAL-CONSTRUCTED\",0,G4918=\"Constructed\",_xlfn.XLOOKUP($H4918,'Data Categories'!$U$4:$U$25,'Data Categories'!$V$4:V$25))","v":0},{"$f":"_xlfn.IFS(AK4918=\"\",0,AJ4918=\"Unknown\",0,AK4918>1,AK4918-AJ4918,AK4918=0,0)","v":0},{"$f":"_xlfn.IFS(Y4918=\"\",0,Y4918>1920,_xlfn.XLOOKUP($H4918,'Data Categories'!$AE$20:$AE$42,'Data Categories'!$AG$20:$AG$42,0))","v":0},{"$f":"_xlfn.IFS(Y4918=\"\",0,Y4918>0,(2025-Y4918))","v":0},{"$f":"_xlfn.IFS(Z4918=\"Non-Deficient\",\"Non-Deficient\",Z4918=\"Deficient\",\"Deficient\",AB4918=\"Deficient\",\"Deficient\",Z4918=\"Non-Deficient\",\"Non-Deficient\",AB4918=\"Non-Deficient\",\"Non-Deficient\",P4918=\"\",\"None\",AL4918<0,\"Deficient\",AL4918>10,\"Non-Deficient\")","v":"None"},{"$f":"_xlfn.IFS(H4918=\"LOW WATER CROSSING\",\"Non-Functional\",G4918=\"Natural\",\"Functional\",AA4918=\"Functional\",\"Functional\",AC4918=\"Functional\",\"Functional\",AA4918=\"Non-Functional\",\"Non-Functional\",AC4918=\"Non-Functional\",\"Non-Functional\",AA4918=\"Unknown\",\"Unknown\",AC4918=\"Unknown\",\"Unknown\",AA4918=\"\",\"None\")","v":"None"},{"$f":"_xlfn.IFS(X4918=\"Functionality\",\"Low\",W4918=\"No\",\"Low\",Y4918>=2015,\"High\",Y4918>=1920,\"Low\",W4918=\"\",\"None\",W4918=\"Unknown\",\"None\")","v":"None"},{"$f":"_xlfn.IFS(H4918=\"LOW WATER CROSSING\",\"Unknown\",G4918=\"Natural\",\"None\",AM4918<AN4918,\"High\",AC4918=\"Functional\",\"Low\",AC4918=\"Non-Functional\",\"Low\",W4918=\"No\",\"Low\",W4918=\"Unknown\",\"None\",X4918=\"Deficiency\",\"None\",W4918=\"Yes\",\"High\",W4918=\"\",\"None\")","v":"None"},0,0,0,0,{"$f":"_xlfn.CONCAT(LEFT(H4918,3),\"-\")&IF(H4918=\"-\",0,COUNTIF($H$4:H4918,H4918))","v":"-0"},{"$f":"_xlfn.IFS($H4918<=0,\"-\",AS4918=1,_xlfn.CONCAT(\"FUN_NONDEF\",\"-DCON_\",LEFT(AQ4918,1),\"-FCON_\",LEFT(AR4918,1)),AT4918=1,_xlfn.CONCAT(\"FUN_DEF\",\"-DCON_\",LEFT(AQ4918,1),\"-FCON_\",LEFT(AR4918,1)),AU4918=1,_xlfn.CONCAT(\"NONFUN_NONDEF\",\"-DCON_\",LEFT(AQ4918,1),\"-FCON_\",LEFT(AR4918,1)),AV4918=1,_xlfn.CONCAT(\"NONFUN_DEF\",\"-DCON_\",LEFT(AQ4918,1),\"-FCON_\",LEFT(AR4918,1)),AS4918+AT4918+AU4918+AV4918<1,_xlfn.CONCAT(\"-\"))","v":"-"}]
[null,null,null,null,null,null,null,null,null,null,null,null,null,null,null,null,null,null,null,null,null,0,null,null,null,null,null,null,null,null,null,0,0,0,0,"Unknown",{"$f":"_xlfn.IFS(G4919=\"Natural\",0,H4919=\"\",0,H4919=\"COASTAL-CONSTRUCTED\",0,G4919=\"Constructed\",_xlfn.XLOOKUP($H4919,'Data Categories'!$U$4:$U$25,'Data Categories'!$V$4:V$25))","v":0},{"$f":"_xlfn.IFS(AK4919=\"\",0,AJ4919=\"Unknown\",0,AK4919>1,AK4919-AJ4919,AK4919=0,0)","v":0},{"$f":"_xlfn.IFS(Y4919=\"\",0,Y4919>1920,_xlfn.XLOOKUP($H4919,'Data Categories'!$AE$20:$AE$42,'Data Categories'!$AG$20:$AG$42,0))","v":0},{"$f":"_xlfn.IFS(Y4919=\"\",0,Y4919>0,(2025-Y4919))","v":0},{"$f":"_xlfn.IFS(Z4919=\"Non-Deficient\",\"Non-Deficient\",Z4919=\"Deficient\",\"Deficient\",AB4919=\"Deficient\",\"Deficient\",Z4919=\"Non-Deficient\",\"Non-Deficient\",AB4919=\"Non-Deficient\",\"Non-Deficient\",P4919=\"\",\"None\",AL4919<0,\"Deficient\",AL4919>10,\"Non-Deficient\")","v":"None"},{"$f":"_xlfn.IFS(H4919=\"LOW WATER CROSSING\",\"Non-Functional\",G4919=\"Natural\",\"Functional\",AA4919=\"Functional\",\"Functional\",AC4919=\"Functional\",\"Functional\",AA4919=\"Non-Functional\",\"Non-Functional\",AC4919=\"Non-Functional\",\"Non-Functional\",AA4919=\"Unknown\",\"Unknown\",AC4919=\"Unknown\",\"Unknown\",AA4919=\"\",\"None\")","v":"None"},{"$f":"_xlfn.IFS(X4919=\"Functionality\",\"Low\",W4919=\"No\",\"Low\",Y4919>=2015,\"High\",Y4919>=1920,\"Low\",W4919=\"\",\"None\",W4919=\"Unknown\",\"None\")","v":"None"},{"$f":"_xlfn.IFS(H4919=\"LOW WATER CROSSING\",\"Unknown\",G4919=\"Natural\",\"None\",AM4919<AN4919,\"High\",AC4919=\"Functional\",\"Low\",AC4919=\"Non-Functional\",\"Low\",W4919=\"No\",\"Low\",W4919=\"Unknown\",\"None\",X4919=\"Deficiency\",\"None\",W4919=\"Yes\",\"High\",W4919=\"\",\"None\")","v":"None"},0,0,0,0,{"$f":"_xlfn.CONCAT(LEFT(H4919,3),\"-\")&IF(H4919=\"-\",0,COUNTIF($H$4:H4919,H4919))","v":"-0"},{"$f":"_xlfn.IFS($H4919<=0,\"-\",AS4919=1,_xlfn.CONCAT(\"FUN_NONDEF\",\"-DCON_\",LEFT(AQ4919,1),\"-FCON_\",LEFT(AR4919,1)),AT4919=1,_xlfn.CONCAT(\"FUN_DEF\",\"-DCON_\",LEFT(AQ4919,1),\"-FCON_\",LEFT(AR4919,1)),AU4919=1,_xlfn.CONCAT(\"NONFUN_NONDEF\",\"-DCON_\",LEFT(AQ4919,1),\"-FCON_\",LEFT(AR4919,1)),AV4919=1,_xlfn.CONCAT(\"NONFUN_DEF\",\"-DCON_\",LEFT(AQ4919,1),\"-FCON_\",LEFT(AR4919,1)),AS4919+AT4919+AU4919+AV4919<1,_xlfn.CONCAT(\"-\"))","v":"-"}]
[null,null,null,null,null,null,null,null,null,null,null,null,null,null,null,null,null,null,null,null,null,0,null,null,null,null,null,null,null,null,null,0,0,0,0,"Unknown",{"$f":"_xlfn.IFS(G4920=\"Natural\",0,H4920=\"\",0,H4920=\"COASTAL-CONSTRUCTED\",0,G4920=\"Constructed\",_xlfn.XLOOKUP($H4920,'Data Categories'!$U$4:$U$25,'Data Categories'!$V$4:V$25))","v":0},{"$f":"_xlfn.IFS(AK4920=\"\",0,AJ4920=\"Unknown\",0,AK4920>1,AK4920-AJ4920,AK4920=0,0)","v":0},{"$f":"_xlfn.IFS(Y4920=\"\",0,Y4920>1920,_xlfn.XLOOKUP($H4920,'Data Categories'!$AE$20:$AE$42,'Data Categories'!$AG$20:$AG$42,0))","v":0},{"$f":"_xlfn.IFS(Y4920=\"\",0,Y4920>0,(2025-Y4920))","v":0},{"$f":"_xlfn.IFS(Z4920=\"Non-Deficient\",\"Non-Deficient\",Z4920=\"Deficient\",\"Deficient\",AB4920=\"Deficient\",\"Deficient\",Z4920=\"Non-Deficient\",\"Non-Deficient\",AB4920=\"Non-Deficient\",\"Non-Deficient\",P4920=\"\",\"None\",AL4920<0,\"Deficient\",AL4920>10,\"Non-Deficient\")","v":"None"},{"$f":"_xlfn.IFS(H4920=\"LOW WATER CROSSING\",\"Non-Functional\",G4920=\"Natural\",\"Functional\",AA4920=\"Functional\",\"Functional\",AC4920=\"Functional\",\"Functional\",AA4920=\"Non-Functional\",\"Non-Functional\",AC4920=\"Non-Functional\",\"Non-Functional\",AA4920=\"Unknown\",\"Unknown\",AC4920=\"Unknown\",\"Unknown\",AA4920=\"\",\"None\")","v":"None"},{"$f":"_xlfn.IFS(X4920=\"Functionality\",\"Low\",W4920=\"No\",\"Low\",Y4920>=2015,\"High\",Y4920>=1920,\"Low\",W4920=\"\",\"None\",W4920=\"Unknown\",\"None\")","v":"None"},{"$f":"_xlfn.IFS(H4920=\"LOW WATER CROSSING\",\"Unknown\",G4920=\"Natural\",\"None\",AM4920<AN4920,\"High\",AC4920=\"Functional\",\"Low\",AC4920=\"Non-Functional\",\"Low\",W4920=\"No\",\"Low\",W4920=\"Unknown\",\"None\",X4920=\"Deficiency\",\"None\",W4920=\"Yes\",\"High\",W4920=\"\",\"None\")","v":"None"},0,0,0,0,{"$f":"_xlfn.CONCAT(LEFT(H4920,3),\"-\")&IF(H4920=\"-\",0,COUNTIF($H$4:H4920,H4920))","v":"-0"},{"$f":"_xlfn.IFS($H4920<=0,\"-\",AS4920=1,_xlfn.CONCAT(\"FUN_NONDEF\",\"-DCON_\",LEFT(AQ4920,1),\"-FCON_\",LEFT(AR4920,1)),AT4920=1,_xlfn.CONCAT(\"FUN_DEF\",\"-DCON_\",LEFT(AQ4920,1),\"-FCON_\",LEFT(AR4920,1)),AU4920=1,_xlfn.CONCAT(\"NONFUN_NONDEF\",\"-DCON_\",LEFT(AQ4920,1),\"-FCON_\",LEFT(AR4920,1)),AV4920=1,_xlfn.CONCAT(\"NONFUN_DEF\",\"-DCON_\",LEFT(AQ4920,1),\"-FCON_\",LEFT(AR4920,1)),AS4920+AT4920+AU4920+AV4920<1,_xlfn.CONCAT(\"-\"))","v":"-"}]
[null,null,null,null,null,null,null,null,null,null,null,null,null,null,null,null,null,null,null,null,null,0,null,null,null,null,null,null,null,null,null,0,0,0,0,"Unknown",{"$f":"_xlfn.IFS(G4921=\"Natural\",0,H4921=\"\",0,H4921=\"COASTAL-CONSTRUCTED\",0,G4921=\"Constructed\",_xlfn.XLOOKUP($H4921,'Data Categories'!$U$4:$U$25,'Data Categories'!$V$4:V$25))","v":0},{"$f":"_xlfn.IFS(AK4921=\"\",0,AJ4921=\"Unknown\",0,AK4921>1,AK4921-AJ4921,AK4921=0,0)","v":0},{"$f":"_xlfn.IFS(Y4921=\"\",0,Y4921>1920,_xlfn.XLOOKUP($H4921,'Data Categories'!$AE$20:$AE$42,'Data Categories'!$AG$20:$AG$42,0))","v":0},{"$f":"_xlfn.IFS(Y4921=\"\",0,Y4921>0,(2025-Y4921))","v":0},{"$f":"_xlfn.IFS(Z4921=\"Non-Deficient\",\"Non-Deficient\",Z4921=\"Deficient\",\"Deficient\",AB4921=\"Deficient\",\"Deficient\",Z4921=\"Non-Deficient\",\"Non-Deficient\",AB4921=\"Non-Deficient\",\"Non-Deficient\",P4921=\"\",\"None\",AL4921<0,\"Deficient\",AL4921>10,\"Non-Deficient\")","v":"None"},{"$f":"_xlfn.IFS(H4921=\"LOW WATER CROSSING\",\"Non-Functional\",G4921=\"Natural\",\"Functional\",AA4921=\"Functional\",\"Functional\",AC4921=\"Functional\",\"Functional\",AA4921=\"Non-Functional\",\"Non-Functional\",AC4921=\"Non-Functional\",\"Non-Functional\",AA4921=\"Unknown\",\"Unknown\",AC4921=\"Unknown\",\"Unknown\",AA4921=\"\",\"None\")","v":"None"},{"$f":"_xlfn.IFS(X4921=\"Functionality\",\"Low\",W4921=\"No\",\"Low\",Y4921>=2015,\"High\",Y4921>=1920,\"Low\",W4921=\"\",\"None\",W4921=\"Unknown\",\"None\")","v":"None"},{"$f":"_xlfn.IFS(H4921=\"LOW WATER CROSSING\",\"Unknown\",G4921=\"Natural\",\"None\",AM4921<AN4921,\"High\",AC4921=\"Functional\",\"Low\",AC4921=\"Non-Functional\",\"Low\",W4921=\"No\",\"Low\",W4921=\"Unknown\",\"None\",X4921=\"Deficiency\",\"None\",W4921=\"Yes\",\"High\",W4921=\"\",\"None\")","v":"None"},0,0,0,0,{"$f":"_xlfn.CONCAT(LEFT(H4921,3),\"-\")&IF(H4921=\"-\",0,COUNTIF($H$4:H4921,H4921))","v":"-0"},{"$f":"_xlfn.IFS($H4921<=0,\"-\",AS4921=1,_xlfn.CONCAT(\"FUN_NONDEF\",\"-DCON_\",LEFT(AQ4921,1),\"-FCON_\",LEFT(AR4921,1)),AT4921=1,_xlfn.CONCAT(\"FUN_DEF\",\"-DCON_\",LEFT(AQ4921,1),\"-FCON_\",LEFT(AR4921,1)),AU4921=1,_xlfn.CONCAT(\"NONFUN_NONDEF\",\"-DCON_\",LEFT(AQ4921,1),\"-FCON_\",LEFT(AR4921,1)),AV4921=1,_xlfn.CONCAT(\"NONFUN_DEF\",\"-DCON_\",LEFT(AQ4921,1),\"-FCON_\",LEFT(AR4921,1)),AS4921+AT4921+AU4921+AV4921<1,_xlfn.CONCAT(\"-\"))","v":"-"}]
[null,null,null,null,null,null,null,null,null,null,null,null,null,null,null,null,null,null,null,null,null,0,null,null,null,null,null,null,null,null,null,0,0,0,0,"Unknown",{"$f":"_xlfn.IFS(G4922=\"Natural\",0,H4922=\"\",0,H4922=\"COASTAL-CONSTRUCTED\",0,G4922=\"Constructed\",_xlfn.XLOOKUP($H4922,'Data Categories'!$U$4:$U$25,'Data Categories'!$V$4:V$25))","v":0},{"$f":"_xlfn.IFS(AK4922=\"\",0,AJ4922=\"Unknown\",0,AK4922>1,AK4922-AJ4922,AK4922=0,0)","v":0},{"$f":"_xlfn.IFS(Y4922=\"\",0,Y4922>1920,_xlfn.XLOOKUP($H4922,'Data Categories'!$AE$20:$AE$42,'Data Categories'!$AG$20:$AG$42,0))","v":0},{"$f":"_xlfn.IFS(Y4922=\"\",0,Y4922>0,(2025-Y4922))","v":0},{"$f":"_xlfn.IFS(Z4922=\"Non-Deficient\",\"Non-Deficient\",Z4922=\"Deficient\",\"Deficient\",AB4922=\"Deficient\",\"Deficient\",Z4922=\"Non-Deficient\",\"Non-Deficient\",AB4922=\"Non-Deficient\",\"Non-Deficient\",P4922=\"\",\"None\",AL4922<0,\"Deficient\",AL4922>10,\"Non-Deficient\")","v":"None"},{"$f":"_xlfn.IFS(H4922=\"LOW WATER CROSSING\",\"Non-Functional\",G4922=\"Natural\",\"Functional\",AA4922=\"Functional\",\"Functional\",AC4922=\"Functional\",\"Functional\",AA4922=\"Non-Functional\",\"Non-Functional\",AC4922=\"Non-Functional\",\"Non-Functional\",AA4922=\"Unknown\",\"Unknown\",AC4922=\"Unknown\",\"Unknown\",AA4922=\"\",\"None\")","v":"None"},{"$f":"_xlfn.IFS(X4922=\"Functionality\",\"Low\",W4922=\"No\",\"Low\",Y4922>=2015,\"High\",Y4922>=1920,\"Low\",W4922=\"\",\"None\",W4922=\"Unknown\",\"None\")","v":"None"},{"$f":"_xlfn.IFS(H4922=\"LOW WATER CROSSING\",\"Unknown\",G4922=\"Natural\",\"None\",AM4922<AN4922,\"High\",AC4922=\"Functional\",\"Low\",AC4922=\"Non-Functional\",\"Low\",W4922=\"No\",\"Low\",W4922=\"Unknown\",\"None\",X4922=\"Deficiency\",\"None\",W4922=\"Yes\",\"High\",W4922=\"\",\"None\")","v":"None"},0,0,0,0,{"$f":"_xlfn.CONCAT(LEFT(H4922,3),\"-\")&IF(H4922=\"-\",0,COUNTIF($H$4:H4922,H4922))","v":"-0"},{"$f":"_xlfn.IFS($H4922<=0,\"-\",AS4922=1,_xlfn.CONCAT(\"FUN_NONDEF\",\"-DCON_\",LEFT(AQ4922,1),\"-FCON_\",LEFT(AR4922,1)),AT4922=1,_xlfn.CONCAT(\"FUN_DEF\",\"-DCON_\",LEFT(AQ4922,1),\"-FCON_\",LEFT(AR4922,1)),AU4922=1,_xlfn.CONCAT(\"NONFUN_NONDEF\",\"-DCON_\",LEFT(AQ4922,1),\"-FCON_\",LEFT(AR4922,1)),AV4922=1,_xlfn.CONCAT(\"NONFUN_DEF\",\"-DCON_\",LEFT(AQ4922,1),\"-FCON_\",LEFT(AR4922,1)),AS4922+AT4922+AU4922+AV4922<1,_xlfn.CONCAT(\"-\"))","v":"-"}]
[null,null,null,null,null,null,null,null,null,null,null,null,null,null,null,null,null,null,null,null,null,0,null,null,null,null,null,null,null,null,null,0,0,0,0,"Unknown",{"$f":"_xlfn.IFS(G4923=\"Natural\",0,H4923=\"\",0,H4923=\"COASTAL-CONSTRUCTED\",0,G4923=\"Constructed\",_xlfn.XLOOKUP($H4923,'Data Categories'!$U$4:$U$25,'Data Categories'!$V$4:V$25))","v":0},{"$f":"_xlfn.IFS(AK4923=\"\",0,AJ4923=\"Unknown\",0,AK4923>1,AK4923-AJ4923,AK4923=0,0)","v":0},{"$f":"_xlfn.IFS(Y4923=\"\",0,Y4923>1920,_xlfn.XLOOKUP($H4923,'Data Categories'!$AE$20:$AE$42,'Data Categories'!$AG$20:$AG$42,0))","v":0},{"$f":"_xlfn.IFS(Y4923=\"\",0,Y4923>0,(2025-Y4923))","v":0},{"$f":"_xlfn.IFS(Z4923=\"Non-Deficient\",\"Non-Deficient\",Z4923=\"Deficient\",\"Deficient\",AB4923=\"Deficient\",\"Deficient\",Z4923=\"Non-Deficient\",\"Non-Deficient\",AB4923=\"Non-Deficient\",\"Non-Deficient\",P4923=\"\",\"None\",AL4923<0,\"Deficient\",AL4923>10,\"Non-Deficient\")","v":"None"},{"$f":"_xlfn.IFS(H4923=\"LOW WATER CROSSING\",\"Non-Functional\",G4923=\"Natural\",\"Functional\",AA4923=\"Functional\",\"Functional\",AC4923=\"Functional\",\"Functional\",AA4923=\"Non-Functional\",\"Non-Functional\",AC4923=\"Non-Functional\",\"Non-Functional\",AA4923=\"Unknown\",\"Unknown\",AC4923=\"Unknown\",\"Unknown\",AA4923=\"\",\"None\")","v":"None"},{"$f":"_xlfn.IFS(X4923=\"Functionality\",\"Low\",W4923=\"No\",\"Low\",Y4923>=2015,\"High\",Y4923>=1920,\"Low\",W4923=\"\",\"None\",W4923=\"Unknown\",\"None\")","v":"None"},{"$f":"_xlfn.IFS(H4923=\"LOW WATER CROSSING\",\"Unknown\",G4923=\"Natural\",\"None\",AM4923<AN4923,\"High\",AC4923=\"Functional\",\"Low\",AC4923=\"Non-Functional\",\"Low\",W4923=\"No\",\"Low\",W4923=\"Unknown\",\"None\",X4923=\"Deficiency\",\"None\",W4923=\"Yes\",\"High\",W4923=\"\",\"None\")","v":"None"},0,0,0,0,{"$f":"_xlfn.CONCAT(LEFT(H4923,3),\"-\")&IF(H4923=\"-\",0,COUNTIF($H$4:H4923,H4923))","v":"-0"},{"$f":"_xlfn.IFS($H4923<=0,\"-\",AS4923=1,_xlfn.CONCAT(\"FUN_NONDEF\",\"-DCON_\",LEFT(AQ4923,1),\"-FCON_\",LEFT(AR4923,1)),AT4923=1,_xlfn.CONCAT(\"FUN_DEF\",\"-DCON_\",LEFT(AQ4923,1),\"-FCON_\",LEFT(AR4923,1)),AU4923=1,_xlfn.CONCAT(\"NONFUN_NONDEF\",\"-DCON_\",LEFT(AQ4923,1),\"-FCON_\",LEFT(AR4923,1)),AV4923=1,_xlfn.CONCAT(\"NONFUN_DEF\",\"-DCON_\",LEFT(AQ4923,1),\"-FCON_\",LEFT(AR4923,1)),AS4923+AT4923+AU4923+AV4923<1,_xlfn.CONCAT(\"-\"))","v":"-"}]
[null,null,null,null,null,null,null,null,null,null,null,null,null,null,null,null,null,null,null,null,null,0,null,null,null,null,null,null,null,null,null,0,0,0,0,"Unknown",{"$f":"_xlfn.IFS(G4924=\"Natural\",0,H4924=\"\",0,H4924=\"COASTAL-CONSTRUCTED\",0,G4924=\"Constructed\",_xlfn.XLOOKUP($H4924,'Data Categories'!$U$4:$U$25,'Data Categories'!$V$4:V$25))","v":0},{"$f":"_xlfn.IFS(AK4924=\"\",0,AJ4924=\"Unknown\",0,AK4924>1,AK4924-AJ4924,AK4924=0,0)","v":0},{"$f":"_xlfn.IFS(Y4924=\"\",0,Y4924>1920,_xlfn.XLOOKUP($H4924,'Data Categories'!$AE$20:$AE$42,'Data Categories'!$AG$20:$AG$42,0))","v":0},{"$f":"_xlfn.IFS(Y4924=\"\",0,Y4924>0,(2025-Y4924))","v":0},{"$f":"_xlfn.IFS(Z4924=\"Non-Deficient\",\"Non-Deficient\",Z4924=\"Deficient\",\"Deficient\",AB4924=\"Deficient\",\"Deficient\",Z4924=\"Non-Deficient\",\"Non-Deficient\",AB4924=\"Non-Deficient\",\"Non-Deficient\",P4924=\"\",\"None\",AL4924<0,\"Deficient\",AL4924>10,\"Non-Deficient\")","v":"None"},{"$f":"_xlfn.IFS(H4924=\"LOW WATER CROSSING\",\"Non-Functional\",G4924=\"Natural\",\"Functional\",AA4924=\"Functional\",\"Functional\",AC4924=\"Functional\",\"Functional\",AA4924=\"Non-Functional\",\"Non-Functional\",AC4924=\"Non-Functional\",\"Non-Functional\",AA4924=\"Unknown\",\"Unknown\",AC4924=\"Unknown\",\"Unknown\",AA4924=\"\",\"None\")","v":"None"},{"$f":"_xlfn.IFS(X4924=\"Functionality\",\"Low\",W4924=\"No\",\"Low\",Y4924>=2015,\"High\",Y4924>=1920,\"Low\",W4924=\"\",\"None\",W4924=\"Unknown\",\"None\")","v":"None"},{"$f":"_xlfn.IFS(H4924=\"LOW WATER CROSSING\",\"Unknown\",G4924=\"Natural\",\"None\",AM4924<AN4924,\"High\",AC4924=\"Functional\",\"Low\",AC4924=\"Non-Functional\",\"Low\",W4924=\"No\",\"Low\",W4924=\"Unknown\",\"None\",X4924=\"Deficiency\",\"None\",W4924=\"Yes\",\"High\",W4924=\"\",\"None\")","v":"None"},0,0,0,0,{"$f":"_xlfn.CONCAT(LEFT(H4924,3),\"-\")&IF(H4924=\"-\",0,COUNTIF($H$4:H4924,H4924))","v":"-0"},{"$f":"_xlfn.IFS($H4924<=0,\"-\",AS4924=1,_xlfn.CONCAT(\"FUN_NONDEF\",\"-DCON_\",LEFT(AQ4924,1),\"-FCON_\",LEFT(AR4924,1)),AT4924=1,_xlfn.CONCAT(\"FUN_DEF\",\"-DCON_\",LEFT(AQ4924,1),\"-FCON_\",LEFT(AR4924,1)),AU4924=1,_xlfn.CONCAT(\"NONFUN_NONDEF\",\"-DCON_\",LEFT(AQ4924,1),\"-FCON_\",LEFT(AR4924,1)),AV4924=1,_xlfn.CONCAT(\"NONFUN_DEF\",\"-DCON_\",LEFT(AQ4924,1),\"-FCON_\",LEFT(AR4924,1)),AS4924+AT4924+AU4924+AV4924<1,_xlfn.CONCAT(\"-\"))","v":"-"}]
[null,null,null,null,null,null,null,null,null,null,null,null,null,null,null,null,null,null,null,null,null,0,null,null,null,null,null,null,null,null,null,0,0,0,0,"Unknown",{"$f":"_xlfn.IFS(G4925=\"Natural\",0,H4925=\"\",0,H4925=\"COASTAL-CONSTRUCTED\",0,G4925=\"Constructed\",_xlfn.XLOOKUP($H4925,'Data Categories'!$U$4:$U$25,'Data Categories'!$V$4:V$25))","v":0},{"$f":"_xlfn.IFS(AK4925=\"\",0,AJ4925=\"Unknown\",0,AK4925>1,AK4925-AJ4925,AK4925=0,0)","v":0},{"$f":"_xlfn.IFS(Y4925=\"\",0,Y4925>1920,_xlfn.XLOOKUP($H4925,'Data Categories'!$AE$20:$AE$42,'Data Categories'!$AG$20:$AG$42,0))","v":0},{"$f":"_xlfn.IFS(Y4925=\"\",0,Y4925>0,(2025-Y4925))","v":0},{"$f":"_xlfn.IFS(Z4925=\"Non-Deficient\",\"Non-Deficient\",Z4925=\"Deficient\",\"Deficient\",AB4925=\"Deficient\",\"Deficient\",Z4925=\"Non-Deficient\",\"Non-Deficient\",AB4925=\"Non-Deficient\",\"Non-Deficient\",P4925=\"\",\"None\",AL4925<0,\"Deficient\",AL4925>10,\"Non-Deficient\")","v":"None"},{"$f":"_xlfn.IFS(H4925=\"LOW WATER CROSSING\",\"Non-Functional\",G4925=\"Natural\",\"Functional\",AA4925=\"Functional\",\"Functional\",AC4925=\"Functional\",\"Functional\",AA4925=\"Non-Functional\",\"Non-Functional\",AC4925=\"Non-Functional\",\"Non-Functional\",AA4925=\"Unknown\",\"Unknown\",AC4925=\"Unknown\",\"Unknown\",AA4925=\"\",\"None\")","v":"None"},{"$f":"_xlfn.IFS(X4925=\"Functionality\",\"Low\",W4925=\"No\",\"Low\",Y4925>=2015,\"High\",Y4925>=1920,\"Low\",W4925=\"\",\"None\",W4925=\"Unknown\",\"None\")","v":"None"},{"$f":"_xlfn.IFS(H4925=\"LOW WATER CROSSING\",\"Unknown\",G4925=\"Natural\",\"None\",AM4925<AN4925,\"High\",AC4925=\"Functional\",\"Low\",AC4925=\"Non-Functional\",\"Low\",W4925=\"No\",\"Low\",W4925=\"Unknown\",\"None\",X4925=\"Deficiency\",\"None\",W4925=\"Yes\",\"High\",W4925=\"\",\"None\")","v":"None"},0,0,0,0,{"$f":"_xlfn.CONCAT(LEFT(H4925,3),\"-\")&IF(H4925=\"-\",0,COUNTIF($H$4:H4925,H4925))","v":"-0"},{"$f":"_xlfn.IFS($H4925<=0,\"-\",AS4925=1,_xlfn.CONCAT(\"FUN_NONDEF\",\"-DCON_\",LEFT(AQ4925,1),\"-FCON_\",LEFT(AR4925,1)),AT4925=1,_xlfn.CONCAT(\"FUN_DEF\",\"-DCON_\",LEFT(AQ4925,1),\"-FCON_\",LEFT(AR4925,1)),AU4925=1,_xlfn.CONCAT(\"NONFUN_NONDEF\",\"-DCON_\",LEFT(AQ4925,1),\"-FCON_\",LEFT(AR4925,1)),AV4925=1,_xlfn.CONCAT(\"NONFUN_DEF\",\"-DCON_\",LEFT(AQ4925,1),\"-FCON_\",LEFT(AR4925,1)),AS4925+AT4925+AU4925+AV4925<1,_xlfn.CONCAT(\"-\"))","v":"-"}]
[null,null,null,null,null,null,null,null,null,null,null,null,null,null,null,null,null,null,null,null,null,0,null,null,null,null,null,null,null,null,null,0,0,0,0,"Unknown",{"$f":"_xlfn.IFS(G4926=\"Natural\",0,H4926=\"\",0,H4926=\"COASTAL-CONSTRUCTED\",0,G4926=\"Constructed\",_xlfn.XLOOKUP($H4926,'Data Categories'!$U$4:$U$25,'Data Categories'!$V$4:V$25))","v":0},{"$f":"_xlfn.IFS(AK4926=\"\",0,AJ4926=\"Unknown\",0,AK4926>1,AK4926-AJ4926,AK4926=0,0)","v":0},{"$f":"_xlfn.IFS(Y4926=\"\",0,Y4926>1920,_xlfn.XLOOKUP($H4926,'Data Categories'!$AE$20:$AE$42,'Data Categories'!$AG$20:$AG$42,0))","v":0},{"$f":"_xlfn.IFS(Y4926=\"\",0,Y4926>0,(2025-Y4926))","v":0},{"$f":"_xlfn.IFS(Z4926=\"Non-Deficient\",\"Non-Deficient\",Z4926=\"Deficient\",\"Deficient\",AB4926=\"Deficient\",\"Deficient\",Z4926=\"Non-Deficient\",\"Non-Deficient\",AB4926=\"Non-Deficient\",\"Non-Deficient\",P4926=\"\",\"None\",AL4926<0,\"Deficient\",AL4926>10,\"Non-Deficient\")","v":"None"},{"$f":"_xlfn.IFS(H4926=\"LOW WATER CROSSING\",\"Non-Functional\",G4926=\"Natural\",\"Functional\",AA4926=\"Functional\",\"Functional\",AC4926=\"Functional\",\"Functional\",AA4926=\"Non-Functional\",\"Non-Functional\",AC4926=\"Non-Functional\",\"Non-Functional\",AA4926=\"Unknown\",\"Unknown\",AC4926=\"Unknown\",\"Unknown\",AA4926=\"\",\"None\")","v":"None"},{"$f":"_xlfn.IFS(X4926=\"Functionality\",\"Low\",W4926=\"No\",\"Low\",Y4926>=2015,\"High\",Y4926>=1920,\"Low\",W4926=\"\",\"None\",W4926=\"Unknown\",\"None\")","v":"None"},{"$f":"_xlfn.IFS(H4926=\"LOW WATER CROSSING\",\"Unknown\",G4926=\"Natural\",\"None\",AM4926<AN4926,\"High\",AC4926=\"Functional\",\"Low\",AC4926=\"Non-Functional\",\"Low\",W4926=\"No\",\"Low\",W4926=\"Unknown\",\"None\",X4926=\"Deficiency\",\"None\",W4926=\"Yes\",\"High\",W4926=\"\",\"None\")","v":"None"},0,0,0,0,{"$f":"_xlfn.CONCAT(LEFT(H4926,3),\"-\")&IF(H4926=\"-\",0,COUNTIF($H$4:H4926,H4926))","v":"-0"},{"$f":"_xlfn.IFS($H4926<=0,\"-\",AS4926=1,_xlfn.CONCAT(\"FUN_NONDEF\",\"-DCON_\",LEFT(AQ4926,1),\"-FCON_\",LEFT(AR4926,1)),AT4926=1,_xlfn.CONCAT(\"FUN_DEF\",\"-DCON_\",LEFT(AQ4926,1),\"-FCON_\",LEFT(AR4926,1)),AU4926=1,_xlfn.CONCAT(\"NONFUN_NONDEF\",\"-DCON_\",LEFT(AQ4926,1),\"-FCON_\",LEFT(AR4926,1)),AV4926=1,_xlfn.CONCAT(\"NONFUN_DEF\",\"-DCON_\",LEFT(AQ4926,1),\"-FCON_\",LEFT(AR4926,1)),AS4926+AT4926+AU4926+AV4926<1,_xlfn.CONCAT(\"-\"))","v":"-"}]
[null,null,null,null,null,null,null,null,null,null,null,null,null,null,null,null,null,null,null,null,null,0,null,null,null,null,null,null,null,null,null,0,0,0,0,"Unknown",{"$f":"_xlfn.IFS(G4927=\"Natural\",0,H4927=\"\",0,H4927=\"COASTAL-CONSTRUCTED\",0,G4927=\"Constructed\",_xlfn.XLOOKUP($H4927,'Data Categories'!$U$4:$U$25,'Data Categories'!$V$4:V$25))","v":0},{"$f":"_xlfn.IFS(AK4927=\"\",0,AJ4927=\"Unknown\",0,AK4927>1,AK4927-AJ4927,AK4927=0,0)","v":0},{"$f":"_xlfn.IFS(Y4927=\"\",0,Y4927>1920,_xlfn.XLOOKUP($H4927,'Data Categories'!$AE$20:$AE$42,'Data Categories'!$AG$20:$AG$42,0))","v":0},{"$f":"_xlfn.IFS(Y4927=\"\",0,Y4927>0,(2025-Y4927))","v":0},{"$f":"_xlfn.IFS(Z4927=\"Non-Deficient\",\"Non-Deficient\",Z4927=\"Deficient\",\"Deficient\",AB4927=\"Deficient\",\"Deficient\",Z4927=\"Non-Deficient\",\"Non-Deficient\",AB4927=\"Non-Deficient\",\"Non-Deficient\",P4927=\"\",\"None\",AL4927<0,\"Deficient\",AL4927>10,\"Non-Deficient\")","v":"None"},{"$f":"_xlfn.IFS(H4927=\"LOW WATER CROSSING\",\"Non-Functional\",G4927=\"Natural\",\"Functional\",AA4927=\"Functional\",\"Functional\",AC4927=\"Functional\",\"Functional\",AA4927=\"Non-Functional\",\"Non-Functional\",AC4927=\"Non-Functional\",\"Non-Functional\",AA4927=\"Unknown\",\"Unknown\",AC4927=\"Unknown\",\"Unknown\",AA4927=\"\",\"None\")","v":"None"},{"$f":"_xlfn.IFS(X4927=\"Functionality\",\"Low\",W4927=\"No\",\"Low\",Y4927>=2015,\"High\",Y4927>=1920,\"Low\",W4927=\"\",\"None\",W4927=\"Unknown\",\"None\")","v":"None"},{"$f":"_xlfn.IFS(H4927=\"LOW WATER CROSSING\",\"Unknown\",G4927=\"Natural\",\"None\",AM4927<AN4927,\"High\",AC4927=\"Functional\",\"Low\",AC4927=\"Non-Functional\",\"Low\",W4927=\"No\",\"Low\",W4927=\"Unknown\",\"None\",X4927=\"Deficiency\",\"None\",W4927=\"Yes\",\"High\",W4927=\"\",\"None\")","v":"None"},0,0,0,0,{"$f":"_xlfn.CONCAT(LEFT(H4927,3),\"-\")&IF(H4927=\"-\",0,COUNTIF($H$4:H4927,H4927))","v":"-0"},{"$f":"_xlfn.IFS($H4927<=0,\"-\",AS4927=1,_xlfn.CONCAT(\"FUN_NONDEF\",\"-DCON_\",LEFT(AQ4927,1),\"-FCON_\",LEFT(AR4927,1)),AT4927=1,_xlfn.CONCAT(\"FUN_DEF\",\"-DCON_\",LEFT(AQ4927,1),\"-FCON_\",LEFT(AR4927,1)),AU4927=1,_xlfn.CONCAT(\"NONFUN_NONDEF\",\"-DCON_\",LEFT(AQ4927,1),\"-FCON_\",LEFT(AR4927,1)),AV4927=1,_xlfn.CONCAT(\"NONFUN_DEF\",\"-DCON_\",LEFT(AQ4927,1),\"-FCON_\",LEFT(AR4927,1)),AS4927+AT4927+AU4927+AV4927<1,_xlfn.CONCAT(\"-\"))","v":"-"}]
[null,null,null,null,null,null,null,null,null,null,null,null,null,null,null,null,null,null,null,null,null,0,null,null,null,null,null,null,null,null,null,0,0,0,0,"Unknown",{"$f":"_xlfn.IFS(G4928=\"Natural\",0,H4928=\"\",0,H4928=\"COASTAL-CONSTRUCTED\",0,G4928=\"Constructed\",_xlfn.XLOOKUP($H4928,'Data Categories'!$U$4:$U$25,'Data Categories'!$V$4:V$25))","v":0},{"$f":"_xlfn.IFS(AK4928=\"\",0,AJ4928=\"Unknown\",0,AK4928>1,AK4928-AJ4928,AK4928=0,0)","v":0},{"$f":"_xlfn.IFS(Y4928=\"\",0,Y4928>1920,_xlfn.XLOOKUP($H4928,'Data Categories'!$AE$20:$AE$42,'Data Categories'!$AG$20:$AG$42,0))","v":0},{"$f":"_xlfn.IFS(Y4928=\"\",0,Y4928>0,(2025-Y4928))","v":0},{"$f":"_xlfn.IFS(Z4928=\"Non-Deficient\",\"Non-Deficient\",Z4928=\"Deficient\",\"Deficient\",AB4928=\"Deficient\",\"Deficient\",Z4928=\"Non-Deficient\",\"Non-Deficient\",AB4928=\"Non-Deficient\",\"Non-Deficient\",P4928=\"\",\"None\",AL4928<0,\"Deficient\",AL4928>10,\"Non-Deficient\")","v":"None"},{"$f":"_xlfn.IFS(H4928=\"LOW WATER CROSSING\",\"Non-Functional\",G4928=\"Natural\",\"Functional\",AA4928=\"Functional\",\"Functional\",AC4928=\"Functional\",\"Functional\",AA4928=\"Non-Functional\",\"Non-Functional\",AC4928=\"Non-Functional\",\"Non-Functional\",AA4928=\"Unknown\",\"Unknown\",AC4928=\"Unknown\",\"Unknown\",AA4928=\"\",\"None\")","v":"None"},{"$f":"_xlfn.IFS(X4928=\"Functionality\",\"Low\",W4928=\"No\",\"Low\",Y4928>=2015,\"High\",Y4928>=1920,\"Low\",W4928=\"\",\"None\",W4928=\"Unknown\",\"None\")","v":"None"},{"$f":"_xlfn.IFS(H4928=\"LOW WATER CROSSING\",\"Unknown\",G4928=\"Natural\",\"None\",AM4928<AN4928,\"High\",AC4928=\"Functional\",\"Low\",AC4928=\"Non-Functional\",\"Low\",W4928=\"No\",\"Low\",W4928=\"Unknown\",\"None\",X4928=\"Deficiency\",\"None\",W4928=\"Yes\",\"High\",W4928=\"\",\"None\")","v":"None"},0,0,0,0,{"$f":"_xlfn.CONCAT(LEFT(H4928,3),\"-\")&IF(H4928=\"-\",0,COUNTIF($H$4:H4928,H4928))","v":"-0"},{"$f":"_xlfn.IFS($H4928<=0,\"-\",AS4928=1,_xlfn.CONCAT(\"FUN_NONDEF\",\"-DCON_\",LEFT(AQ4928,1),\"-FCON_\",LEFT(AR4928,1)),AT4928=1,_xlfn.CONCAT(\"FUN_DEF\",\"-DCON_\",LEFT(AQ4928,1),\"-FCON_\",LEFT(AR4928,1)),AU4928=1,_xlfn.CONCAT(\"NONFUN_NONDEF\",\"-DCON_\",LEFT(AQ4928,1),\"-FCON_\",LEFT(AR4928,1)),AV4928=1,_xlfn.CONCAT(\"NONFUN_DEF\",\"-DCON_\",LEFT(AQ4928,1),\"-FCON_\",LEFT(AR4928,1)),AS4928+AT4928+AU4928+AV4928<1,_xlfn.CONCAT(\"-\"))","v":"-"}]
[null,null,null,null,null,null,null,null,null,null,null,null,null,null,null,null,null,null,null,null,null,0,null,null,null,null,null,null,null,null,null,0,0,0,0,"Unknown",{"$f":"_xlfn.IFS(G4929=\"Natural\",0,H4929=\"\",0,H4929=\"COASTAL-CONSTRUCTED\",0,G4929=\"Constructed\",_xlfn.XLOOKUP($H4929,'Data Categories'!$U$4:$U$25,'Data Categories'!$V$4:V$25))","v":0},{"$f":"_xlfn.IFS(AK4929=\"\",0,AJ4929=\"Unknown\",0,AK4929>1,AK4929-AJ4929,AK4929=0,0)","v":0},{"$f":"_xlfn.IFS(Y4929=\"\",0,Y4929>1920,_xlfn.XLOOKUP($H4929,'Data Categories'!$AE$20:$AE$42,'Data Categories'!$AG$20:$AG$42,0))","v":0},{"$f":"_xlfn.IFS(Y4929=\"\",0,Y4929>0,(2025-Y4929))","v":0},{"$f":"_xlfn.IFS(Z4929=\"Non-Deficient\",\"Non-Deficient\",Z4929=\"Deficient\",\"Deficient\",AB4929=\"Deficient\",\"Deficient\",Z4929=\"Non-Deficient\",\"Non-Deficient\",AB4929=\"Non-Deficient\",\"Non-Deficient\",P4929=\"\",\"None\",AL4929<0,\"Deficient\",AL4929>10,\"Non-Deficient\")","v":"None"},{"$f":"_xlfn.IFS(H4929=\"LOW WATER CROSSING\",\"Non-Functional\",G4929=\"Natural\",\"Functional\",AA4929=\"Functional\",\"Functional\",AC4929=\"Functional\",\"Functional\",AA4929=\"Non-Functional\",\"Non-Functional\",AC4929=\"Non-Functional\",\"Non-Functional\",AA4929=\"Unknown\",\"Unknown\",AC4929=\"Unknown\",\"Unknown\",AA4929=\"\",\"None\")","v":"None"},{"$f":"_xlfn.IFS(X4929=\"Functionality\",\"Low\",W4929=\"No\",\"Low\",Y4929>=2015,\"High\",Y4929>=1920,\"Low\",W4929=\"\",\"None\",W4929=\"Unknown\",\"None\")","v":"None"},{"$f":"_xlfn.IFS(H4929=\"LOW WATER CROSSING\",\"Unknown\",G4929=\"Natural\",\"None\",AM4929<AN4929,\"High\",AC4929=\"Functional\",\"Low\",AC4929=\"Non-Functional\",\"Low\",W4929=\"No\",\"Low\",W4929=\"Unknown\",\"None\",X4929=\"Deficiency\",\"None\",W4929=\"Yes\",\"High\",W4929=\"\",\"None\")","v":"None"},0,0,0,0,{"$f":"_xlfn.CONCAT(LEFT(H4929,3),\"-\")&IF(H4929=\"-\",0,COUNTIF($H$4:H4929,H4929))","v":"-0"},{"$f":"_xlfn.IFS($H4929<=0,\"-\",AS4929=1,_xlfn.CONCAT(\"FUN_NONDEF\",\"-DCON_\",LEFT(AQ4929,1),\"-FCON_\",LEFT(AR4929,1)),AT4929=1,_xlfn.CONCAT(\"FUN_DEF\",\"-DCON_\",LEFT(AQ4929,1),\"-FCON_\",LEFT(AR4929,1)),AU4929=1,_xlfn.CONCAT(\"NONFUN_NONDEF\",\"-DCON_\",LEFT(AQ4929,1),\"-FCON_\",LEFT(AR4929,1)),AV4929=1,_xlfn.CONCAT(\"NONFUN_DEF\",\"-DCON_\",LEFT(AQ4929,1),\"-FCON_\",LEFT(AR4929,1)),AS4929+AT4929+AU4929+AV4929<1,_xlfn.CONCAT(\"-\"))","v":"-"}]
[null,null,null,null,null,null,null,null,null,null,null,null,null,null,null,null,null,null,null,null,null,0,null,null,null,null,null,null,null,null,null,0,0,0,0,"Unknown",{"$f":"_xlfn.IFS(G4930=\"Natural\",0,H4930=\"\",0,H4930=\"COASTAL-CONSTRUCTED\",0,G4930=\"Constructed\",_xlfn.XLOOKUP($H4930,'Data Categories'!$U$4:$U$25,'Data Categories'!$V$4:V$25))","v":0},{"$f":"_xlfn.IFS(AK4930=\"\",0,AJ4930=\"Unknown\",0,AK4930>1,AK4930-AJ4930,AK4930=0,0)","v":0},{"$f":"_xlfn.IFS(Y4930=\"\",0,Y4930>1920,_xlfn.XLOOKUP($H4930,'Data Categories'!$AE$20:$AE$42,'Data Categories'!$AG$20:$AG$42,0))","v":0},{"$f":"_xlfn.IFS(Y4930=\"\",0,Y4930>0,(2025-Y4930))","v":0},{"$f":"_xlfn.IFS(Z4930=\"Non-Deficient\",\"Non-Deficient\",Z4930=\"Deficient\",\"Deficient\",AB4930=\"Deficient\",\"Deficient\",Z4930=\"Non-Deficient\",\"Non-Deficient\",AB4930=\"Non-Deficient\",\"Non-Deficient\",P4930=\"\",\"None\",AL4930<0,\"Deficient\",AL4930>10,\"Non-Deficient\")","v":"None"},{"$f":"_xlfn.IFS(H4930=\"LOW WATER CROSSING\",\"Non-Functional\",G4930=\"Natural\",\"Functional\",AA4930=\"Functional\",\"Functional\",AC4930=\"Functional\",\"Functional\",AA4930=\"Non-Functional\",\"Non-Functional\",AC4930=\"Non-Functional\",\"Non-Functional\",AA4930=\"Unknown\",\"Unknown\",AC4930=\"Unknown\",\"Unknown\",AA4930=\"\",\"None\")","v":"None"},{"$f":"_xlfn.IFS(X4930=\"Functionality\",\"Low\",W4930=\"No\",\"Low\",Y4930>=2015,\"High\",Y4930>=1920,\"Low\",W4930=\"\",\"None\",W4930=\"Unknown\",\"None\")","v":"None"},{"$f":"_xlfn.IFS(H4930=\"LOW WATER CROSSING\",\"Unknown\",G4930=\"Natural\",\"None\",AM4930<AN4930,\"High\",AC4930=\"Functional\",\"Low\",AC4930=\"Non-Functional\",\"Low\",W4930=\"No\",\"Low\",W4930=\"Unknown\",\"None\",X4930=\"Deficiency\",\"None\",W4930=\"Yes\",\"High\",W4930=\"\",\"None\")","v":"None"},0,0,0,0,{"$f":"_xlfn.CONCAT(LEFT(H4930,3),\"-\")&IF(H4930=\"-\",0,COUNTIF($H$4:H4930,H4930))","v":"-0"},{"$f":"_xlfn.IFS($H4930<=0,\"-\",AS4930=1,_xlfn.CONCAT(\"FUN_NONDEF\",\"-DCON_\",LEFT(AQ4930,1),\"-FCON_\",LEFT(AR4930,1)),AT4930=1,_xlfn.CONCAT(\"FUN_DEF\",\"-DCON_\",LEFT(AQ4930,1),\"-FCON_\",LEFT(AR4930,1)),AU4930=1,_xlfn.CONCAT(\"NONFUN_NONDEF\",\"-DCON_\",LEFT(AQ4930,1),\"-FCON_\",LEFT(AR4930,1)),AV4930=1,_xlfn.CONCAT(\"NONFUN_DEF\",\"-DCON_\",LEFT(AQ4930,1),\"-FCON_\",LEFT(AR4930,1)),AS4930+AT4930+AU4930+AV4930<1,_xlfn.CONCAT(\"-\"))","v":"-"}]
[null,null,null,null,null,null,null,null,null,null,null,null,null,null,null,null,null,null,null,null,null,0,null,null,null,null,null,null,null,null,null,0,0,0,0,"Unknown",{"$f":"_xlfn.IFS(G4931=\"Natural\",0,H4931=\"\",0,H4931=\"COASTAL-CONSTRUCTED\",0,G4931=\"Constructed\",_xlfn.XLOOKUP($H4931,'Data Categories'!$U$4:$U$25,'Data Categories'!$V$4:V$25))","v":0},{"$f":"_xlfn.IFS(AK4931=\"\",0,AJ4931=\"Unknown\",0,AK4931>1,AK4931-AJ4931,AK4931=0,0)","v":0},{"$f":"_xlfn.IFS(Y4931=\"\",0,Y4931>1920,_xlfn.XLOOKUP($H4931,'Data Categories'!$AE$20:$AE$42,'Data Categories'!$AG$20:$AG$42,0))","v":0},{"$f":"_xlfn.IFS(Y4931=\"\",0,Y4931>0,(2025-Y4931))","v":0},{"$f":"_xlfn.IFS(Z4931=\"Non-Deficient\",\"Non-Deficient\",Z4931=\"Deficient\",\"Deficient\",AB4931=\"Deficient\",\"Deficient\",Z4931=\"Non-Deficient\",\"Non-Deficient\",AB4931=\"Non-Deficient\",\"Non-Deficient\",P4931=\"\",\"None\",AL4931<0,\"Deficient\",AL4931>10,\"Non-Deficient\")","v":"None"},{"$f":"_xlfn.IFS(H4931=\"LOW WATER CROSSING\",\"Non-Functional\",G4931=\"Natural\",\"Functional\",AA4931=\"Functional\",\"Functional\",AC4931=\"Functional\",\"Functional\",AA4931=\"Non-Functional\",\"Non-Functional\",AC4931=\"Non-Functional\",\"Non-Functional\",AA4931=\"Unknown\",\"Unknown\",AC4931=\"Unknown\",\"Unknown\",AA4931=\"\",\"None\")","v":"None"},{"$f":"_xlfn.IFS(X4931=\"Functionality\",\"Low\",W4931=\"No\",\"Low\",Y4931>=2015,\"High\",Y4931>=1920,\"Low\",W4931=\"\",\"None\",W4931=\"Unknown\",\"None\")","v":"None"},{"$f":"_xlfn.IFS(H4931=\"LOW WATER CROSSING\",\"Unknown\",G4931=\"Natural\",\"None\",AM4931<AN4931,\"High\",AC4931=\"Functional\",\"Low\",AC4931=\"Non-Functional\",\"Low\",W4931=\"No\",\"Low\",W4931=\"Unknown\",\"None\",X4931=\"Deficiency\",\"None\",W4931=\"Yes\",\"High\",W4931=\"\",\"None\")","v":"None"},0,0,0,0,{"$f":"_xlfn.CONCAT(LEFT(H4931,3),\"-\")&IF(H4931=\"-\",0,COUNTIF($H$4:H4931,H4931))","v":"-0"},{"$f":"_xlfn.IFS($H4931<=0,\"-\",AS4931=1,_xlfn.CONCAT(\"FUN_NONDEF\",\"-DCON_\",LEFT(AQ4931,1),\"-FCON_\",LEFT(AR4931,1)),AT4931=1,_xlfn.CONCAT(\"FUN_DEF\",\"-DCON_\",LEFT(AQ4931,1),\"-FCON_\",LEFT(AR4931,1)),AU4931=1,_xlfn.CONCAT(\"NONFUN_NONDEF\",\"-DCON_\",LEFT(AQ4931,1),\"-FCON_\",LEFT(AR4931,1)),AV4931=1,_xlfn.CONCAT(\"NONFUN_DEF\",\"-DCON_\",LEFT(AQ4931,1),\"-FCON_\",LEFT(AR4931,1)),AS4931+AT4931+AU4931+AV4931<1,_xlfn.CONCAT(\"-\"))","v":"-"}]
[null,null,null,null,null,null,null,null,null,null,null,null,null,null,null,null,null,null,null,null,null,0,null,null,null,null,null,null,null,null,null,0,{"$f":"IF(S4932+T4932+U4932>0,(S4932*T4932*U4932/43560),0)","v":0},0,0,"Unknown",{"$f":"_xlfn.IFS(G4932=\"Natural\",0,H4932=\"\",0,H4932=\"COASTAL-CONSTRUCTED\",0,G4932=\"Constructed\",_xlfn.XLOOKUP($H4932,'Data Categories'!$U$4:$U$25,'Data Categories'!$V$4:V$25))","v":0},{"$f":"_xlfn.IFS(AK4932=\"\",0,AJ4932=\"Unknown\",0,AK4932>1,AK4932-AJ4932,AK4932=0,0)","v":0},{"$f":"_xlfn.IFS(Y4932=\"\",0,Y4932>1920,_xlfn.XLOOKUP($H4932,'Data Categories'!$AE$20:$AE$42,'Data Categories'!$AG$20:$AG$42,0))","v":0},{"$f":"_xlfn.IFS(Y4932=\"\",0,Y4932>0,(2025-Y4932))","v":0},{"$f":"_xlfn.IFS(Z4932=\"Non-Deficient\",\"Non-Deficient\",Z4932=\"Deficient\",\"Deficient\",AB4932=\"Deficient\",\"Deficient\",Z4932=\"Non-Deficient\",\"Non-Deficient\",AB4932=\"Non-Deficient\",\"Non-Deficient\",P4932=\"\",\"None\",AL4932<0,\"Deficient\",AL4932>10,\"Non-Deficient\")","v":"None"},{"$f":"_xlfn.IFS(H4932=\"LOW WATER CROSSING\",\"Non-Functional\",G4932=\"Natural\",\"Functional\",AA4932=\"Functional\",\"Functional\",AC4932=\"Functional\",\"Functional\",AA4932=\"Non-Functional\",\"Non-Functional\",AC4932=\"Non-Functional\",\"Non-Functional\",AA4932=\"Unknown\",\"Unknown\",AC4932=\"Unknown\",\"Unknown\",AA4932=\"\",\"None\")","v":"None"},{"$f":"_xlfn.IFS(X4932=\"Functionality\",\"Low\",W4932=\"No\",\"Low\",Y4932>=2015,\"High\",Y4932>=1920,\"Low\",W4932=\"\",\"None\",W4932=\"Unknown\",\"None\")","v":"None"},{"$f":"_xlfn.IFS(H4932=\"LOW WATER CROSSING\",\"Unknown\",G4932=\"Natural\",\"None\",AM4932<AN4932,\"High\",AC4932=\"Functional\",\"Low\",AC4932=\"Non-Functional\",\"Low\",W4932=\"No\",\"Low\",W4932=\"Unknown\",\"None\",X4932=\"Deficiency\",\"None\",W4932=\"Yes\",\"High\",W4932=\"\",\"None\")","v":"None"},{"$f":"IF(AND(AO4932=\"Non-Deficient\",AP4932=\"Functional\"),1,0)","v":0},{"$f":"IF(AND(AO4932=\"Deficient\",AP4932=\"Functional\"),1,0)","v":0},{"$f":"IF(AND(AO4932=\"Non-Deficient\",AP4932=\"Non-Functional\"),1,0)","v":0},{"$f":"IF(AND(AO4932=\"Deficient\",AP4932=\"Non-Functional\"),1,0)","v":0},{"$f":"_xlfn.CONCAT(LEFT(H4932,3),\"-\")&IF(H4932=\"-\",0,COUNTIF($H$4:H4932,H4932))","v":"-0"},{"$f":"_xlfn.IFS($H4932<=0,\"-\",AS4932=1,_xlfn.CONCAT(\"FUN_NONDEF\",\"-DCON_\",LEFT(AQ4932,1),\"-FCON_\",LEFT(AR4932,1)),AT4932=1,_xlfn.CONCAT(\"FUN_DEF\",\"-DCON_\",LEFT(AQ4932,1),\"-FCON_\",LEFT(AR4932,1)),AU4932=1,_xlfn.CONCAT(\"NONFUN_NONDEF\",\"-DCON_\",LEFT(AQ4932,1),\"-FCON_\",LEFT(AR4932,1)),AV4932=1,_xlfn.CONCAT(\"NONFUN_DEF\",\"-DCON_\",LEFT(AQ4932,1),\"-FCON_\",LEFT(AR4932,1)),AS4932+AT4932+AU4932+AV4932<1,_xlfn.CONCAT(\"-\"))","v":"-"}]
[null,null,null,null,null,null,null,null,null,null,null,null,null,null,null,null,null,null,null,null,null,0,null,null,null,null,null,null,null,null,null,0,0,{"$f":"S4933","v":0},{"$f":"H4933","v":0},"Unknown",{"$f":"_xlfn.IFS(G4933=\"Natural\",0,H4933=\"\",0,H4933=\"COASTAL-CONSTRUCTED\",0,G4933=\"Constructed\",_xlfn.XLOOKUP($H4933,'Data Categories'!$U$4:$U$25,'Data Categories'!$V$4:V$25))","v":0},{"$f":"_xlfn.IFS(AK4933=\"\",0,AJ4933=\"Unknown\",0,AK4933>1,AK4933-AJ4933,AK4933=0,0)","v":0},{"$f":"_xlfn.IFS(Y4933=\"\",0,Y4933>1920,_xlfn.XLOOKUP($H4933,'Data Categories'!$AE$20:$AE$42,'Data Categories'!$AG$20:$AG$42,0))","v":0},{"$f":"_xlfn.IFS(Y4933=\"\",0,Y4933>0,(2025-Y4933))","v":0},{"$f":"_xlfn.IFS(Z4933=\"Non-Deficient\",\"Non-Deficient\",Z4933=\"Deficient\",\"Deficient\",AB4933=\"Deficient\",\"Deficient\",Z4933=\"Non-Deficient\",\"Non-Deficient\",AB4933=\"Non-Deficient\",\"Non-Deficient\",P4933=\"\",\"None\",AL4933<0,\"Deficient\",AL4933>10,\"Non-Deficient\")","v":"None"},{"$f":"_xlfn.IFS(H4933=\"LOW WATER CROSSING\",\"Non-Functional\",G4933=\"Natural\",\"Functional\",AA4933=\"Functional\",\"Functional\",AC4933=\"Functional\",\"Functional\",AA4933=\"Non-Functional\",\"Non-Functional\",AC4933=\"Non-Functional\",\"Non-Functional\",AA4933=\"Unknown\",\"Unknown\",AC4933=\"Unknown\",\"Unknown\",AA4933=\"\",\"None\")","v":"None"},{"$f":"_xlfn.IFS(X4933=\"Functionality\",\"Low\",W4933=\"No\",\"Low\",Y4933>=2015,\"High\",Y4933>=1920,\"Low\",W4933=\"\",\"None\",W4933=\"Unknown\",\"None\")","v":"None"},{"$f":"_xlfn.IFS(H4933=\"LOW WATER CROSSING\",\"Unknown\",G4933=\"Natural\",\"None\",AM4933<AN4933,\"High\",AC4933=\"Functional\",\"Low\",AC4933=\"Non-Functional\",\"Low\",W4933=\"No\",\"Low\",W4933=\"Unknown\",\"None\",X4933=\"Deficiency\",\"None\",W4933=\"Yes\",\"High\",W4933=\"\",\"None\")","v":"None"},0,0,0,0,{"$f":"_xlfn.CONCAT(LEFT(H4933,3),\"-\")&IF(H4933=\"-\",0,COUNTIF($H$4:H4933,H4933))","v":"-0"},{"$f":"_xlfn.IFS($H4933<=0,\"-\",AS4933=1,_xlfn.CONCAT(\"FUN_NONDEF\",\"-DCON_\",LEFT(AQ4933,1),\"-FCON_\",LEFT(AR4933,1)),AT4933=1,_xlfn.CONCAT(\"FUN_DEF\",\"-DCON_\",LEFT(AQ4933,1),\"-FCON_\",LEFT(AR4933,1)),AU4933=1,_xlfn.CONCAT(\"NONFUN_NONDEF\",\"-DCON_\",LEFT(AQ4933,1),\"-FCON_\",LEFT(AR4933,1)),AV4933=1,_xlfn.CONCAT(\"NONFUN_DEF\",\"-DCON_\",LEFT(AQ4933,1),\"-FCON_\",LEFT(AR4933,1)),AS4933+AT4933+AU4933+AV4933<1,_xlfn.CONCAT(\"-\"))","v":"-"}]
[null,null,null,null,null,null,null,null,null,null,null,null,null,null,null,null,null,null,null,null,null,0,null,null,null,null,null,null,null,null,null,0,0,0,0,{"$f":"IF(P4934>=1900,2025-P4934,\"Unknown\")","v":"Unknown"},{"$f":"_xlfn.IFS(G4934=\"Natural\",0,H4934=\"\",0,H4934=\"COASTAL-CONSTRUCTED\",0,G4934=\"Constructed\",_xlfn.XLOOKUP($H4934,'Data Categories'!$U$4:$U$25,'Data Categories'!$V$4:V$25))","v":0},{"$f":"_xlfn.IFS(AK4934=\"\",0,AJ4934=\"Unknown\",0,AK4934>1,AK4934-AJ4934,AK4934=0,0)","v":0},{"$f":"_xlfn.IFS(Y4934=\"\",0,Y4934>1920,_xlfn.XLOOKUP($H4934,'Data Categories'!$AE$20:$AE$42,'Data Categories'!$AG$20:$AG$42,0))","v":0},{"$f":"_xlfn.IFS(Y4934=\"\",0,Y4934>0,(2025-Y4934))","v":0},{"$f":"_xlfn.IFS(Z4934=\"Non-Deficient\",\"Non-Deficient\",Z4934=\"Deficient\",\"Deficient\",AB4934=\"Deficient\",\"Deficient\",Z4934=\"Non-Deficient\",\"Non-Deficient\",AB4934=\"Non-Deficient\",\"Non-Deficient\",P4934=\"\",\"None\",AL4934<0,\"Deficient\",AL4934>10,\"Non-Deficient\")","v":"None"},{"$f":"_xlfn.IFS(H4934=\"LOW WATER CROSSING\",\"Non-Functional\",G4934=\"Natural\",\"Functional\",AA4934=\"Functional\",\"Functional\",AC4934=\"Functional\",\"Functional\",AA4934=\"Non-Functional\",\"Non-Functional\",AC4934=\"Non-Functional\",\"Non-Functional\",AA4934=\"Unknown\",\"Unknown\",AC4934=\"Unknown\",\"Unknown\",AA4934=\"\",\"None\")","v":"None"},{"$f":"_xlfn.IFS(X4934=\"Functionality\",\"Low\",W4934=\"No\",\"Low\",Y4934>=2015,\"High\",Y4934>=1920,\"Low\",W4934=\"\",\"None\",W4934=\"Unknown\",\"None\")","v":"None"},{"$f":"_xlfn.IFS(H4934=\"LOW WATER CROSSING\",\"Unknown\",G4934=\"Natural\",\"None\",AM4934<AN4934,\"High\",AC4934=\"Functional\",\"Low\",AC4934=\"Non-Functional\",\"Low\",W4934=\"No\",\"Low\",W4934=\"Unknown\",\"None\",X4934=\"Deficiency\",\"None\",W4934=\"Yes\",\"High\",W4934=\"\",\"None\")","v":"None"},0,0,0,0,{"$f":"_xlfn.CONCAT(LEFT(H4934,3),\"-\")&IF(H4934=\"-\",0,COUNTIF($H$4:H4934,H4934))","v":"-0"},{"$f":"_xlfn.IFS($H4934<=0,\"-\",AS4934=1,_xlfn.CONCAT(\"FUN_NONDEF\",\"-DCON_\",LEFT(AQ4934,1),\"-FCON_\",LEFT(AR4934,1)),AT4934=1,_xlfn.CONCAT(\"FUN_DEF\",\"-DCON_\",LEFT(AQ4934,1),\"-FCON_\",LEFT(AR4934,1)),AU4934=1,_xlfn.CONCAT(\"NONFUN_NONDEF\",\"-DCON_\",LEFT(AQ4934,1),\"-FCON_\",LEFT(AR4934,1)),AV4934=1,_xlfn.CONCAT(\"NONFUN_DEF\",\"-DCON_\",LEFT(AQ4934,1),\"-FCON_\",LEFT(AR4934,1)),AS4934+AT4934+AU4934+AV4934<1,_xlfn.CONCAT(\"-\"))","v":"-"}]
[null,null,null,null,null,null,null,null,null,null,null,null,null,null,null,null,null,null,null,null,null,0,null,null,null,null,null,null,null,null,null,0,0,0,0,"Unknown",{"$f":"_xlfn.IFS(G4935=\"Natural\",0,H4935=\"\",0,H4935=\"COASTAL-CONSTRUCTED\",0,G4935=\"Constructed\",_xlfn.XLOOKUP($H4935,'Data Categories'!$U$4:$U$25,'Data Categories'!$V$4:V$25))","v":0},{"$f":"_xlfn.IFS(AK4935=\"\",0,AJ4935=\"Unknown\",0,AK4935>1,AK4935-AJ4935,AK4935=0,0)","v":0},{"$f":"_xlfn.IFS(Y4935=\"\",0,Y4935>1920,_xlfn.XLOOKUP($H4935,'Data Categories'!$AE$20:$AE$42,'Data Categories'!$AG$20:$AG$42,0))","v":0},{"$f":"_xlfn.IFS(Y4935=\"\",0,Y4935>0,(2025-Y4935))","v":0},{"$f":"_xlfn.IFS(Z4935=\"Non-Deficient\",\"Non-Deficient\",Z4935=\"Deficient\",\"Deficient\",AB4935=\"Deficient\",\"Deficient\",Z4935=\"Non-Deficient\",\"Non-Deficient\",AB4935=\"Non-Deficient\",\"Non-Deficient\",P4935=\"\",\"None\",AL4935<0,\"Deficient\",AL4935>10,\"Non-Deficient\")","v":"None"},{"$f":"_xlfn.IFS(H4935=\"LOW WATER CROSSING\",\"Non-Functional\",G4935=\"Natural\",\"Functional\",AA4935=\"Functional\",\"Functional\",AC4935=\"Functional\",\"Functional\",AA4935=\"Non-Functional\",\"Non-Functional\",AC4935=\"Non-Functional\",\"Non-Functional\",AA4935=\"Unknown\",\"Unknown\",AC4935=\"Unknown\",\"Unknown\",AA4935=\"\",\"None\")","v":"None"},{"$f":"_xlfn.IFS(X4935=\"Functionality\",\"Low\",W4935=\"No\",\"Low\",Y4935>=2015,\"High\",Y4935>=1920,\"Low\",W4935=\"\",\"None\",W4935=\"Unknown\",\"None\")","v":"None"},{"$f":"_xlfn.IFS(H4935=\"LOW WATER CROSSING\",\"Unknown\",G4935=\"Natural\",\"None\",AM4935<AN4935,\"High\",AC4935=\"Functional\",\"Low\",AC4935=\"Non-Functional\",\"Low\",W4935=\"No\",\"Low\",W4935=\"Unknown\",\"None\",X4935=\"Deficiency\",\"None\",W4935=\"Yes\",\"High\",W4935=\"\",\"None\")","v":"None"},0,0,0,0,{"$f":"_xlfn.CONCAT(LEFT(H4935,3),\"-\")&IF(H4935=\"-\",0,COUNTIF($H$4:H4935,H4935))","v":"-0"},{"$f":"_xlfn.IFS($H4935<=0,\"-\",AS4935=1,_xlfn.CONCAT(\"FUN_NONDEF\",\"-DCON_\",LEFT(AQ4935,1),\"-FCON_\",LEFT(AR4935,1)),AT4935=1,_xlfn.CONCAT(\"FUN_DEF\",\"-DCON_\",LEFT(AQ4935,1),\"-FCON_\",LEFT(AR4935,1)),AU4935=1,_xlfn.CONCAT(\"NONFUN_NONDEF\",\"-DCON_\",LEFT(AQ4935,1),\"-FCON_\",LEFT(AR4935,1)),AV4935=1,_xlfn.CONCAT(\"NONFUN_DEF\",\"-DCON_\",LEFT(AQ4935,1),\"-FCON_\",LEFT(AR4935,1)),AS4935+AT4935+AU4935+AV4935<1,_xlfn.CONCAT(\"-\"))","v":"-"}]
[null,null,null,null,null,null,null,null,null,null,null,null,null,null,null,null,null,null,null,null,null,0,null,null,null,null,null,null,null,null,null,0,0,0,0,"Unknown",{"$f":"_xlfn.IFS(G4936=\"Natural\",0,H4936=\"\",0,H4936=\"COASTAL-CONSTRUCTED\",0,G4936=\"Constructed\",_xlfn.XLOOKUP($H4936,'Data Categories'!$U$4:$U$25,'Data Categories'!$V$4:V$25))","v":0},{"$f":"_xlfn.IFS(AK4936=\"\",0,AJ4936=\"Unknown\",0,AK4936>1,AK4936-AJ4936,AK4936=0,0)","v":0},{"$f":"_xlfn.IFS(Y4936=\"\",0,Y4936>1920,_xlfn.XLOOKUP($H4936,'Data Categories'!$AE$20:$AE$42,'Data Categories'!$AG$20:$AG$42,0))","v":0},{"$f":"_xlfn.IFS(Y4936=\"\",0,Y4936>0,(2025-Y4936))","v":0},{"$f":"_xlfn.IFS(Z4936=\"Non-Deficient\",\"Non-Deficient\",Z4936=\"Deficient\",\"Deficient\",AB4936=\"Deficient\",\"Deficient\",Z4936=\"Non-Deficient\",\"Non-Deficient\",AB4936=\"Non-Deficient\",\"Non-Deficient\",P4936=\"\",\"None\",AL4936<0,\"Deficient\",AL4936>10,\"Non-Deficient\")","v":"None"},{"$f":"_xlfn.IFS(H4936=\"LOW WATER CROSSING\",\"Non-Functional\",G4936=\"Natural\",\"Functional\",AA4936=\"Functional\",\"Functional\",AC4936=\"Functional\",\"Functional\",AA4936=\"Non-Functional\",\"Non-Functional\",AC4936=\"Non-Functional\",\"Non-Functional\",AA4936=\"Unknown\",\"Unknown\",AC4936=\"Unknown\",\"Unknown\",AA4936=\"\",\"None\")","v":"None"},{"$f":"_xlfn.IFS(X4936=\"Functionality\",\"Low\",W4936=\"No\",\"Low\",Y4936>=2015,\"High\",Y4936>=1920,\"Low\",W4936=\"\",\"None\",W4936=\"Unknown\",\"None\")","v":"None"},{"$f":"_xlfn.IFS(H4936=\"LOW WATER CROSSING\",\"Unknown\",G4936=\"Natural\",\"None\",AM4936<AN4936,\"High\",AC4936=\"Functional\",\"Low\",AC4936=\"Non-Functional\",\"Low\",W4936=\"No\",\"Low\",W4936=\"Unknown\",\"None\",X4936=\"Deficiency\",\"None\",W4936=\"Yes\",\"High\",W4936=\"\",\"None\")","v":"None"},0,0,0,0,{"$f":"_xlfn.CONCAT(LEFT(H4936,3),\"-\")&IF(H4936=\"-\",0,COUNTIF($H$4:H4936,H4936))","v":"-0"},{"$f":"_xlfn.IFS($H4936<=0,\"-\",AS4936=1,_xlfn.CONCAT(\"FUN_NONDEF\",\"-DCON_\",LEFT(AQ4936,1),\"-FCON_\",LEFT(AR4936,1)),AT4936=1,_xlfn.CONCAT(\"FUN_DEF\",\"-DCON_\",LEFT(AQ4936,1),\"-FCON_\",LEFT(AR4936,1)),AU4936=1,_xlfn.CONCAT(\"NONFUN_NONDEF\",\"-DCON_\",LEFT(AQ4936,1),\"-FCON_\",LEFT(AR4936,1)),AV4936=1,_xlfn.CONCAT(\"NONFUN_DEF\",\"-DCON_\",LEFT(AQ4936,1),\"-FCON_\",LEFT(AR4936,1)),AS4936+AT4936+AU4936+AV4936<1,_xlfn.CONCAT(\"-\"))","v":"-"}]
[null,null,null,null,null,null,null,null,null,null,null,null,null,null,null,null,null,null,null,null,null,0,null,null,null,null,null,null,null,null,null,0,0,0,0,"Unknown",{"$f":"_xlfn.IFS(G4937=\"Natural\",0,H4937=\"\",0,H4937=\"COASTAL-CONSTRUCTED\",0,G4937=\"Constructed\",_xlfn.XLOOKUP($H4937,'Data Categories'!$U$4:$U$25,'Data Categories'!$V$4:V$25))","v":0},{"$f":"_xlfn.IFS(AK4937=\"\",0,AJ4937=\"Unknown\",0,AK4937>1,AK4937-AJ4937,AK4937=0,0)","v":0},{"$f":"_xlfn.IFS(Y4937=\"\",0,Y4937>1920,_xlfn.XLOOKUP($H4937,'Data Categories'!$AE$20:$AE$42,'Data Categories'!$AG$20:$AG$42,0))","v":0},{"$f":"_xlfn.IFS(Y4937=\"\",0,Y4937>0,(2025-Y4937))","v":0},{"$f":"_xlfn.IFS(Z4937=\"Non-Deficient\",\"Non-Deficient\",Z4937=\"Deficient\",\"Deficient\",AB4937=\"Deficient\",\"Deficient\",Z4937=\"Non-Deficient\",\"Non-Deficient\",AB4937=\"Non-Deficient\",\"Non-Deficient\",P4937=\"\",\"None\",AL4937<0,\"Deficient\",AL4937>10,\"Non-Deficient\")","v":"None"},{"$f":"_xlfn.IFS(H4937=\"LOW WATER CROSSING\",\"Non-Functional\",G4937=\"Natural\",\"Functional\",AA4937=\"Functional\",\"Functional\",AC4937=\"Functional\",\"Functional\",AA4937=\"Non-Functional\",\"Non-Functional\",AC4937=\"Non-Functional\",\"Non-Functional\",AA4937=\"Unknown\",\"Unknown\",AC4937=\"Unknown\",\"Unknown\",AA4937=\"\",\"None\")","v":"None"},{"$f":"_xlfn.IFS(X4937=\"Functionality\",\"Low\",W4937=\"No\",\"Low\",Y4937>=2015,\"High\",Y4937>=1920,\"Low\",W4937=\"\",\"None\",W4937=\"Unknown\",\"None\")","v":"None"},{"$f":"_xlfn.IFS(H4937=\"LOW WATER CROSSING\",\"Unknown\",G4937=\"Natural\",\"None\",AM4937<AN4937,\"High\",AC4937=\"Functional\",\"Low\",AC4937=\"Non-Functional\",\"Low\",W4937=\"No\",\"Low\",W4937=\"Unknown\",\"None\",X4937=\"Deficiency\",\"None\",W4937=\"Yes\",\"High\",W4937=\"\",\"None\")","v":"None"},0,0,0,0,{"$f":"_xlfn.CONCAT(LEFT(H4937,3),\"-\")&IF(H4937=\"-\",0,COUNTIF($H$4:H4937,H4937))","v":"-0"},{"$f":"_xlfn.IFS($H4937<=0,\"-\",AS4937=1,_xlfn.CONCAT(\"FUN_NONDEF\",\"-DCON_\",LEFT(AQ4937,1),\"-FCON_\",LEFT(AR4937,1)),AT4937=1,_xlfn.CONCAT(\"FUN_DEF\",\"-DCON_\",LEFT(AQ4937,1),\"-FCON_\",LEFT(AR4937,1)),AU4937=1,_xlfn.CONCAT(\"NONFUN_NONDEF\",\"-DCON_\",LEFT(AQ4937,1),\"-FCON_\",LEFT(AR4937,1)),AV4937=1,_xlfn.CONCAT(\"NONFUN_DEF\",\"-DCON_\",LEFT(AQ4937,1),\"-FCON_\",LEFT(AR4937,1)),AS4937+AT4937+AU4937+AV4937<1,_xlfn.CONCAT(\"-\"))","v":"-"}]
[null,null,null,null,null,null,null,null,null,null,null,null,null,null,null,null,null,null,null,null,null,0,null,null,null,null,null,null,null,null,null,0,0,0,0,"Unknown",{"$f":"_xlfn.IFS(G4938=\"Natural\",0,H4938=\"\",0,H4938=\"COASTAL-CONSTRUCTED\",0,G4938=\"Constructed\",_xlfn.XLOOKUP($H4938,'Data Categories'!$U$4:$U$25,'Data Categories'!$V$4:V$25))","v":0},{"$f":"_xlfn.IFS(AK4938=\"\",0,AJ4938=\"Unknown\",0,AK4938>1,AK4938-AJ4938,AK4938=0,0)","v":0},{"$f":"_xlfn.IFS(Y4938=\"\",0,Y4938>1920,_xlfn.XLOOKUP($H4938,'Data Categories'!$AE$20:$AE$42,'Data Categories'!$AG$20:$AG$42,0))","v":0},{"$f":"_xlfn.IFS(Y4938=\"\",0,Y4938>0,(2025-Y4938))","v":0},{"$f":"_xlfn.IFS(Z4938=\"Non-Deficient\",\"Non-Deficient\",Z4938=\"Deficient\",\"Deficient\",AB4938=\"Deficient\",\"Deficient\",Z4938=\"Non-Deficient\",\"Non-Deficient\",AB4938=\"Non-Deficient\",\"Non-Deficient\",P4938=\"\",\"None\",AL4938<0,\"Deficient\",AL4938>10,\"Non-Deficient\")","v":"None"},{"$f":"_xlfn.IFS(H4938=\"LOW WATER CROSSING\",\"Non-Functional\",G4938=\"Natural\",\"Functional\",AA4938=\"Functional\",\"Functional\",AC4938=\"Functional\",\"Functional\",AA4938=\"Non-Functional\",\"Non-Functional\",AC4938=\"Non-Functional\",\"Non-Functional\",AA4938=\"Unknown\",\"Unknown\",AC4938=\"Unknown\",\"Unknown\",AA4938=\"\",\"None\")","v":"None"},{"$f":"_xlfn.IFS(X4938=\"Functionality\",\"Low\",W4938=\"No\",\"Low\",Y4938>=2015,\"High\",Y4938>=1920,\"Low\",W4938=\"\",\"None\",W4938=\"Unknown\",\"None\")","v":"None"},{"$f":"_xlfn.IFS(H4938=\"LOW WATER CROSSING\",\"Unknown\",G4938=\"Natural\",\"None\",AM4938<AN4938,\"High\",AC4938=\"Functional\",\"Low\",AC4938=\"Non-Functional\",\"Low\",W4938=\"No\",\"Low\",W4938=\"Unknown\",\"None\",X4938=\"Deficiency\",\"None\",W4938=\"Yes\",\"High\",W4938=\"\",\"None\")","v":"None"},0,0,0,0,{"$f":"_xlfn.CONCAT(LEFT(H4938,3),\"-\")&IF(H4938=\"-\",0,COUNTIF($H$4:H4938,H4938))","v":"-0"},{"$f":"_xlfn.IFS($H4938<=0,\"-\",AS4938=1,_xlfn.CONCAT(\"FUN_NONDEF\",\"-DCON_\",LEFT(AQ4938,1),\"-FCON_\",LEFT(AR4938,1)),AT4938=1,_xlfn.CONCAT(\"FUN_DEF\",\"-DCON_\",LEFT(AQ4938,1),\"-FCON_\",LEFT(AR4938,1)),AU4938=1,_xlfn.CONCAT(\"NONFUN_NONDEF\",\"-DCON_\",LEFT(AQ4938,1),\"-FCON_\",LEFT(AR4938,1)),AV4938=1,_xlfn.CONCAT(\"NONFUN_DEF\",\"-DCON_\",LEFT(AQ4938,1),\"-FCON_\",LEFT(AR4938,1)),AS4938+AT4938+AU4938+AV4938<1,_xlfn.CONCAT(\"-\"))","v":"-"}]
[null,null,null,null,null,null,null,null,null,null,null,null,null,null,null,null,null,null,null,null,null,0,null,null,null,null,null,null,null,null,null,0,0,0,0,"Unknown",{"$f":"_xlfn.IFS(G4939=\"Natural\",0,H4939=\"\",0,H4939=\"COASTAL-CONSTRUCTED\",0,G4939=\"Constructed\",_xlfn.XLOOKUP($H4939,'Data Categories'!$U$4:$U$25,'Data Categories'!$V$4:V$25))","v":0},{"$f":"_xlfn.IFS(AK4939=\"\",0,AJ4939=\"Unknown\",0,AK4939>1,AK4939-AJ4939,AK4939=0,0)","v":0},{"$f":"_xlfn.IFS(Y4939=\"\",0,Y4939>1920,_xlfn.XLOOKUP($H4939,'Data Categories'!$AE$20:$AE$42,'Data Categories'!$AG$20:$AG$42,0))","v":0},{"$f":"_xlfn.IFS(Y4939=\"\",0,Y4939>0,(2025-Y4939))","v":0},{"$f":"_xlfn.IFS(Z4939=\"Non-Deficient\",\"Non-Deficient\",Z4939=\"Deficient\",\"Deficient\",AB4939=\"Deficient\",\"Deficient\",Z4939=\"Non-Deficient\",\"Non-Deficient\",AB4939=\"Non-Deficient\",\"Non-Deficient\",P4939=\"\",\"None\",AL4939<0,\"Deficient\",AL4939>10,\"Non-Deficient\")","v":"None"},{"$f":"_xlfn.IFS(H4939=\"LOW WATER CROSSING\",\"Non-Functional\",G4939=\"Natural\",\"Functional\",AA4939=\"Functional\",\"Functional\",AC4939=\"Functional\",\"Functional\",AA4939=\"Non-Functional\",\"Non-Functional\",AC4939=\"Non-Functional\",\"Non-Functional\",AA4939=\"Unknown\",\"Unknown\",AC4939=\"Unknown\",\"Unknown\",AA4939=\"\",\"None\")","v":"None"},{"$f":"_xlfn.IFS(X4939=\"Functionality\",\"Low\",W4939=\"No\",\"Low\",Y4939>=2015,\"High\",Y4939>=1920,\"Low\",W4939=\"\",\"None\",W4939=\"Unknown\",\"None\")","v":"None"},{"$f":"_xlfn.IFS(H4939=\"LOW WATER CROSSING\",\"Unknown\",G4939=\"Natural\",\"None\",AM4939<AN4939,\"High\",AC4939=\"Functional\",\"Low\",AC4939=\"Non-Functional\",\"Low\",W4939=\"No\",\"Low\",W4939=\"Unknown\",\"None\",X4939=\"Deficiency\",\"None\",W4939=\"Yes\",\"High\",W4939=\"\",\"None\")","v":"None"},0,0,0,0,{"$f":"_xlfn.CONCAT(LEFT(H4939,3),\"-\")&IF(H4939=\"-\",0,COUNTIF($H$4:H4939,H4939))","v":"-0"},{"$f":"_xlfn.IFS($H4939<=0,\"-\",AS4939=1,_xlfn.CONCAT(\"FUN_NONDEF\",\"-DCON_\",LEFT(AQ4939,1),\"-FCON_\",LEFT(AR4939,1)),AT4939=1,_xlfn.CONCAT(\"FUN_DEF\",\"-DCON_\",LEFT(AQ4939,1),\"-FCON_\",LEFT(AR4939,1)),AU4939=1,_xlfn.CONCAT(\"NONFUN_NONDEF\",\"-DCON_\",LEFT(AQ4939,1),\"-FCON_\",LEFT(AR4939,1)),AV4939=1,_xlfn.CONCAT(\"NONFUN_DEF\",\"-DCON_\",LEFT(AQ4939,1),\"-FCON_\",LEFT(AR4939,1)),AS4939+AT4939+AU4939+AV4939<1,_xlfn.CONCAT(\"-\"))","v":"-"}]
[null,null,null,null,null,null,null,null,null,null,null,null,null,null,null,null,null,null,null,null,null,0,null,null,null,null,null,null,null,null,null,0,0,0,0,"Unknown",{"$f":"_xlfn.IFS(G4940=\"Natural\",0,H4940=\"\",0,H4940=\"COASTAL-CONSTRUCTED\",0,G4940=\"Constructed\",_xlfn.XLOOKUP($H4940,'Data Categories'!$U$4:$U$25,'Data Categories'!$V$4:V$25))","v":0},{"$f":"_xlfn.IFS(AK4940=\"\",0,AJ4940=\"Unknown\",0,AK4940>1,AK4940-AJ4940,AK4940=0,0)","v":0},{"$f":"_xlfn.IFS(Y4940=\"\",0,Y4940>1920,_xlfn.XLOOKUP($H4940,'Data Categories'!$AE$20:$AE$42,'Data Categories'!$AG$20:$AG$42,0))","v":0},{"$f":"_xlfn.IFS(Y4940=\"\",0,Y4940>0,(2025-Y4940))","v":0},{"$f":"_xlfn.IFS(Z4940=\"Non-Deficient\",\"Non-Deficient\",Z4940=\"Deficient\",\"Deficient\",AB4940=\"Deficient\",\"Deficient\",Z4940=\"Non-Deficient\",\"Non-Deficient\",AB4940=\"Non-Deficient\",\"Non-Deficient\",P4940=\"\",\"None\",AL4940<0,\"Deficient\",AL4940>10,\"Non-Deficient\")","v":"None"},{"$f":"_xlfn.IFS(H4940=\"LOW WATER CROSSING\",\"Non-Functional\",G4940=\"Natural\",\"Functional\",AA4940=\"Functional\",\"Functional\",AC4940=\"Functional\",\"Functional\",AA4940=\"Non-Functional\",\"Non-Functional\",AC4940=\"Non-Functional\",\"Non-Functional\",AA4940=\"Unknown\",\"Unknown\",AC4940=\"Unknown\",\"Unknown\",AA4940=\"\",\"None\")","v":"None"},{"$f":"_xlfn.IFS(X4940=\"Functionality\",\"Low\",W4940=\"No\",\"Low\",Y4940>=2015,\"High\",Y4940>=1920,\"Low\",W4940=\"\",\"None\",W4940=\"Unknown\",\"None\")","v":"None"},{"$f":"_xlfn.IFS(H4940=\"LOW WATER CROSSING\",\"Unknown\",G4940=\"Natural\",\"None\",AM4940<AN4940,\"High\",AC4940=\"Functional\",\"Low\",AC4940=\"Non-Functional\",\"Low\",W4940=\"No\",\"Low\",W4940=\"Unknown\",\"None\",X4940=\"Deficiency\",\"None\",W4940=\"Yes\",\"High\",W4940=\"\",\"None\")","v":"None"},0,0,0,0,{"$f":"_xlfn.CONCAT(LEFT(H4940,3),\"-\")&IF(H4940=\"-\",0,COUNTIF($H$4:H4940,H4940))","v":"-0"},{"$f":"_xlfn.IFS($H4940<=0,\"-\",AS4940=1,_xlfn.CONCAT(\"FUN_NONDEF\",\"-DCON_\",LEFT(AQ4940,1),\"-FCON_\",LEFT(AR4940,1)),AT4940=1,_xlfn.CONCAT(\"FUN_DEF\",\"-DCON_\",LEFT(AQ4940,1),\"-FCON_\",LEFT(AR4940,1)),AU4940=1,_xlfn.CONCAT(\"NONFUN_NONDEF\",\"-DCON_\",LEFT(AQ4940,1),\"-FCON_\",LEFT(AR4940,1)),AV4940=1,_xlfn.CONCAT(\"NONFUN_DEF\",\"-DCON_\",LEFT(AQ4940,1),\"-FCON_\",LEFT(AR4940,1)),AS4940+AT4940+AU4940+AV4940<1,_xlfn.CONCAT(\"-\"))","v":"-"}]
[null,null,null,null,null,null,null,null,null,null,null,null,null,null,null,null,null,null,null,null,null,0,null,null,null,null,null,null,null,null,null,0,0,0,0,"Unknown",{"$f":"_xlfn.IFS(G4941=\"Natural\",0,H4941=\"\",0,H4941=\"COASTAL-CONSTRUCTED\",0,G4941=\"Constructed\",_xlfn.XLOOKUP($H4941,'Data Categories'!$U$4:$U$25,'Data Categories'!$V$4:V$25))","v":0},{"$f":"_xlfn.IFS(AK4941=\"\",0,AJ4941=\"Unknown\",0,AK4941>1,AK4941-AJ4941,AK4941=0,0)","v":0},{"$f":"_xlfn.IFS(Y4941=\"\",0,Y4941>1920,_xlfn.XLOOKUP($H4941,'Data Categories'!$AE$20:$AE$42,'Data Categories'!$AG$20:$AG$42,0))","v":0},{"$f":"_xlfn.IFS(Y4941=\"\",0,Y4941>0,(2025-Y4941))","v":0},{"$f":"_xlfn.IFS(Z4941=\"Non-Deficient\",\"Non-Deficient\",Z4941=\"Deficient\",\"Deficient\",AB4941=\"Deficient\",\"Deficient\",Z4941=\"Non-Deficient\",\"Non-Deficient\",AB4941=\"Non-Deficient\",\"Non-Deficient\",P4941=\"\",\"None\",AL4941<0,\"Deficient\",AL4941>10,\"Non-Deficient\")","v":"None"},{"$f":"_xlfn.IFS(H4941=\"LOW WATER CROSSING\",\"Non-Functional\",G4941=\"Natural\",\"Functional\",AA4941=\"Functional\",\"Functional\",AC4941=\"Functional\",\"Functional\",AA4941=\"Non-Functional\",\"Non-Functional\",AC4941=\"Non-Functional\",\"Non-Functional\",AA4941=\"Unknown\",\"Unknown\",AC4941=\"Unknown\",\"Unknown\",AA4941=\"\",\"None\")","v":"None"},{"$f":"_xlfn.IFS(X4941=\"Functionality\",\"Low\",W4941=\"No\",\"Low\",Y4941>=2015,\"High\",Y4941>=1920,\"Low\",W4941=\"\",\"None\",W4941=\"Unknown\",\"None\")","v":"None"},{"$f":"_xlfn.IFS(H4941=\"LOW WATER CROSSING\",\"Unknown\",G4941=\"Natural\",\"None\",AM4941<AN4941,\"High\",AC4941=\"Functional\",\"Low\",AC4941=\"Non-Functional\",\"Low\",W4941=\"No\",\"Low\",W4941=\"Unknown\",\"None\",X4941=\"Deficiency\",\"None\",W4941=\"Yes\",\"High\",W4941=\"\",\"None\")","v":"None"},0,0,0,0,{"$f":"_xlfn.CONCAT(LEFT(H4941,3),\"-\")&IF(H4941=\"-\",0,COUNTIF($H$4:H4941,H4941))","v":"-0"},{"$f":"_xlfn.IFS($H4941<=0,\"-\",AS4941=1,_xlfn.CONCAT(\"FUN_NONDEF\",\"-DCON_\",LEFT(AQ4941,1),\"-FCON_\",LEFT(AR4941,1)),AT4941=1,_xlfn.CONCAT(\"FUN_DEF\",\"-DCON_\",LEFT(AQ4941,1),\"-FCON_\",LEFT(AR4941,1)),AU4941=1,_xlfn.CONCAT(\"NONFUN_NONDEF\",\"-DCON_\",LEFT(AQ4941,1),\"-FCON_\",LEFT(AR4941,1)),AV4941=1,_xlfn.CONCAT(\"NONFUN_DEF\",\"-DCON_\",LEFT(AQ4941,1),\"-FCON_\",LEFT(AR4941,1)),AS4941+AT4941+AU4941+AV4941<1,_xlfn.CONCAT(\"-\"))","v":"-"}]
[null,null,null,null,null,null,null,null,null,null,null,null,null,null,null,null,null,null,null,null,null,0,null,null,null,null,null,null,null,null,null,0,0,0,0,"Unknown",{"$f":"_xlfn.IFS(G4942=\"Natural\",0,H4942=\"\",0,H4942=\"COASTAL-CONSTRUCTED\",0,G4942=\"Constructed\",_xlfn.XLOOKUP($H4942,'Data Categories'!$U$4:$U$25,'Data Categories'!$V$4:V$25))","v":0},{"$f":"_xlfn.IFS(AK4942=\"\",0,AJ4942=\"Unknown\",0,AK4942>1,AK4942-AJ4942,AK4942=0,0)","v":0},{"$f":"_xlfn.IFS(Y4942=\"\",0,Y4942>1920,_xlfn.XLOOKUP($H4942,'Data Categories'!$AE$20:$AE$42,'Data Categories'!$AG$20:$AG$42,0))","v":0},{"$f":"_xlfn.IFS(Y4942=\"\",0,Y4942>0,(2025-Y4942))","v":0},{"$f":"_xlfn.IFS(Z4942=\"Non-Deficient\",\"Non-Deficient\",Z4942=\"Deficient\",\"Deficient\",AB4942=\"Deficient\",\"Deficient\",Z4942=\"Non-Deficient\",\"Non-Deficient\",AB4942=\"Non-Deficient\",\"Non-Deficient\",P4942=\"\",\"None\",AL4942<0,\"Deficient\",AL4942>10,\"Non-Deficient\")","v":"None"},{"$f":"_xlfn.IFS(H4942=\"LOW WATER CROSSING\",\"Non-Functional\",G4942=\"Natural\",\"Functional\",AA4942=\"Functional\",\"Functional\",AC4942=\"Functional\",\"Functional\",AA4942=\"Non-Functional\",\"Non-Functional\",AC4942=\"Non-Functional\",\"Non-Functional\",AA4942=\"Unknown\",\"Unknown\",AC4942=\"Unknown\",\"Unknown\",AA4942=\"\",\"None\")","v":"None"},{"$f":"_xlfn.IFS(X4942=\"Functionality\",\"Low\",W4942=\"No\",\"Low\",Y4942>=2015,\"High\",Y4942>=1920,\"Low\",W4942=\"\",\"None\",W4942=\"Unknown\",\"None\")","v":"None"},{"$f":"_xlfn.IFS(H4942=\"LOW WATER CROSSING\",\"Unknown\",G4942=\"Natural\",\"None\",AM4942<AN4942,\"High\",AC4942=\"Functional\",\"Low\",AC4942=\"Non-Functional\",\"Low\",W4942=\"No\",\"Low\",W4942=\"Unknown\",\"None\",X4942=\"Deficiency\",\"None\",W4942=\"Yes\",\"High\",W4942=\"\",\"None\")","v":"None"},0,0,0,0,{"$f":"_xlfn.CONCAT(LEFT(H4942,3),\"-\")&IF(H4942=\"-\",0,COUNTIF($H$4:H4942,H4942))","v":"-0"},{"$f":"_xlfn.IFS($H4942<=0,\"-\",AS4942=1,_xlfn.CONCAT(\"FUN_NONDEF\",\"-DCON_\",LEFT(AQ4942,1),\"-FCON_\",LEFT(AR4942,1)),AT4942=1,_xlfn.CONCAT(\"FUN_DEF\",\"-DCON_\",LEFT(AQ4942,1),\"-FCON_\",LEFT(AR4942,1)),AU4942=1,_xlfn.CONCAT(\"NONFUN_NONDEF\",\"-DCON_\",LEFT(AQ4942,1),\"-FCON_\",LEFT(AR4942,1)),AV4942=1,_xlfn.CONCAT(\"NONFUN_DEF\",\"-DCON_\",LEFT(AQ4942,1),\"-FCON_\",LEFT(AR4942,1)),AS4942+AT4942+AU4942+AV4942<1,_xlfn.CONCAT(\"-\"))","v":"-"}]
[null,null,null,null,null,null,null,null,null,null,null,null,null,null,null,null,null,null,null,null,null,0,null,null,null,null,null,null,null,null,null,0,0,0,0,"Unknown",{"$f":"_xlfn.IFS(G4943=\"Natural\",0,H4943=\"\",0,H4943=\"COASTAL-CONSTRUCTED\",0,G4943=\"Constructed\",_xlfn.XLOOKUP($H4943,'Data Categories'!$U$4:$U$25,'Data Categories'!$V$4:V$25))","v":0},{"$f":"_xlfn.IFS(AK4943=\"\",0,AJ4943=\"Unknown\",0,AK4943>1,AK4943-AJ4943,AK4943=0,0)","v":0},{"$f":"_xlfn.IFS(Y4943=\"\",0,Y4943>1920,_xlfn.XLOOKUP($H4943,'Data Categories'!$AE$20:$AE$42,'Data Categories'!$AG$20:$AG$42,0))","v":0},{"$f":"_xlfn.IFS(Y4943=\"\",0,Y4943>0,(2025-Y4943))","v":0},{"$f":"_xlfn.IFS(Z4943=\"Non-Deficient\",\"Non-Deficient\",Z4943=\"Deficient\",\"Deficient\",AB4943=\"Deficient\",\"Deficient\",Z4943=\"Non-Deficient\",\"Non-Deficient\",AB4943=\"Non-Deficient\",\"Non-Deficient\",P4943=\"\",\"None\",AL4943<0,\"Deficient\",AL4943>10,\"Non-Deficient\")","v":"None"},{"$f":"_xlfn.IFS(H4943=\"LOW WATER CROSSING\",\"Non-Functional\",G4943=\"Natural\",\"Functional\",AA4943=\"Functional\",\"Functional\",AC4943=\"Functional\",\"Functional\",AA4943=\"Non-Functional\",\"Non-Functional\",AC4943=\"Non-Functional\",\"Non-Functional\",AA4943=\"Unknown\",\"Unknown\",AC4943=\"Unknown\",\"Unknown\",AA4943=\"\",\"None\")","v":"None"},{"$f":"_xlfn.IFS(X4943=\"Functionality\",\"Low\",W4943=\"No\",\"Low\",Y4943>=2015,\"High\",Y4943>=1920,\"Low\",W4943=\"\",\"None\",W4943=\"Unknown\",\"None\")","v":"None"},{"$f":"_xlfn.IFS(H4943=\"LOW WATER CROSSING\",\"Unknown\",G4943=\"Natural\",\"None\",AM4943<AN4943,\"High\",AC4943=\"Functional\",\"Low\",AC4943=\"Non-Functional\",\"Low\",W4943=\"No\",\"Low\",W4943=\"Unknown\",\"None\",X4943=\"Deficiency\",\"None\",W4943=\"Yes\",\"High\",W4943=\"\",\"None\")","v":"None"},0,0,0,0,{"$f":"_xlfn.CONCAT(LEFT(H4943,3),\"-\")&IF(H4943=\"-\",0,COUNTIF($H$4:H4943,H4943))","v":"-0"},{"$f":"_xlfn.IFS($H4943<=0,\"-\",AS4943=1,_xlfn.CONCAT(\"FUN_NONDEF\",\"-DCON_\",LEFT(AQ4943,1),\"-FCON_\",LEFT(AR4943,1)),AT4943=1,_xlfn.CONCAT(\"FUN_DEF\",\"-DCON_\",LEFT(AQ4943,1),\"-FCON_\",LEFT(AR4943,1)),AU4943=1,_xlfn.CONCAT(\"NONFUN_NONDEF\",\"-DCON_\",LEFT(AQ4943,1),\"-FCON_\",LEFT(AR4943,1)),AV4943=1,_xlfn.CONCAT(\"NONFUN_DEF\",\"-DCON_\",LEFT(AQ4943,1),\"-FCON_\",LEFT(AR4943,1)),AS4943+AT4943+AU4943+AV4943<1,_xlfn.CONCAT(\"-\"))","v":"-"}]
[null,null,null,null,null,null,null,null,null,null,null,null,null,null,null,null,null,null,null,null,null,0,null,null,null,null,null,null,null,null,null,0,0,0,0,"Unknown",{"$f":"_xlfn.IFS(G4944=\"Natural\",0,H4944=\"\",0,H4944=\"COASTAL-CONSTRUCTED\",0,G4944=\"Constructed\",_xlfn.XLOOKUP($H4944,'Data Categories'!$U$4:$U$25,'Data Categories'!$V$4:V$25))","v":0},{"$f":"_xlfn.IFS(AK4944=\"\",0,AJ4944=\"Unknown\",0,AK4944>1,AK4944-AJ4944,AK4944=0,0)","v":0},{"$f":"_xlfn.IFS(Y4944=\"\",0,Y4944>1920,_xlfn.XLOOKUP($H4944,'Data Categories'!$AE$20:$AE$42,'Data Categories'!$AG$20:$AG$42,0))","v":0},{"$f":"_xlfn.IFS(Y4944=\"\",0,Y4944>0,(2025-Y4944))","v":0},{"$f":"_xlfn.IFS(Z4944=\"Non-Deficient\",\"Non-Deficient\",Z4944=\"Deficient\",\"Deficient\",AB4944=\"Deficient\",\"Deficient\",Z4944=\"Non-Deficient\",\"Non-Deficient\",AB4944=\"Non-Deficient\",\"Non-Deficient\",P4944=\"\",\"None\",AL4944<0,\"Deficient\",AL4944>10,\"Non-Deficient\")","v":"None"},{"$f":"_xlfn.IFS(H4944=\"LOW WATER CROSSING\",\"Non-Functional\",G4944=\"Natural\",\"Functional\",AA4944=\"Functional\",\"Functional\",AC4944=\"Functional\",\"Functional\",AA4944=\"Non-Functional\",\"Non-Functional\",AC4944=\"Non-Functional\",\"Non-Functional\",AA4944=\"Unknown\",\"Unknown\",AC4944=\"Unknown\",\"Unknown\",AA4944=\"\",\"None\")","v":"None"},{"$f":"_xlfn.IFS(X4944=\"Functionality\",\"Low\",W4944=\"No\",\"Low\",Y4944>=2015,\"High\",Y4944>=1920,\"Low\",W4944=\"\",\"None\",W4944=\"Unknown\",\"None\")","v":"None"},{"$f":"_xlfn.IFS(H4944=\"LOW WATER CROSSING\",\"Unknown\",G4944=\"Natural\",\"None\",AM4944<AN4944,\"High\",AC4944=\"Functional\",\"Low\",AC4944=\"Non-Functional\",\"Low\",W4944=\"No\",\"Low\",W4944=\"Unknown\",\"None\",X4944=\"Deficiency\",\"None\",W4944=\"Yes\",\"High\",W4944=\"\",\"None\")","v":"None"},0,0,0,0,{"$f":"_xlfn.CONCAT(LEFT(H4944,3),\"-\")&IF(H4944=\"-\",0,COUNTIF($H$4:H4944,H4944))","v":"-0"},{"$f":"_xlfn.IFS($H4944<=0,\"-\",AS4944=1,_xlfn.CONCAT(\"FUN_NONDEF\",\"-DCON_\",LEFT(AQ4944,1),\"-FCON_\",LEFT(AR4944,1)),AT4944=1,_xlfn.CONCAT(\"FUN_DEF\",\"-DCON_\",LEFT(AQ4944,1),\"-FCON_\",LEFT(AR4944,1)),AU4944=1,_xlfn.CONCAT(\"NONFUN_NONDEF\",\"-DCON_\",LEFT(AQ4944,1),\"-FCON_\",LEFT(AR4944,1)),AV4944=1,_xlfn.CONCAT(\"NONFUN_DEF\",\"-DCON_\",LEFT(AQ4944,1),\"-FCON_\",LEFT(AR4944,1)),AS4944+AT4944+AU4944+AV4944<1,_xlfn.CONCAT(\"-\"))","v":"-"}]
[null,null,null,null,null,null,null,null,null,null,null,null,null,null,null,null,null,null,null,null,null,0,null,null,null,null,null,null,null,null,null,0,0,0,0,"Unknown",{"$f":"_xlfn.IFS(G4945=\"Natural\",0,H4945=\"\",0,H4945=\"COASTAL-CONSTRUCTED\",0,G4945=\"Constructed\",_xlfn.XLOOKUP($H4945,'Data Categories'!$U$4:$U$25,'Data Categories'!$V$4:V$25))","v":0},{"$f":"_xlfn.IFS(AK4945=\"\",0,AJ4945=\"Unknown\",0,AK4945>1,AK4945-AJ4945,AK4945=0,0)","v":0},{"$f":"_xlfn.IFS(Y4945=\"\",0,Y4945>1920,_xlfn.XLOOKUP($H4945,'Data Categories'!$AE$20:$AE$42,'Data Categories'!$AG$20:$AG$42,0))","v":0},{"$f":"_xlfn.IFS(Y4945=\"\",0,Y4945>0,(2025-Y4945))","v":0},{"$f":"_xlfn.IFS(Z4945=\"Non-Deficient\",\"Non-Deficient\",Z4945=\"Deficient\",\"Deficient\",AB4945=\"Deficient\",\"Deficient\",Z4945=\"Non-Deficient\",\"Non-Deficient\",AB4945=\"Non-Deficient\",\"Non-Deficient\",P4945=\"\",\"None\",AL4945<0,\"Deficient\",AL4945>10,\"Non-Deficient\")","v":"None"},{"$f":"_xlfn.IFS(H4945=\"LOW WATER CROSSING\",\"Non-Functional\",G4945=\"Natural\",\"Functional\",AA4945=\"Functional\",\"Functional\",AC4945=\"Functional\",\"Functional\",AA4945=\"Non-Functional\",\"Non-Functional\",AC4945=\"Non-Functional\",\"Non-Functional\",AA4945=\"Unknown\",\"Unknown\",AC4945=\"Unknown\",\"Unknown\",AA4945=\"\",\"None\")","v":"None"},{"$f":"_xlfn.IFS(X4945=\"Functionality\",\"Low\",W4945=\"No\",\"Low\",Y4945>=2015,\"High\",Y4945>=1920,\"Low\",W4945=\"\",\"None\",W4945=\"Unknown\",\"None\")","v":"None"},{"$f":"_xlfn.IFS(H4945=\"LOW WATER CROSSING\",\"Unknown\",G4945=\"Natural\",\"None\",AM4945<AN4945,\"High\",AC4945=\"Functional\",\"Low\",AC4945=\"Non-Functional\",\"Low\",W4945=\"No\",\"Low\",W4945=\"Unknown\",\"None\",X4945=\"Deficiency\",\"None\",W4945=\"Yes\",\"High\",W4945=\"\",\"None\")","v":"None"},0,0,0,0,{"$f":"_xlfn.CONCAT(LEFT(H4945,3),\"-\")&IF(H4945=\"-\",0,COUNTIF($H$4:H4945,H4945))","v":"-0"},{"$f":"_xlfn.IFS($H4945<=0,\"-\",AS4945=1,_xlfn.CONCAT(\"FUN_NONDEF\",\"-DCON_\",LEFT(AQ4945,1),\"-FCON_\",LEFT(AR4945,1)),AT4945=1,_xlfn.CONCAT(\"FUN_DEF\",\"-DCON_\",LEFT(AQ4945,1),\"-FCON_\",LEFT(AR4945,1)),AU4945=1,_xlfn.CONCAT(\"NONFUN_NONDEF\",\"-DCON_\",LEFT(AQ4945,1),\"-FCON_\",LEFT(AR4945,1)),AV4945=1,_xlfn.CONCAT(\"NONFUN_DEF\",\"-DCON_\",LEFT(AQ4945,1),\"-FCON_\",LEFT(AR4945,1)),AS4945+AT4945+AU4945+AV4945<1,_xlfn.CONCAT(\"-\"))","v":"-"}]
[null,null,null,null,null,null,null,null,null,null,null,null,null,null,null,null,null,null,null,null,null,0,null,null,null,null,null,null,null,null,null,0,0,0,0,"Unknown",{"$f":"_xlfn.IFS(G4946=\"Natural\",0,H4946=\"\",0,H4946=\"COASTAL-CONSTRUCTED\",0,G4946=\"Constructed\",_xlfn.XLOOKUP($H4946,'Data Categories'!$U$4:$U$25,'Data Categories'!$V$4:V$25))","v":0},{"$f":"_xlfn.IFS(AK4946=\"\",0,AJ4946=\"Unknown\",0,AK4946>1,AK4946-AJ4946,AK4946=0,0)","v":0},{"$f":"_xlfn.IFS(Y4946=\"\",0,Y4946>1920,_xlfn.XLOOKUP($H4946,'Data Categories'!$AE$20:$AE$42,'Data Categories'!$AG$20:$AG$42,0))","v":0},{"$f":"_xlfn.IFS(Y4946=\"\",0,Y4946>0,(2025-Y4946))","v":0},{"$f":"_xlfn.IFS(Z4946=\"Non-Deficient\",\"Non-Deficient\",Z4946=\"Deficient\",\"Deficient\",AB4946=\"Deficient\",\"Deficient\",Z4946=\"Non-Deficient\",\"Non-Deficient\",AB4946=\"Non-Deficient\",\"Non-Deficient\",P4946=\"\",\"None\",AL4946<0,\"Deficient\",AL4946>10,\"Non-Deficient\")","v":"None"},{"$f":"_xlfn.IFS(H4946=\"LOW WATER CROSSING\",\"Non-Functional\",G4946=\"Natural\",\"Functional\",AA4946=\"Functional\",\"Functional\",AC4946=\"Functional\",\"Functional\",AA4946=\"Non-Functional\",\"Non-Functional\",AC4946=\"Non-Functional\",\"Non-Functional\",AA4946=\"Unknown\",\"Unknown\",AC4946=\"Unknown\",\"Unknown\",AA4946=\"\",\"None\")","v":"None"},{"$f":"_xlfn.IFS(X4946=\"Functionality\",\"Low\",W4946=\"No\",\"Low\",Y4946>=2015,\"High\",Y4946>=1920,\"Low\",W4946=\"\",\"None\",W4946=\"Unknown\",\"None\")","v":"None"},{"$f":"_xlfn.IFS(H4946=\"LOW WATER CROSSING\",\"Unknown\",G4946=\"Natural\",\"None\",AM4946<AN4946,\"High\",AC4946=\"Functional\",\"Low\",AC4946=\"Non-Functional\",\"Low\",W4946=\"No\",\"Low\",W4946=\"Unknown\",\"None\",X4946=\"Deficiency\",\"None\",W4946=\"Yes\",\"High\",W4946=\"\",\"None\")","v":"None"},0,0,0,0,{"$f":"_xlfn.CONCAT(LEFT(H4946,3),\"-\")&IF(H4946=\"-\",0,COUNTIF($H$4:H4946,H4946))","v":"-0"},{"$f":"_xlfn.IFS($H4946<=0,\"-\",AS4946=1,_xlfn.CONCAT(\"FUN_NONDEF\",\"-DCON_\",LEFT(AQ4946,1),\"-FCON_\",LEFT(AR4946,1)),AT4946=1,_xlfn.CONCAT(\"FUN_DEF\",\"-DCON_\",LEFT(AQ4946,1),\"-FCON_\",LEFT(AR4946,1)),AU4946=1,_xlfn.CONCAT(\"NONFUN_NONDEF\",\"-DCON_\",LEFT(AQ4946,1),\"-FCON_\",LEFT(AR4946,1)),AV4946=1,_xlfn.CONCAT(\"NONFUN_DEF\",\"-DCON_\",LEFT(AQ4946,1),\"-FCON_\",LEFT(AR4946,1)),AS4946+AT4946+AU4946+AV4946<1,_xlfn.CONCAT(\"-\"))","v":"-"}]
[null,null,null,null,null,null,null,null,null,null,null,null,null,null,null,null,null,null,null,null,null,0,null,null,null,null,null,null,null,null,null,0,0,0,0,"Unknown",{"$f":"_xlfn.IFS(G4947=\"Natural\",0,H4947=\"\",0,H4947=\"COASTAL-CONSTRUCTED\",0,G4947=\"Constructed\",_xlfn.XLOOKUP($H4947,'Data Categories'!$U$4:$U$25,'Data Categories'!$V$4:V$25))","v":0},{"$f":"_xlfn.IFS(AK4947=\"\",0,AJ4947=\"Unknown\",0,AK4947>1,AK4947-AJ4947,AK4947=0,0)","v":0},{"$f":"_xlfn.IFS(Y4947=\"\",0,Y4947>1920,_xlfn.XLOOKUP($H4947,'Data Categories'!$AE$20:$AE$42,'Data Categories'!$AG$20:$AG$42,0))","v":0},{"$f":"_xlfn.IFS(Y4947=\"\",0,Y4947>0,(2025-Y4947))","v":0},{"$f":"_xlfn.IFS(Z4947=\"Non-Deficient\",\"Non-Deficient\",Z4947=\"Deficient\",\"Deficient\",AB4947=\"Deficient\",\"Deficient\",Z4947=\"Non-Deficient\",\"Non-Deficient\",AB4947=\"Non-Deficient\",\"Non-Deficient\",P4947=\"\",\"None\",AL4947<0,\"Deficient\",AL4947>10,\"Non-Deficient\")","v":"None"},{"$f":"_xlfn.IFS(H4947=\"LOW WATER CROSSING\",\"Non-Functional\",G4947=\"Natural\",\"Functional\",AA4947=\"Functional\",\"Functional\",AC4947=\"Functional\",\"Functional\",AA4947=\"Non-Functional\",\"Non-Functional\",AC4947=\"Non-Functional\",\"Non-Functional\",AA4947=\"Unknown\",\"Unknown\",AC4947=\"Unknown\",\"Unknown\",AA4947=\"\",\"None\")","v":"None"},{"$f":"_xlfn.IFS(X4947=\"Functionality\",\"Low\",W4947=\"No\",\"Low\",Y4947>=2015,\"High\",Y4947>=1920,\"Low\",W4947=\"\",\"None\",W4947=\"Unknown\",\"None\")","v":"None"},{"$f":"_xlfn.IFS(H4947=\"LOW WATER CROSSING\",\"Unknown\",G4947=\"Natural\",\"None\",AM4947<AN4947,\"High\",AC4947=\"Functional\",\"Low\",AC4947=\"Non-Functional\",\"Low\",W4947=\"No\",\"Low\",W4947=\"Unknown\",\"None\",X4947=\"Deficiency\",\"None\",W4947=\"Yes\",\"High\",W4947=\"\",\"None\")","v":"None"},0,0,0,0,{"$f":"_xlfn.CONCAT(LEFT(H4947,3),\"-\")&IF(H4947=\"-\",0,COUNTIF($H$4:H4947,H4947))","v":"-0"},{"$f":"_xlfn.IFS($H4947<=0,\"-\",AS4947=1,_xlfn.CONCAT(\"FUN_NONDEF\",\"-DCON_\",LEFT(AQ4947,1),\"-FCON_\",LEFT(AR4947,1)),AT4947=1,_xlfn.CONCAT(\"FUN_DEF\",\"-DCON_\",LEFT(AQ4947,1),\"-FCON_\",LEFT(AR4947,1)),AU4947=1,_xlfn.CONCAT(\"NONFUN_NONDEF\",\"-DCON_\",LEFT(AQ4947,1),\"-FCON_\",LEFT(AR4947,1)),AV4947=1,_xlfn.CONCAT(\"NONFUN_DEF\",\"-DCON_\",LEFT(AQ4947,1),\"-FCON_\",LEFT(AR4947,1)),AS4947+AT4947+AU4947+AV4947<1,_xlfn.CONCAT(\"-\"))","v":"-"}]
[null,null,null,null,null,null,null,null,null,null,null,null,null,null,null,null,null,null,null,null,null,0,null,null,null,null,null,null,null,null,null,0,0,0,0,"Unknown",{"$f":"_xlfn.IFS(G4948=\"Natural\",0,H4948=\"\",0,H4948=\"COASTAL-CONSTRUCTED\",0,G4948=\"Constructed\",_xlfn.XLOOKUP($H4948,'Data Categories'!$U$4:$U$25,'Data Categories'!$V$4:V$25))","v":0},{"$f":"_xlfn.IFS(AK4948=\"\",0,AJ4948=\"Unknown\",0,AK4948>1,AK4948-AJ4948,AK4948=0,0)","v":0},{"$f":"_xlfn.IFS(Y4948=\"\",0,Y4948>1920,_xlfn.XLOOKUP($H4948,'Data Categories'!$AE$20:$AE$42,'Data Categories'!$AG$20:$AG$42,0))","v":0},{"$f":"_xlfn.IFS(Y4948=\"\",0,Y4948>0,(2025-Y4948))","v":0},{"$f":"_xlfn.IFS(Z4948=\"Non-Deficient\",\"Non-Deficient\",Z4948=\"Deficient\",\"Deficient\",AB4948=\"Deficient\",\"Deficient\",Z4948=\"Non-Deficient\",\"Non-Deficient\",AB4948=\"Non-Deficient\",\"Non-Deficient\",P4948=\"\",\"None\",AL4948<0,\"Deficient\",AL4948>10,\"Non-Deficient\")","v":"None"},{"$f":"_xlfn.IFS(H4948=\"LOW WATER CROSSING\",\"Non-Functional\",G4948=\"Natural\",\"Functional\",AA4948=\"Functional\",\"Functional\",AC4948=\"Functional\",\"Functional\",AA4948=\"Non-Functional\",\"Non-Functional\",AC4948=\"Non-Functional\",\"Non-Functional\",AA4948=\"Unknown\",\"Unknown\",AC4948=\"Unknown\",\"Unknown\",AA4948=\"\",\"None\")","v":"None"},{"$f":"_xlfn.IFS(X4948=\"Functionality\",\"Low\",W4948=\"No\",\"Low\",Y4948>=2015,\"High\",Y4948>=1920,\"Low\",W4948=\"\",\"None\",W4948=\"Unknown\",\"None\")","v":"None"},{"$f":"_xlfn.IFS(H4948=\"LOW WATER CROSSING\",\"Unknown\",G4948=\"Natural\",\"None\",AM4948<AN4948,\"High\",AC4948=\"Functional\",\"Low\",AC4948=\"Non-Functional\",\"Low\",W4948=\"No\",\"Low\",W4948=\"Unknown\",\"None\",X4948=\"Deficiency\",\"None\",W4948=\"Yes\",\"High\",W4948=\"\",\"None\")","v":"None"},0,0,0,0,{"$f":"_xlfn.CONCAT(LEFT(H4948,3),\"-\")&IF(H4948=\"-\",0,COUNTIF($H$4:H4948,H4948))","v":"-0"},{"$f":"_xlfn.IFS($H4948<=0,\"-\",AS4948=1,_xlfn.CONCAT(\"FUN_NONDEF\",\"-DCON_\",LEFT(AQ4948,1),\"-FCON_\",LEFT(AR4948,1)),AT4948=1,_xlfn.CONCAT(\"FUN_DEF\",\"-DCON_\",LEFT(AQ4948,1),\"-FCON_\",LEFT(AR4948,1)),AU4948=1,_xlfn.CONCAT(\"NONFUN_NONDEF\",\"-DCON_\",LEFT(AQ4948,1),\"-FCON_\",LEFT(AR4948,1)),AV4948=1,_xlfn.CONCAT(\"NONFUN_DEF\",\"-DCON_\",LEFT(AQ4948,1),\"-FCON_\",LEFT(AR4948,1)),AS4948+AT4948+AU4948+AV4948<1,_xlfn.CONCAT(\"-\"))","v":"-"}]
[null,null,null,null,null,null,null,null,null,null,null,null,null,null,null,null,null,null,null,null,null,0,null,null,null,null,null,null,null,null,null,0,0,0,0,"Unknown",{"$f":"_xlfn.IFS(G4949=\"Natural\",0,H4949=\"\",0,H4949=\"COASTAL-CONSTRUCTED\",0,G4949=\"Constructed\",_xlfn.XLOOKUP($H4949,'Data Categories'!$U$4:$U$25,'Data Categories'!$V$4:V$25))","v":0},{"$f":"_xlfn.IFS(AK4949=\"\",0,AJ4949=\"Unknown\",0,AK4949>1,AK4949-AJ4949,AK4949=0,0)","v":0},{"$f":"_xlfn.IFS(Y4949=\"\",0,Y4949>1920,_xlfn.XLOOKUP($H4949,'Data Categories'!$AE$20:$AE$42,'Data Categories'!$AG$20:$AG$42,0))","v":0},{"$f":"_xlfn.IFS(Y4949=\"\",0,Y4949>0,(2025-Y4949))","v":0},{"$f":"_xlfn.IFS(Z4949=\"Non-Deficient\",\"Non-Deficient\",Z4949=\"Deficient\",\"Deficient\",AB4949=\"Deficient\",\"Deficient\",Z4949=\"Non-Deficient\",\"Non-Deficient\",AB4949=\"Non-Deficient\",\"Non-Deficient\",P4949=\"\",\"None\",AL4949<0,\"Deficient\",AL4949>10,\"Non-Deficient\")","v":"None"},{"$f":"_xlfn.IFS(H4949=\"LOW WATER CROSSING\",\"Non-Functional\",G4949=\"Natural\",\"Functional\",AA4949=\"Functional\",\"Functional\",AC4949=\"Functional\",\"Functional\",AA4949=\"Non-Functional\",\"Non-Functional\",AC4949=\"Non-Functional\",\"Non-Functional\",AA4949=\"Unknown\",\"Unknown\",AC4949=\"Unknown\",\"Unknown\",AA4949=\"\",\"None\")","v":"None"},{"$f":"_xlfn.IFS(X4949=\"Functionality\",\"Low\",W4949=\"No\",\"Low\",Y4949>=2015,\"High\",Y4949>=1920,\"Low\",W4949=\"\",\"None\",W4949=\"Unknown\",\"None\")","v":"None"},{"$f":"_xlfn.IFS(H4949=\"LOW WATER CROSSING\",\"Unknown\",G4949=\"Natural\",\"None\",AM4949<AN4949,\"High\",AC4949=\"Functional\",\"Low\",AC4949=\"Non-Functional\",\"Low\",W4949=\"No\",\"Low\",W4949=\"Unknown\",\"None\",X4949=\"Deficiency\",\"None\",W4949=\"Yes\",\"High\",W4949=\"\",\"None\")","v":"None"},0,0,0,0,{"$f":"_xlfn.CONCAT(LEFT(H4949,3),\"-\")&IF(H4949=\"-\",0,COUNTIF($H$4:H4949,H4949))","v":"-0"},{"$f":"_xlfn.IFS($H4949<=0,\"-\",AS4949=1,_xlfn.CONCAT(\"FUN_NONDEF\",\"-DCON_\",LEFT(AQ4949,1),\"-FCON_\",LEFT(AR4949,1)),AT4949=1,_xlfn.CONCAT(\"FUN_DEF\",\"-DCON_\",LEFT(AQ4949,1),\"-FCON_\",LEFT(AR4949,1)),AU4949=1,_xlfn.CONCAT(\"NONFUN_NONDEF\",\"-DCON_\",LEFT(AQ4949,1),\"-FCON_\",LEFT(AR4949,1)),AV4949=1,_xlfn.CONCAT(\"NONFUN_DEF\",\"-DCON_\",LEFT(AQ4949,1),\"-FCON_\",LEFT(AR4949,1)),AS4949+AT4949+AU4949+AV4949<1,_xlfn.CONCAT(\"-\"))","v":"-"}]
[null,null,null,null,null,null,null,null,null,null,null,null,null,null,null,null,null,null,null,null,null,0,null,null,null,null,null,null,null,null,null,0,0,0,0,"Unknown",{"$f":"_xlfn.IFS(G4950=\"Natural\",0,H4950=\"\",0,H4950=\"COASTAL-CONSTRUCTED\",0,G4950=\"Constructed\",_xlfn.XLOOKUP($H4950,'Data Categories'!$U$4:$U$25,'Data Categories'!$V$4:V$25))","v":0},{"$f":"_xlfn.IFS(AK4950=\"\",0,AJ4950=\"Unknown\",0,AK4950>1,AK4950-AJ4950,AK4950=0,0)","v":0},{"$f":"_xlfn.IFS(Y4950=\"\",0,Y4950>1920,_xlfn.XLOOKUP($H4950,'Data Categories'!$AE$20:$AE$42,'Data Categories'!$AG$20:$AG$42,0))","v":0},{"$f":"_xlfn.IFS(Y4950=\"\",0,Y4950>0,(2025-Y4950))","v":0},{"$f":"_xlfn.IFS(Z4950=\"Non-Deficient\",\"Non-Deficient\",Z4950=\"Deficient\",\"Deficient\",AB4950=\"Deficient\",\"Deficient\",Z4950=\"Non-Deficient\",\"Non-Deficient\",AB4950=\"Non-Deficient\",\"Non-Deficient\",P4950=\"\",\"None\",AL4950<0,\"Deficient\",AL4950>10,\"Non-Deficient\")","v":"None"},{"$f":"_xlfn.IFS(H4950=\"LOW WATER CROSSING\",\"Non-Functional\",G4950=\"Natural\",\"Functional\",AA4950=\"Functional\",\"Functional\",AC4950=\"Functional\",\"Functional\",AA4950=\"Non-Functional\",\"Non-Functional\",AC4950=\"Non-Functional\",\"Non-Functional\",AA4950=\"Unknown\",\"Unknown\",AC4950=\"Unknown\",\"Unknown\",AA4950=\"\",\"None\")","v":"None"},{"$f":"_xlfn.IFS(X4950=\"Functionality\",\"Low\",W4950=\"No\",\"Low\",Y4950>=2015,\"High\",Y4950>=1920,\"Low\",W4950=\"\",\"None\",W4950=\"Unknown\",\"None\")","v":"None"},{"$f":"_xlfn.IFS(H4950=\"LOW WATER CROSSING\",\"Unknown\",G4950=\"Natural\",\"None\",AM4950<AN4950,\"High\",AC4950=\"Functional\",\"Low\",AC4950=\"Non-Functional\",\"Low\",W4950=\"No\",\"Low\",W4950=\"Unknown\",\"None\",X4950=\"Deficiency\",\"None\",W4950=\"Yes\",\"High\",W4950=\"\",\"None\")","v":"None"},0,0,0,0,{"$f":"_xlfn.CONCAT(LEFT(H4950,3),\"-\")&IF(H4950=\"-\",0,COUNTIF($H$4:H4950,H4950))","v":"-0"},{"$f":"_xlfn.IFS($H4950<=0,\"-\",AS4950=1,_xlfn.CONCAT(\"FUN_NONDEF\",\"-DCON_\",LEFT(AQ4950,1),\"-FCON_\",LEFT(AR4950,1)),AT4950=1,_xlfn.CONCAT(\"FUN_DEF\",\"-DCON_\",LEFT(AQ4950,1),\"-FCON_\",LEFT(AR4950,1)),AU4950=1,_xlfn.CONCAT(\"NONFUN_NONDEF\",\"-DCON_\",LEFT(AQ4950,1),\"-FCON_\",LEFT(AR4950,1)),AV4950=1,_xlfn.CONCAT(\"NONFUN_DEF\",\"-DCON_\",LEFT(AQ4950,1),\"-FCON_\",LEFT(AR4950,1)),AS4950+AT4950+AU4950+AV4950<1,_xlfn.CONCAT(\"-\"))","v":"-"}]
[null,null,null,null,null,null,null,null,null,null,null,null,null,null,null,null,null,null,null,null,null,0,null,null,null,null,null,null,null,null,null,0,0,0,0,"Unknown",{"$f":"_xlfn.IFS(G4951=\"Natural\",0,H4951=\"\",0,H4951=\"COASTAL-CONSTRUCTED\",0,G4951=\"Constructed\",_xlfn.XLOOKUP($H4951,'Data Categories'!$U$4:$U$25,'Data Categories'!$V$4:V$25))","v":0},{"$f":"_xlfn.IFS(AK4951=\"\",0,AJ4951=\"Unknown\",0,AK4951>1,AK4951-AJ4951,AK4951=0,0)","v":0},{"$f":"_xlfn.IFS(Y4951=\"\",0,Y4951>1920,_xlfn.XLOOKUP($H4951,'Data Categories'!$AE$20:$AE$42,'Data Categories'!$AG$20:$AG$42,0))","v":0},{"$f":"_xlfn.IFS(Y4951=\"\",0,Y4951>0,(2025-Y4951))","v":0},{"$f":"_xlfn.IFS(Z4951=\"Non-Deficient\",\"Non-Deficient\",Z4951=\"Deficient\",\"Deficient\",AB4951=\"Deficient\",\"Deficient\",Z4951=\"Non-Deficient\",\"Non-Deficient\",AB4951=\"Non-Deficient\",\"Non-Deficient\",P4951=\"\",\"None\",AL4951<0,\"Deficient\",AL4951>10,\"Non-Deficient\")","v":"None"},{"$f":"_xlfn.IFS(H4951=\"LOW WATER CROSSING\",\"Non-Functional\",G4951=\"Natural\",\"Functional\",AA4951=\"Functional\",\"Functional\",AC4951=\"Functional\",\"Functional\",AA4951=\"Non-Functional\",\"Non-Functional\",AC4951=\"Non-Functional\",\"Non-Functional\",AA4951=\"Unknown\",\"Unknown\",AC4951=\"Unknown\",\"Unknown\",AA4951=\"\",\"None\")","v":"None"},{"$f":"_xlfn.IFS(X4951=\"Functionality\",\"Low\",W4951=\"No\",\"Low\",Y4951>=2015,\"High\",Y4951>=1920,\"Low\",W4951=\"\",\"None\",W4951=\"Unknown\",\"None\")","v":"None"},{"$f":"_xlfn.IFS(H4951=\"LOW WATER CROSSING\",\"Unknown\",G4951=\"Natural\",\"None\",AM4951<AN4951,\"High\",AC4951=\"Functional\",\"Low\",AC4951=\"Non-Functional\",\"Low\",W4951=\"No\",\"Low\",W4951=\"Unknown\",\"None\",X4951=\"Deficiency\",\"None\",W4951=\"Yes\",\"High\",W4951=\"\",\"None\")","v":"None"},0,0,0,0,{"$f":"_xlfn.CONCAT(LEFT(H4951,3),\"-\")&IF(H4951=\"-\",0,COUNTIF($H$4:H4951,H4951))","v":"-0"},{"$f":"_xlfn.IFS($H4951<=0,\"-\",AS4951=1,_xlfn.CONCAT(\"FUN_NONDEF\",\"-DCON_\",LEFT(AQ4951,1),\"-FCON_\",LEFT(AR4951,1)),AT4951=1,_xlfn.CONCAT(\"FUN_DEF\",\"-DCON_\",LEFT(AQ4951,1),\"-FCON_\",LEFT(AR4951,1)),AU4951=1,_xlfn.CONCAT(\"NONFUN_NONDEF\",\"-DCON_\",LEFT(AQ4951,1),\"-FCON_\",LEFT(AR4951,1)),AV4951=1,_xlfn.CONCAT(\"NONFUN_DEF\",\"-DCON_\",LEFT(AQ4951,1),\"-FCON_\",LEFT(AR4951,1)),AS4951+AT4951+AU4951+AV4951<1,_xlfn.CONCAT(\"-\"))","v":"-"}]
[null,null,null,null,null,null,null,null,null,null,null,null,null,null,null,null,null,null,null,null,null,0,null,null,null,null,null,null,null,null,null,0,0,0,0,"Unknown",{"$f":"_xlfn.IFS(G4952=\"Natural\",0,H4952=\"\",0,H4952=\"COASTAL-CONSTRUCTED\",0,G4952=\"Constructed\",_xlfn.XLOOKUP($H4952,'Data Categories'!$U$4:$U$25,'Data Categories'!$V$4:V$25))","v":0},{"$f":"_xlfn.IFS(AK4952=\"\",0,AJ4952=\"Unknown\",0,AK4952>1,AK4952-AJ4952,AK4952=0,0)","v":0},{"$f":"_xlfn.IFS(Y4952=\"\",0,Y4952>1920,_xlfn.XLOOKUP($H4952,'Data Categories'!$AE$20:$AE$42,'Data Categories'!$AG$20:$AG$42,0))","v":0},{"$f":"_xlfn.IFS(Y4952=\"\",0,Y4952>0,(2025-Y4952))","v":0},{"$f":"_xlfn.IFS(Z4952=\"Non-Deficient\",\"Non-Deficient\",Z4952=\"Deficient\",\"Deficient\",AB4952=\"Deficient\",\"Deficient\",Z4952=\"Non-Deficient\",\"Non-Deficient\",AB4952=\"Non-Deficient\",\"Non-Deficient\",P4952=\"\",\"None\",AL4952<0,\"Deficient\",AL4952>10,\"Non-Deficient\")","v":"None"},{"$f":"_xlfn.IFS(H4952=\"LOW WATER CROSSING\",\"Non-Functional\",G4952=\"Natural\",\"Functional\",AA4952=\"Functional\",\"Functional\",AC4952=\"Functional\",\"Functional\",AA4952=\"Non-Functional\",\"Non-Functional\",AC4952=\"Non-Functional\",\"Non-Functional\",AA4952=\"Unknown\",\"Unknown\",AC4952=\"Unknown\",\"Unknown\",AA4952=\"\",\"None\")","v":"None"},{"$f":"_xlfn.IFS(X4952=\"Functionality\",\"Low\",W4952=\"No\",\"Low\",Y4952>=2015,\"High\",Y4952>=1920,\"Low\",W4952=\"\",\"None\",W4952=\"Unknown\",\"None\")","v":"None"},{"$f":"_xlfn.IFS(H4952=\"LOW WATER CROSSING\",\"Unknown\",G4952=\"Natural\",\"None\",AM4952<AN4952,\"High\",AC4952=\"Functional\",\"Low\",AC4952=\"Non-Functional\",\"Low\",W4952=\"No\",\"Low\",W4952=\"Unknown\",\"None\",X4952=\"Deficiency\",\"None\",W4952=\"Yes\",\"High\",W4952=\"\",\"None\")","v":"None"},0,0,0,0,{"$f":"_xlfn.CONCAT(LEFT(H4952,3),\"-\")&IF(H4952=\"-\",0,COUNTIF($H$4:H4952,H4952))","v":"-0"},{"$f":"_xlfn.IFS($H4952<=0,\"-\",AS4952=1,_xlfn.CONCAT(\"FUN_NONDEF\",\"-DCON_\",LEFT(AQ4952,1),\"-FCON_\",LEFT(AR4952,1)),AT4952=1,_xlfn.CONCAT(\"FUN_DEF\",\"-DCON_\",LEFT(AQ4952,1),\"-FCON_\",LEFT(AR4952,1)),AU4952=1,_xlfn.CONCAT(\"NONFUN_NONDEF\",\"-DCON_\",LEFT(AQ4952,1),\"-FCON_\",LEFT(AR4952,1)),AV4952=1,_xlfn.CONCAT(\"NONFUN_DEF\",\"-DCON_\",LEFT(AQ4952,1),\"-FCON_\",LEFT(AR4952,1)),AS4952+AT4952+AU4952+AV4952<1,_xlfn.CONCAT(\"-\"))","v":"-"}]
[null,null,null,null,null,null,null,null,null,null,null,null,null,null,null,null,null,null,null,null,null,0,null,null,null,null,null,null,null,null,null,0,0,0,0,"Unknown",{"$f":"_xlfn.IFS(G4953=\"Natural\",0,H4953=\"\",0,H4953=\"COASTAL-CONSTRUCTED\",0,G4953=\"Constructed\",_xlfn.XLOOKUP($H4953,'Data Categories'!$U$4:$U$25,'Data Categories'!$V$4:V$25))","v":0},{"$f":"_xlfn.IFS(AK4953=\"\",0,AJ4953=\"Unknown\",0,AK4953>1,AK4953-AJ4953,AK4953=0,0)","v":0},{"$f":"_xlfn.IFS(Y4953=\"\",0,Y4953>1920,_xlfn.XLOOKUP($H4953,'Data Categories'!$AE$20:$AE$42,'Data Categories'!$AG$20:$AG$42,0))","v":0},{"$f":"_xlfn.IFS(Y4953=\"\",0,Y4953>0,(2025-Y4953))","v":0},{"$f":"_xlfn.IFS(Z4953=\"Non-Deficient\",\"Non-Deficient\",Z4953=\"Deficient\",\"Deficient\",AB4953=\"Deficient\",\"Deficient\",Z4953=\"Non-Deficient\",\"Non-Deficient\",AB4953=\"Non-Deficient\",\"Non-Deficient\",P4953=\"\",\"None\",AL4953<0,\"Deficient\",AL4953>10,\"Non-Deficient\")","v":"None"},{"$f":"_xlfn.IFS(H4953=\"LOW WATER CROSSING\",\"Non-Functional\",G4953=\"Natural\",\"Functional\",AA4953=\"Functional\",\"Functional\",AC4953=\"Functional\",\"Functional\",AA4953=\"Non-Functional\",\"Non-Functional\",AC4953=\"Non-Functional\",\"Non-Functional\",AA4953=\"Unknown\",\"Unknown\",AC4953=\"Unknown\",\"Unknown\",AA4953=\"\",\"None\")","v":"None"},{"$f":"_xlfn.IFS(X4953=\"Functionality\",\"Low\",W4953=\"No\",\"Low\",Y4953>=2015,\"High\",Y4953>=1920,\"Low\",W4953=\"\",\"None\",W4953=\"Unknown\",\"None\")","v":"None"},{"$f":"_xlfn.IFS(H4953=\"LOW WATER CROSSING\",\"Unknown\",G4953=\"Natural\",\"None\",AM4953<AN4953,\"High\",AC4953=\"Functional\",\"Low\",AC4953=\"Non-Functional\",\"Low\",W4953=\"No\",\"Low\",W4953=\"Unknown\",\"None\",X4953=\"Deficiency\",\"None\",W4953=\"Yes\",\"High\",W4953=\"\",\"None\")","v":"None"},0,0,0,0,{"$f":"_xlfn.CONCAT(LEFT(H4953,3),\"-\")&IF(H4953=\"-\",0,COUNTIF($H$4:H4953,H4953))","v":"-0"},{"$f":"_xlfn.IFS($H4953<=0,\"-\",AS4953=1,_xlfn.CONCAT(\"FUN_NONDEF\",\"-DCON_\",LEFT(AQ4953,1),\"-FCON_\",LEFT(AR4953,1)),AT4953=1,_xlfn.CONCAT(\"FUN_DEF\",\"-DCON_\",LEFT(AQ4953,1),\"-FCON_\",LEFT(AR4953,1)),AU4953=1,_xlfn.CONCAT(\"NONFUN_NONDEF\",\"-DCON_\",LEFT(AQ4953,1),\"-FCON_\",LEFT(AR4953,1)),AV4953=1,_xlfn.CONCAT(\"NONFUN_DEF\",\"-DCON_\",LEFT(AQ4953,1),\"-FCON_\",LEFT(AR4953,1)),AS4953+AT4953+AU4953+AV4953<1,_xlfn.CONCAT(\"-\"))","v":"-"}]
[null,null,null,null,null,null,null,null,null,null,null,null,null,null,null,null,null,null,null,null,null,0,null,null,null,null,null,null,null,null,null,0,0,0,0,"Unknown",{"$f":"_xlfn.IFS(G4954=\"Natural\",0,H4954=\"\",0,H4954=\"COASTAL-CONSTRUCTED\",0,G4954=\"Constructed\",_xlfn.XLOOKUP($H4954,'Data Categories'!$U$4:$U$25,'Data Categories'!$V$4:V$25))","v":0},{"$f":"_xlfn.IFS(AK4954=\"\",0,AJ4954=\"Unknown\",0,AK4954>1,AK4954-AJ4954,AK4954=0,0)","v":0},{"$f":"_xlfn.IFS(Y4954=\"\",0,Y4954>1920,_xlfn.XLOOKUP($H4954,'Data Categories'!$AE$20:$AE$42,'Data Categories'!$AG$20:$AG$42,0))","v":0},{"$f":"_xlfn.IFS(Y4954=\"\",0,Y4954>0,(2025-Y4954))","v":0},{"$f":"_xlfn.IFS(Z4954=\"Non-Deficient\",\"Non-Deficient\",Z4954=\"Deficient\",\"Deficient\",AB4954=\"Deficient\",\"Deficient\",Z4954=\"Non-Deficient\",\"Non-Deficient\",AB4954=\"Non-Deficient\",\"Non-Deficient\",P4954=\"\",\"None\",AL4954<0,\"Deficient\",AL4954>10,\"Non-Deficient\")","v":"None"},{"$f":"_xlfn.IFS(H4954=\"LOW WATER CROSSING\",\"Non-Functional\",G4954=\"Natural\",\"Functional\",AA4954=\"Functional\",\"Functional\",AC4954=\"Functional\",\"Functional\",AA4954=\"Non-Functional\",\"Non-Functional\",AC4954=\"Non-Functional\",\"Non-Functional\",AA4954=\"Unknown\",\"Unknown\",AC4954=\"Unknown\",\"Unknown\",AA4954=\"\",\"None\")","v":"None"},{"$f":"_xlfn.IFS(X4954=\"Functionality\",\"Low\",W4954=\"No\",\"Low\",Y4954>=2015,\"High\",Y4954>=1920,\"Low\",W4954=\"\",\"None\",W4954=\"Unknown\",\"None\")","v":"None"},{"$f":"_xlfn.IFS(H4954=\"LOW WATER CROSSING\",\"Unknown\",G4954=\"Natural\",\"None\",AM4954<AN4954,\"High\",AC4954=\"Functional\",\"Low\",AC4954=\"Non-Functional\",\"Low\",W4954=\"No\",\"Low\",W4954=\"Unknown\",\"None\",X4954=\"Deficiency\",\"None\",W4954=\"Yes\",\"High\",W4954=\"\",\"None\")","v":"None"},0,0,0,0,{"$f":"_xlfn.CONCAT(LEFT(H4954,3),\"-\")&IF(H4954=\"-\",0,COUNTIF($H$4:H4954,H4954))","v":"-0"},{"$f":"_xlfn.IFS($H4954<=0,\"-\",AS4954=1,_xlfn.CONCAT(\"FUN_NONDEF\",\"-DCON_\",LEFT(AQ4954,1),\"-FCON_\",LEFT(AR4954,1)),AT4954=1,_xlfn.CONCAT(\"FUN_DEF\",\"-DCON_\",LEFT(AQ4954,1),\"-FCON_\",LEFT(AR4954,1)),AU4954=1,_xlfn.CONCAT(\"NONFUN_NONDEF\",\"-DCON_\",LEFT(AQ4954,1),\"-FCON_\",LEFT(AR4954,1)),AV4954=1,_xlfn.CONCAT(\"NONFUN_DEF\",\"-DCON_\",LEFT(AQ4954,1),\"-FCON_\",LEFT(AR4954,1)),AS4954+AT4954+AU4954+AV4954<1,_xlfn.CONCAT(\"-\"))","v":"-"}]
[null,null,null,null,null,null,null,null,null,null,null,null,null,null,null,null,null,null,null,null,null,0,null,null,null,null,null,null,null,null,null,0,0,0,0,"Unknown",{"$f":"_xlfn.IFS(G4955=\"Natural\",0,H4955=\"\",0,H4955=\"COASTAL-CONSTRUCTED\",0,G4955=\"Constructed\",_xlfn.XLOOKUP($H4955,'Data Categories'!$U$4:$U$25,'Data Categories'!$V$4:V$25))","v":0},{"$f":"_xlfn.IFS(AK4955=\"\",0,AJ4955=\"Unknown\",0,AK4955>1,AK4955-AJ4955,AK4955=0,0)","v":0},{"$f":"_xlfn.IFS(Y4955=\"\",0,Y4955>1920,_xlfn.XLOOKUP($H4955,'Data Categories'!$AE$20:$AE$42,'Data Categories'!$AG$20:$AG$42,0))","v":0},{"$f":"_xlfn.IFS(Y4955=\"\",0,Y4955>0,(2025-Y4955))","v":0},{"$f":"_xlfn.IFS(Z4955=\"Non-Deficient\",\"Non-Deficient\",Z4955=\"Deficient\",\"Deficient\",AB4955=\"Deficient\",\"Deficient\",Z4955=\"Non-Deficient\",\"Non-Deficient\",AB4955=\"Non-Deficient\",\"Non-Deficient\",P4955=\"\",\"None\",AL4955<0,\"Deficient\",AL4955>10,\"Non-Deficient\")","v":"None"},{"$f":"_xlfn.IFS(H4955=\"LOW WATER CROSSING\",\"Non-Functional\",G4955=\"Natural\",\"Functional\",AA4955=\"Functional\",\"Functional\",AC4955=\"Functional\",\"Functional\",AA4955=\"Non-Functional\",\"Non-Functional\",AC4955=\"Non-Functional\",\"Non-Functional\",AA4955=\"Unknown\",\"Unknown\",AC4955=\"Unknown\",\"Unknown\",AA4955=\"\",\"None\")","v":"None"},{"$f":"_xlfn.IFS(X4955=\"Functionality\",\"Low\",W4955=\"No\",\"Low\",Y4955>=2015,\"High\",Y4955>=1920,\"Low\",W4955=\"\",\"None\",W4955=\"Unknown\",\"None\")","v":"None"},{"$f":"_xlfn.IFS(H4955=\"LOW WATER CROSSING\",\"Unknown\",G4955=\"Natural\",\"None\",AM4955<AN4955,\"High\",AC4955=\"Functional\",\"Low\",AC4955=\"Non-Functional\",\"Low\",W4955=\"No\",\"Low\",W4955=\"Unknown\",\"None\",X4955=\"Deficiency\",\"None\",W4955=\"Yes\",\"High\",W4955=\"\",\"None\")","v":"None"},0,0,0,0,{"$f":"_xlfn.CONCAT(LEFT(H4955,3),\"-\")&IF(H4955=\"-\",0,COUNTIF($H$4:H4955,H4955))","v":"-0"},{"$f":"_xlfn.IFS($H4955<=0,\"-\",AS4955=1,_xlfn.CONCAT(\"FUN_NONDEF\",\"-DCON_\",LEFT(AQ4955,1),\"-FCON_\",LEFT(AR4955,1)),AT4955=1,_xlfn.CONCAT(\"FUN_DEF\",\"-DCON_\",LEFT(AQ4955,1),\"-FCON_\",LEFT(AR4955,1)),AU4955=1,_xlfn.CONCAT(\"NONFUN_NONDEF\",\"-DCON_\",LEFT(AQ4955,1),\"-FCON_\",LEFT(AR4955,1)),AV4955=1,_xlfn.CONCAT(\"NONFUN_DEF\",\"-DCON_\",LEFT(AQ4955,1),\"-FCON_\",LEFT(AR4955,1)),AS4955+AT4955+AU4955+AV4955<1,_xlfn.CONCAT(\"-\"))","v":"-"}]
[null,null,null,null,null,null,null,null,null,null,null,null,null,null,null,null,null,null,null,null,null,0,null,null,null,null,null,null,null,null,null,0,0,0,0,"Unknown",{"$f":"_xlfn.IFS(G4956=\"Natural\",0,H4956=\"\",0,H4956=\"COASTAL-CONSTRUCTED\",0,G4956=\"Constructed\",_xlfn.XLOOKUP($H4956,'Data Categories'!$U$4:$U$25,'Data Categories'!$V$4:V$25))","v":0},{"$f":"_xlfn.IFS(AK4956=\"\",0,AJ4956=\"Unknown\",0,AK4956>1,AK4956-AJ4956,AK4956=0,0)","v":0},{"$f":"_xlfn.IFS(Y4956=\"\",0,Y4956>1920,_xlfn.XLOOKUP($H4956,'Data Categories'!$AE$20:$AE$42,'Data Categories'!$AG$20:$AG$42,0))","v":0},{"$f":"_xlfn.IFS(Y4956=\"\",0,Y4956>0,(2025-Y4956))","v":0},{"$f":"_xlfn.IFS(Z4956=\"Non-Deficient\",\"Non-Deficient\",Z4956=\"Deficient\",\"Deficient\",AB4956=\"Deficient\",\"Deficient\",Z4956=\"Non-Deficient\",\"Non-Deficient\",AB4956=\"Non-Deficient\",\"Non-Deficient\",P4956=\"\",\"None\",AL4956<0,\"Deficient\",AL4956>10,\"Non-Deficient\")","v":"None"},{"$f":"_xlfn.IFS(H4956=\"LOW WATER CROSSING\",\"Non-Functional\",G4956=\"Natural\",\"Functional\",AA4956=\"Functional\",\"Functional\",AC4956=\"Functional\",\"Functional\",AA4956=\"Non-Functional\",\"Non-Functional\",AC4956=\"Non-Functional\",\"Non-Functional\",AA4956=\"Unknown\",\"Unknown\",AC4956=\"Unknown\",\"Unknown\",AA4956=\"\",\"None\")","v":"None"},{"$f":"_xlfn.IFS(X4956=\"Functionality\",\"Low\",W4956=\"No\",\"Low\",Y4956>=2015,\"High\",Y4956>=1920,\"Low\",W4956=\"\",\"None\",W4956=\"Unknown\",\"None\")","v":"None"},{"$f":"_xlfn.IFS(H4956=\"LOW WATER CROSSING\",\"Unknown\",G4956=\"Natural\",\"None\",AM4956<AN4956,\"High\",AC4956=\"Functional\",\"Low\",AC4956=\"Non-Functional\",\"Low\",W4956=\"No\",\"Low\",W4956=\"Unknown\",\"None\",X4956=\"Deficiency\",\"None\",W4956=\"Yes\",\"High\",W4956=\"\",\"None\")","v":"None"},0,0,0,0,{"$f":"_xlfn.CONCAT(LEFT(H4956,3),\"-\")&IF(H4956=\"-\",0,COUNTIF($H$4:H4956,H4956))","v":"-0"},{"$f":"_xlfn.IFS($H4956<=0,\"-\",AS4956=1,_xlfn.CONCAT(\"FUN_NONDEF\",\"-DCON_\",LEFT(AQ4956,1),\"-FCON_\",LEFT(AR4956,1)),AT4956=1,_xlfn.CONCAT(\"FUN_DEF\",\"-DCON_\",LEFT(AQ4956,1),\"-FCON_\",LEFT(AR4956,1)),AU4956=1,_xlfn.CONCAT(\"NONFUN_NONDEF\",\"-DCON_\",LEFT(AQ4956,1),\"-FCON_\",LEFT(AR4956,1)),AV4956=1,_xlfn.CONCAT(\"NONFUN_DEF\",\"-DCON_\",LEFT(AQ4956,1),\"-FCON_\",LEFT(AR4956,1)),AS4956+AT4956+AU4956+AV4956<1,_xlfn.CONCAT(\"-\"))","v":"-"}]
[null,null,null,null,null,null,null,null,null,null,null,null,null,null,null,null,null,null,null,null,null,0,null,null,null,null,null,null,null,null,null,0,0,0,0,"Unknown",{"$f":"_xlfn.IFS(G4957=\"Natural\",0,H4957=\"\",0,H4957=\"COASTAL-CONSTRUCTED\",0,G4957=\"Constructed\",_xlfn.XLOOKUP($H4957,'Data Categories'!$U$4:$U$25,'Data Categories'!$V$4:V$25))","v":0},{"$f":"_xlfn.IFS(AK4957=\"\",0,AJ4957=\"Unknown\",0,AK4957>1,AK4957-AJ4957,AK4957=0,0)","v":0},{"$f":"_xlfn.IFS(Y4957=\"\",0,Y4957>1920,_xlfn.XLOOKUP($H4957,'Data Categories'!$AE$20:$AE$42,'Data Categories'!$AG$20:$AG$42,0))","v":0},{"$f":"_xlfn.IFS(Y4957=\"\",0,Y4957>0,(2025-Y4957))","v":0},{"$f":"_xlfn.IFS(Z4957=\"Non-Deficient\",\"Non-Deficient\",Z4957=\"Deficient\",\"Deficient\",AB4957=\"Deficient\",\"Deficient\",Z4957=\"Non-Deficient\",\"Non-Deficient\",AB4957=\"Non-Deficient\",\"Non-Deficient\",P4957=\"\",\"None\",AL4957<0,\"Deficient\",AL4957>10,\"Non-Deficient\")","v":"None"},{"$f":"_xlfn.IFS(H4957=\"LOW WATER CROSSING\",\"Non-Functional\",G4957=\"Natural\",\"Functional\",AA4957=\"Functional\",\"Functional\",AC4957=\"Functional\",\"Functional\",AA4957=\"Non-Functional\",\"Non-Functional\",AC4957=\"Non-Functional\",\"Non-Functional\",AA4957=\"Unknown\",\"Unknown\",AC4957=\"Unknown\",\"Unknown\",AA4957=\"\",\"None\")","v":"None"},{"$f":"_xlfn.IFS(X4957=\"Functionality\",\"Low\",W4957=\"No\",\"Low\",Y4957>=2015,\"High\",Y4957>=1920,\"Low\",W4957=\"\",\"None\",W4957=\"Unknown\",\"None\")","v":"None"},{"$f":"_xlfn.IFS(H4957=\"LOW WATER CROSSING\",\"Unknown\",G4957=\"Natural\",\"None\",AM4957<AN4957,\"High\",AC4957=\"Functional\",\"Low\",AC4957=\"Non-Functional\",\"Low\",W4957=\"No\",\"Low\",W4957=\"Unknown\",\"None\",X4957=\"Deficiency\",\"None\",W4957=\"Yes\",\"High\",W4957=\"\",\"None\")","v":"None"},0,0,0,0,{"$f":"_xlfn.CONCAT(LEFT(H4957,3),\"-\")&IF(H4957=\"-\",0,COUNTIF($H$4:H4957,H4957))","v":"-0"},{"$f":"_xlfn.IFS($H4957<=0,\"-\",AS4957=1,_xlfn.CONCAT(\"FUN_NONDEF\",\"-DCON_\",LEFT(AQ4957,1),\"-FCON_\",LEFT(AR4957,1)),AT4957=1,_xlfn.CONCAT(\"FUN_DEF\",\"-DCON_\",LEFT(AQ4957,1),\"-FCON_\",LEFT(AR4957,1)),AU4957=1,_xlfn.CONCAT(\"NONFUN_NONDEF\",\"-DCON_\",LEFT(AQ4957,1),\"-FCON_\",LEFT(AR4957,1)),AV4957=1,_xlfn.CONCAT(\"NONFUN_DEF\",\"-DCON_\",LEFT(AQ4957,1),\"-FCON_\",LEFT(AR4957,1)),AS4957+AT4957+AU4957+AV4957<1,_xlfn.CONCAT(\"-\"))","v":"-"}]
[null,null,null,null,null,null,null,null,null,null,null,null,null,null,null,null,null,null,null,null,null,0,null,null,null,null,null,null,null,null,null,0,0,0,0,"Unknown",{"$f":"_xlfn.IFS(G4958=\"Natural\",0,H4958=\"\",0,H4958=\"COASTAL-CONSTRUCTED\",0,G4958=\"Constructed\",_xlfn.XLOOKUP($H4958,'Data Categories'!$U$4:$U$25,'Data Categories'!$V$4:V$25))","v":0},{"$f":"_xlfn.IFS(AK4958=\"\",0,AJ4958=\"Unknown\",0,AK4958>1,AK4958-AJ4958,AK4958=0,0)","v":0},{"$f":"_xlfn.IFS(Y4958=\"\",0,Y4958>1920,_xlfn.XLOOKUP($H4958,'Data Categories'!$AE$20:$AE$42,'Data Categories'!$AG$20:$AG$42,0))","v":0},{"$f":"_xlfn.IFS(Y4958=\"\",0,Y4958>0,(2025-Y4958))","v":0},{"$f":"_xlfn.IFS(Z4958=\"Non-Deficient\",\"Non-Deficient\",Z4958=\"Deficient\",\"Deficient\",AB4958=\"Deficient\",\"Deficient\",Z4958=\"Non-Deficient\",\"Non-Deficient\",AB4958=\"Non-Deficient\",\"Non-Deficient\",P4958=\"\",\"None\",AL4958<0,\"Deficient\",AL4958>10,\"Non-Deficient\")","v":"None"},{"$f":"_xlfn.IFS(H4958=\"LOW WATER CROSSING\",\"Non-Functional\",G4958=\"Natural\",\"Functional\",AA4958=\"Functional\",\"Functional\",AC4958=\"Functional\",\"Functional\",AA4958=\"Non-Functional\",\"Non-Functional\",AC4958=\"Non-Functional\",\"Non-Functional\",AA4958=\"Unknown\",\"Unknown\",AC4958=\"Unknown\",\"Unknown\",AA4958=\"\",\"None\")","v":"None"},{"$f":"_xlfn.IFS(X4958=\"Functionality\",\"Low\",W4958=\"No\",\"Low\",Y4958>=2015,\"High\",Y4958>=1920,\"Low\",W4958=\"\",\"None\",W4958=\"Unknown\",\"None\")","v":"None"},{"$f":"_xlfn.IFS(H4958=\"LOW WATER CROSSING\",\"Unknown\",G4958=\"Natural\",\"None\",AM4958<AN4958,\"High\",AC4958=\"Functional\",\"Low\",AC4958=\"Non-Functional\",\"Low\",W4958=\"No\",\"Low\",W4958=\"Unknown\",\"None\",X4958=\"Deficiency\",\"None\",W4958=\"Yes\",\"High\",W4958=\"\",\"None\")","v":"None"},0,0,0,0,{"$f":"_xlfn.CONCAT(LEFT(H4958,3),\"-\")&IF(H4958=\"-\",0,COUNTIF($H$4:H4958,H4958))","v":"-0"},{"$f":"_xlfn.IFS($H4958<=0,\"-\",AS4958=1,_xlfn.CONCAT(\"FUN_NONDEF\",\"-DCON_\",LEFT(AQ4958,1),\"-FCON_\",LEFT(AR4958,1)),AT4958=1,_xlfn.CONCAT(\"FUN_DEF\",\"-DCON_\",LEFT(AQ4958,1),\"-FCON_\",LEFT(AR4958,1)),AU4958=1,_xlfn.CONCAT(\"NONFUN_NONDEF\",\"-DCON_\",LEFT(AQ4958,1),\"-FCON_\",LEFT(AR4958,1)),AV4958=1,_xlfn.CONCAT(\"NONFUN_DEF\",\"-DCON_\",LEFT(AQ4958,1),\"-FCON_\",LEFT(AR4958,1)),AS4958+AT4958+AU4958+AV4958<1,_xlfn.CONCAT(\"-\"))","v":"-"}]
[null,null,null,null,null,null,null,null,null,null,null,null,null,null,null,null,null,null,null,null,null,0,null,null,null,null,null,null,null,null,null,0,0,0,0,"Unknown",{"$f":"_xlfn.IFS(G4959=\"Natural\",0,H4959=\"\",0,H4959=\"COASTAL-CONSTRUCTED\",0,G4959=\"Constructed\",_xlfn.XLOOKUP($H4959,'Data Categories'!$U$4:$U$25,'Data Categories'!$V$4:V$25))","v":0},{"$f":"_xlfn.IFS(AK4959=\"\",0,AJ4959=\"Unknown\",0,AK4959>1,AK4959-AJ4959,AK4959=0,0)","v":0},{"$f":"_xlfn.IFS(Y4959=\"\",0,Y4959>1920,_xlfn.XLOOKUP($H4959,'Data Categories'!$AE$20:$AE$42,'Data Categories'!$AG$20:$AG$42,0))","v":0},{"$f":"_xlfn.IFS(Y4959=\"\",0,Y4959>0,(2025-Y4959))","v":0},{"$f":"_xlfn.IFS(Z4959=\"Non-Deficient\",\"Non-Deficient\",Z4959=\"Deficient\",\"Deficient\",AB4959=\"Deficient\",\"Deficient\",Z4959=\"Non-Deficient\",\"Non-Deficient\",AB4959=\"Non-Deficient\",\"Non-Deficient\",P4959=\"\",\"None\",AL4959<0,\"Deficient\",AL4959>10,\"Non-Deficient\")","v":"None"},{"$f":"_xlfn.IFS(H4959=\"LOW WATER CROSSING\",\"Non-Functional\",G4959=\"Natural\",\"Functional\",AA4959=\"Functional\",\"Functional\",AC4959=\"Functional\",\"Functional\",AA4959=\"Non-Functional\",\"Non-Functional\",AC4959=\"Non-Functional\",\"Non-Functional\",AA4959=\"Unknown\",\"Unknown\",AC4959=\"Unknown\",\"Unknown\",AA4959=\"\",\"None\")","v":"None"},{"$f":"_xlfn.IFS(X4959=\"Functionality\",\"Low\",W4959=\"No\",\"Low\",Y4959>=2015,\"High\",Y4959>=1920,\"Low\",W4959=\"\",\"None\",W4959=\"Unknown\",\"None\")","v":"None"},{"$f":"_xlfn.IFS(H4959=\"LOW WATER CROSSING\",\"Unknown\",G4959=\"Natural\",\"None\",AM4959<AN4959,\"High\",AC4959=\"Functional\",\"Low\",AC4959=\"Non-Functional\",\"Low\",W4959=\"No\",\"Low\",W4959=\"Unknown\",\"None\",X4959=\"Deficiency\",\"None\",W4959=\"Yes\",\"High\",W4959=\"\",\"None\")","v":"None"},0,0,0,0,{"$f":"_xlfn.CONCAT(LEFT(H4959,3),\"-\")&IF(H4959=\"-\",0,COUNTIF($H$4:H4959,H4959))","v":"-0"},{"$f":"_xlfn.IFS($H4959<=0,\"-\",AS4959=1,_xlfn.CONCAT(\"FUN_NONDEF\",\"-DCON_\",LEFT(AQ4959,1),\"-FCON_\",LEFT(AR4959,1)),AT4959=1,_xlfn.CONCAT(\"FUN_DEF\",\"-DCON_\",LEFT(AQ4959,1),\"-FCON_\",LEFT(AR4959,1)),AU4959=1,_xlfn.CONCAT(\"NONFUN_NONDEF\",\"-DCON_\",LEFT(AQ4959,1),\"-FCON_\",LEFT(AR4959,1)),AV4959=1,_xlfn.CONCAT(\"NONFUN_DEF\",\"-DCON_\",LEFT(AQ4959,1),\"-FCON_\",LEFT(AR4959,1)),AS4959+AT4959+AU4959+AV4959<1,_xlfn.CONCAT(\"-\"))","v":"-"}]
[null,null,null,null,null,null,null,null,null,null,null,null,null,null,null,null,null,null,null,null,null,0,null,null,null,null,null,null,null,null,null,0,0,0,0,"Unknown",{"$f":"_xlfn.IFS(G4960=\"Natural\",0,H4960=\"\",0,H4960=\"COASTAL-CONSTRUCTED\",0,G4960=\"Constructed\",_xlfn.XLOOKUP($H4960,'Data Categories'!$U$4:$U$25,'Data Categories'!$V$4:V$25))","v":0},{"$f":"_xlfn.IFS(AK4960=\"\",0,AJ4960=\"Unknown\",0,AK4960>1,AK4960-AJ4960,AK4960=0,0)","v":0},{"$f":"_xlfn.IFS(Y4960=\"\",0,Y4960>1920,_xlfn.XLOOKUP($H4960,'Data Categories'!$AE$20:$AE$42,'Data Categories'!$AG$20:$AG$42,0))","v":0},{"$f":"_xlfn.IFS(Y4960=\"\",0,Y4960>0,(2025-Y4960))","v":0},{"$f":"_xlfn.IFS(Z4960=\"Non-Deficient\",\"Non-Deficient\",Z4960=\"Deficient\",\"Deficient\",AB4960=\"Deficient\",\"Deficient\",Z4960=\"Non-Deficient\",\"Non-Deficient\",AB4960=\"Non-Deficient\",\"Non-Deficient\",P4960=\"\",\"None\",AL4960<0,\"Deficient\",AL4960>10,\"Non-Deficient\")","v":"None"},{"$f":"_xlfn.IFS(H4960=\"LOW WATER CROSSING\",\"Non-Functional\",G4960=\"Natural\",\"Functional\",AA4960=\"Functional\",\"Functional\",AC4960=\"Functional\",\"Functional\",AA4960=\"Non-Functional\",\"Non-Functional\",AC4960=\"Non-Functional\",\"Non-Functional\",AA4960=\"Unknown\",\"Unknown\",AC4960=\"Unknown\",\"Unknown\",AA4960=\"\",\"None\")","v":"None"},{"$f":"_xlfn.IFS(X4960=\"Functionality\",\"Low\",W4960=\"No\",\"Low\",Y4960>=2015,\"High\",Y4960>=1920,\"Low\",W4960=\"\",\"None\",W4960=\"Unknown\",\"None\")","v":"None"},{"$f":"_xlfn.IFS(H4960=\"LOW WATER CROSSING\",\"Unknown\",G4960=\"Natural\",\"None\",AM4960<AN4960,\"High\",AC4960=\"Functional\",\"Low\",AC4960=\"Non-Functional\",\"Low\",W4960=\"No\",\"Low\",W4960=\"Unknown\",\"None\",X4960=\"Deficiency\",\"None\",W4960=\"Yes\",\"High\",W4960=\"\",\"None\")","v":"None"},0,0,0,0,{"$f":"_xlfn.CONCAT(LEFT(H4960,3),\"-\")&IF(H4960=\"-\",0,COUNTIF($H$4:H4960,H4960))","v":"-0"},{"$f":"_xlfn.IFS($H4960<=0,\"-\",AS4960=1,_xlfn.CONCAT(\"FUN_NONDEF\",\"-DCON_\",LEFT(AQ4960,1),\"-FCON_\",LEFT(AR4960,1)),AT4960=1,_xlfn.CONCAT(\"FUN_DEF\",\"-DCON_\",LEFT(AQ4960,1),\"-FCON_\",LEFT(AR4960,1)),AU4960=1,_xlfn.CONCAT(\"NONFUN_NONDEF\",\"-DCON_\",LEFT(AQ4960,1),\"-FCON_\",LEFT(AR4960,1)),AV4960=1,_xlfn.CONCAT(\"NONFUN_DEF\",\"-DCON_\",LEFT(AQ4960,1),\"-FCON_\",LEFT(AR4960,1)),AS4960+AT4960+AU4960+AV4960<1,_xlfn.CONCAT(\"-\"))","v":"-"}]
[null,null,null,null,null,null,null,null,null,null,null,null,null,null,null,null,null,null,null,null,null,0,null,null,null,null,null,null,null,null,null,0,0,0,0,"Unknown",{"$f":"_xlfn.IFS(G4961=\"Natural\",0,H4961=\"\",0,H4961=\"COASTAL-CONSTRUCTED\",0,G4961=\"Constructed\",_xlfn.XLOOKUP($H4961,'Data Categories'!$U$4:$U$25,'Data Categories'!$V$4:V$25))","v":0},{"$f":"_xlfn.IFS(AK4961=\"\",0,AJ4961=\"Unknown\",0,AK4961>1,AK4961-AJ4961,AK4961=0,0)","v":0},{"$f":"_xlfn.IFS(Y4961=\"\",0,Y4961>1920,_xlfn.XLOOKUP($H4961,'Data Categories'!$AE$20:$AE$42,'Data Categories'!$AG$20:$AG$42,0))","v":0},{"$f":"_xlfn.IFS(Y4961=\"\",0,Y4961>0,(2025-Y4961))","v":0},{"$f":"_xlfn.IFS(Z4961=\"Non-Deficient\",\"Non-Deficient\",Z4961=\"Deficient\",\"Deficient\",AB4961=\"Deficient\",\"Deficient\",Z4961=\"Non-Deficient\",\"Non-Deficient\",AB4961=\"Non-Deficient\",\"Non-Deficient\",P4961=\"\",\"None\",AL4961<0,\"Deficient\",AL4961>10,\"Non-Deficient\")","v":"None"},{"$f":"_xlfn.IFS(H4961=\"LOW WATER CROSSING\",\"Non-Functional\",G4961=\"Natural\",\"Functional\",AA4961=\"Functional\",\"Functional\",AC4961=\"Functional\",\"Functional\",AA4961=\"Non-Functional\",\"Non-Functional\",AC4961=\"Non-Functional\",\"Non-Functional\",AA4961=\"Unknown\",\"Unknown\",AC4961=\"Unknown\",\"Unknown\",AA4961=\"\",\"None\")","v":"None"},{"$f":"_xlfn.IFS(X4961=\"Functionality\",\"Low\",W4961=\"No\",\"Low\",Y4961>=2015,\"High\",Y4961>=1920,\"Low\",W4961=\"\",\"None\",W4961=\"Unknown\",\"None\")","v":"None"},{"$f":"_xlfn.IFS(H4961=\"LOW WATER CROSSING\",\"Unknown\",G4961=\"Natural\",\"None\",AM4961<AN4961,\"High\",AC4961=\"Functional\",\"Low\",AC4961=\"Non-Functional\",\"Low\",W4961=\"No\",\"Low\",W4961=\"Unknown\",\"None\",X4961=\"Deficiency\",\"None\",W4961=\"Yes\",\"High\",W4961=\"\",\"None\")","v":"None"},0,0,0,0,{"$f":"_xlfn.CONCAT(LEFT(H4961,3),\"-\")&IF(H4961=\"-\",0,COUNTIF($H$4:H4961,H4961))","v":"-0"},{"$f":"_xlfn.IFS($H4961<=0,\"-\",AS4961=1,_xlfn.CONCAT(\"FUN_NONDEF\",\"-DCON_\",LEFT(AQ4961,1),\"-FCON_\",LEFT(AR4961,1)),AT4961=1,_xlfn.CONCAT(\"FUN_DEF\",\"-DCON_\",LEFT(AQ4961,1),\"-FCON_\",LEFT(AR4961,1)),AU4961=1,_xlfn.CONCAT(\"NONFUN_NONDEF\",\"-DCON_\",LEFT(AQ4961,1),\"-FCON_\",LEFT(AR4961,1)),AV4961=1,_xlfn.CONCAT(\"NONFUN_DEF\",\"-DCON_\",LEFT(AQ4961,1),\"-FCON_\",LEFT(AR4961,1)),AS4961+AT4961+AU4961+AV4961<1,_xlfn.CONCAT(\"-\"))","v":"-"}]
[null,null,null,null,null,null,null,null,null,null,null,null,null,null,null,null,null,null,null,null,null,0,null,null,null,null,null,null,null,null,null,0,0,0,0,"Unknown",{"$f":"_xlfn.IFS(G4962=\"Natural\",0,H4962=\"\",0,H4962=\"COASTAL-CONSTRUCTED\",0,G4962=\"Constructed\",_xlfn.XLOOKUP($H4962,'Data Categories'!$U$4:$U$25,'Data Categories'!$V$4:V$25))","v":0},{"$f":"_xlfn.IFS(AK4962=\"\",0,AJ4962=\"Unknown\",0,AK4962>1,AK4962-AJ4962,AK4962=0,0)","v":0},{"$f":"_xlfn.IFS(Y4962=\"\",0,Y4962>1920,_xlfn.XLOOKUP($H4962,'Data Categories'!$AE$20:$AE$42,'Data Categories'!$AG$20:$AG$42,0))","v":0},{"$f":"_xlfn.IFS(Y4962=\"\",0,Y4962>0,(2025-Y4962))","v":0},{"$f":"_xlfn.IFS(Z4962=\"Non-Deficient\",\"Non-Deficient\",Z4962=\"Deficient\",\"Deficient\",AB4962=\"Deficient\",\"Deficient\",Z4962=\"Non-Deficient\",\"Non-Deficient\",AB4962=\"Non-Deficient\",\"Non-Deficient\",P4962=\"\",\"None\",AL4962<0,\"Deficient\",AL4962>10,\"Non-Deficient\")","v":"None"},{"$f":"_xlfn.IFS(H4962=\"LOW WATER CROSSING\",\"Non-Functional\",G4962=\"Natural\",\"Functional\",AA4962=\"Functional\",\"Functional\",AC4962=\"Functional\",\"Functional\",AA4962=\"Non-Functional\",\"Non-Functional\",AC4962=\"Non-Functional\",\"Non-Functional\",AA4962=\"Unknown\",\"Unknown\",AC4962=\"Unknown\",\"Unknown\",AA4962=\"\",\"None\")","v":"None"},{"$f":"_xlfn.IFS(X4962=\"Functionality\",\"Low\",W4962=\"No\",\"Low\",Y4962>=2015,\"High\",Y4962>=1920,\"Low\",W4962=\"\",\"None\",W4962=\"Unknown\",\"None\")","v":"None"},{"$f":"_xlfn.IFS(H4962=\"LOW WATER CROSSING\",\"Unknown\",G4962=\"Natural\",\"None\",AM4962<AN4962,\"High\",AC4962=\"Functional\",\"Low\",AC4962=\"Non-Functional\",\"Low\",W4962=\"No\",\"Low\",W4962=\"Unknown\",\"None\",X4962=\"Deficiency\",\"None\",W4962=\"Yes\",\"High\",W4962=\"\",\"None\")","v":"None"},0,0,0,0,{"$f":"_xlfn.CONCAT(LEFT(H4962,3),\"-\")&IF(H4962=\"-\",0,COUNTIF($H$4:H4962,H4962))","v":"-0"},{"$f":"_xlfn.IFS($H4962<=0,\"-\",AS4962=1,_xlfn.CONCAT(\"FUN_NONDEF\",\"-DCON_\",LEFT(AQ4962,1),\"-FCON_\",LEFT(AR4962,1)),AT4962=1,_xlfn.CONCAT(\"FUN_DEF\",\"-DCON_\",LEFT(AQ4962,1),\"-FCON_\",LEFT(AR4962,1)),AU4962=1,_xlfn.CONCAT(\"NONFUN_NONDEF\",\"-DCON_\",LEFT(AQ4962,1),\"-FCON_\",LEFT(AR4962,1)),AV4962=1,_xlfn.CONCAT(\"NONFUN_DEF\",\"-DCON_\",LEFT(AQ4962,1),\"-FCON_\",LEFT(AR4962,1)),AS4962+AT4962+AU4962+AV4962<1,_xlfn.CONCAT(\"-\"))","v":"-"}]
[null,null,null,null,null,null,null,null,null,null,null,null,null,null,null,null,null,null,null,null,null,0,null,null,null,null,null,null,null,null,null,0,0,0,0,"Unknown",{"$f":"_xlfn.IFS(G4963=\"Natural\",0,H4963=\"\",0,H4963=\"COASTAL-CONSTRUCTED\",0,G4963=\"Constructed\",_xlfn.XLOOKUP($H4963,'Data Categories'!$U$4:$U$25,'Data Categories'!$V$4:V$25))","v":0},{"$f":"_xlfn.IFS(AK4963=\"\",0,AJ4963=\"Unknown\",0,AK4963>1,AK4963-AJ4963,AK4963=0,0)","v":0},{"$f":"_xlfn.IFS(Y4963=\"\",0,Y4963>1920,_xlfn.XLOOKUP($H4963,'Data Categories'!$AE$20:$AE$42,'Data Categories'!$AG$20:$AG$42,0))","v":0},{"$f":"_xlfn.IFS(Y4963=\"\",0,Y4963>0,(2025-Y4963))","v":0},{"$f":"_xlfn.IFS(Z4963=\"Non-Deficient\",\"Non-Deficient\",Z4963=\"Deficient\",\"Deficient\",AB4963=\"Deficient\",\"Deficient\",Z4963=\"Non-Deficient\",\"Non-Deficient\",AB4963=\"Non-Deficient\",\"Non-Deficient\",P4963=\"\",\"None\",AL4963<0,\"Deficient\",AL4963>10,\"Non-Deficient\")","v":"None"},{"$f":"_xlfn.IFS(H4963=\"LOW WATER CROSSING\",\"Non-Functional\",G4963=\"Natural\",\"Functional\",AA4963=\"Functional\",\"Functional\",AC4963=\"Functional\",\"Functional\",AA4963=\"Non-Functional\",\"Non-Functional\",AC4963=\"Non-Functional\",\"Non-Functional\",AA4963=\"Unknown\",\"Unknown\",AC4963=\"Unknown\",\"Unknown\",AA4963=\"\",\"None\")","v":"None"},{"$f":"_xlfn.IFS(X4963=\"Functionality\",\"Low\",W4963=\"No\",\"Low\",Y4963>=2015,\"High\",Y4963>=1920,\"Low\",W4963=\"\",\"None\",W4963=\"Unknown\",\"None\")","v":"None"},{"$f":"_xlfn.IFS(H4963=\"LOW WATER CROSSING\",\"Unknown\",G4963=\"Natural\",\"None\",AM4963<AN4963,\"High\",AC4963=\"Functional\",\"Low\",AC4963=\"Non-Functional\",\"Low\",W4963=\"No\",\"Low\",W4963=\"Unknown\",\"None\",X4963=\"Deficiency\",\"None\",W4963=\"Yes\",\"High\",W4963=\"\",\"None\")","v":"None"},0,0,0,0,{"$f":"_xlfn.CONCAT(LEFT(H4963,3),\"-\")&IF(H4963=\"-\",0,COUNTIF($H$4:H4963,H4963))","v":"-0"},{"$f":"_xlfn.IFS($H4963<=0,\"-\",AS4963=1,_xlfn.CONCAT(\"FUN_NONDEF\",\"-DCON_\",LEFT(AQ4963,1),\"-FCON_\",LEFT(AR4963,1)),AT4963=1,_xlfn.CONCAT(\"FUN_DEF\",\"-DCON_\",LEFT(AQ4963,1),\"-FCON_\",LEFT(AR4963,1)),AU4963=1,_xlfn.CONCAT(\"NONFUN_NONDEF\",\"-DCON_\",LEFT(AQ4963,1),\"-FCON_\",LEFT(AR4963,1)),AV4963=1,_xlfn.CONCAT(\"NONFUN_DEF\",\"-DCON_\",LEFT(AQ4963,1),\"-FCON_\",LEFT(AR4963,1)),AS4963+AT4963+AU4963+AV4963<1,_xlfn.CONCAT(\"-\"))","v":"-"}]
[null,null,null,null,null,null,null,null,null,null,null,null,null,null,null,null,null,null,null,null,null,0,null,null,null,null,null,null,null,null,null,0,0,0,0,"Unknown",{"$f":"_xlfn.IFS(G4964=\"Natural\",0,H4964=\"\",0,H4964=\"COASTAL-CONSTRUCTED\",0,G4964=\"Constructed\",_xlfn.XLOOKUP($H4964,'Data Categories'!$U$4:$U$25,'Data Categories'!$V$4:V$25))","v":0},{"$f":"_xlfn.IFS(AK4964=\"\",0,AJ4964=\"Unknown\",0,AK4964>1,AK4964-AJ4964,AK4964=0,0)","v":0},{"$f":"_xlfn.IFS(Y4964=\"\",0,Y4964>1920,_xlfn.XLOOKUP($H4964,'Data Categories'!$AE$20:$AE$42,'Data Categories'!$AG$20:$AG$42,0))","v":0},{"$f":"_xlfn.IFS(Y4964=\"\",0,Y4964>0,(2025-Y4964))","v":0},{"$f":"_xlfn.IFS(Z4964=\"Non-Deficient\",\"Non-Deficient\",Z4964=\"Deficient\",\"Deficient\",AB4964=\"Deficient\",\"Deficient\",Z4964=\"Non-Deficient\",\"Non-Deficient\",AB4964=\"Non-Deficient\",\"Non-Deficient\",P4964=\"\",\"None\",AL4964<0,\"Deficient\",AL4964>10,\"Non-Deficient\")","v":"None"},{"$f":"_xlfn.IFS(H4964=\"LOW WATER CROSSING\",\"Non-Functional\",G4964=\"Natural\",\"Functional\",AA4964=\"Functional\",\"Functional\",AC4964=\"Functional\",\"Functional\",AA4964=\"Non-Functional\",\"Non-Functional\",AC4964=\"Non-Functional\",\"Non-Functional\",AA4964=\"Unknown\",\"Unknown\",AC4964=\"Unknown\",\"Unknown\",AA4964=\"\",\"None\")","v":"None"},{"$f":"_xlfn.IFS(X4964=\"Functionality\",\"Low\",W4964=\"No\",\"Low\",Y4964>=2015,\"High\",Y4964>=1920,\"Low\",W4964=\"\",\"None\",W4964=\"Unknown\",\"None\")","v":"None"},{"$f":"_xlfn.IFS(H4964=\"LOW WATER CROSSING\",\"Unknown\",G4964=\"Natural\",\"None\",AM4964<AN4964,\"High\",AC4964=\"Functional\",\"Low\",AC4964=\"Non-Functional\",\"Low\",W4964=\"No\",\"Low\",W4964=\"Unknown\",\"None\",X4964=\"Deficiency\",\"None\",W4964=\"Yes\",\"High\",W4964=\"\",\"None\")","v":"None"},0,0,0,0,{"$f":"_xlfn.CONCAT(LEFT(H4964,3),\"-\")&IF(H4964=\"-\",0,COUNTIF($H$4:H4964,H4964))","v":"-0"},{"$f":"_xlfn.IFS($H4964<=0,\"-\",AS4964=1,_xlfn.CONCAT(\"FUN_NONDEF\",\"-DCON_\",LEFT(AQ4964,1),\"-FCON_\",LEFT(AR4964,1)),AT4964=1,_xlfn.CONCAT(\"FUN_DEF\",\"-DCON_\",LEFT(AQ4964,1),\"-FCON_\",LEFT(AR4964,1)),AU4964=1,_xlfn.CONCAT(\"NONFUN_NONDEF\",\"-DCON_\",LEFT(AQ4964,1),\"-FCON_\",LEFT(AR4964,1)),AV4964=1,_xlfn.CONCAT(\"NONFUN_DEF\",\"-DCON_\",LEFT(AQ4964,1),\"-FCON_\",LEFT(AR4964,1)),AS4964+AT4964+AU4964+AV4964<1,_xlfn.CONCAT(\"-\"))","v":"-"}]
[null,null,null,null,null,null,null,null,null,null,null,null,null,null,null,null,null,null,null,null,null,0,null,null,null,null,null,null,null,null,null,0,0,0,0,"Unknown",{"$f":"_xlfn.IFS(G4965=\"Natural\",0,H4965=\"\",0,H4965=\"COASTAL-CONSTRUCTED\",0,G4965=\"Constructed\",_xlfn.XLOOKUP($H4965,'Data Categories'!$U$4:$U$25,'Data Categories'!$V$4:V$25))","v":0},{"$f":"_xlfn.IFS(AK4965=\"\",0,AJ4965=\"Unknown\",0,AK4965>1,AK4965-AJ4965,AK4965=0,0)","v":0},{"$f":"_xlfn.IFS(Y4965=\"\",0,Y4965>1920,_xlfn.XLOOKUP($H4965,'Data Categories'!$AE$20:$AE$42,'Data Categories'!$AG$20:$AG$42,0))","v":0},{"$f":"_xlfn.IFS(Y4965=\"\",0,Y4965>0,(2025-Y4965))","v":0},{"$f":"_xlfn.IFS(Z4965=\"Non-Deficient\",\"Non-Deficient\",Z4965=\"Deficient\",\"Deficient\",AB4965=\"Deficient\",\"Deficient\",Z4965=\"Non-Deficient\",\"Non-Deficient\",AB4965=\"Non-Deficient\",\"Non-Deficient\",P4965=\"\",\"None\",AL4965<0,\"Deficient\",AL4965>10,\"Non-Deficient\")","v":"None"},{"$f":"_xlfn.IFS(H4965=\"LOW WATER CROSSING\",\"Non-Functional\",G4965=\"Natural\",\"Functional\",AA4965=\"Functional\",\"Functional\",AC4965=\"Functional\",\"Functional\",AA4965=\"Non-Functional\",\"Non-Functional\",AC4965=\"Non-Functional\",\"Non-Functional\",AA4965=\"Unknown\",\"Unknown\",AC4965=\"Unknown\",\"Unknown\",AA4965=\"\",\"None\")","v":"None"},{"$f":"_xlfn.IFS(X4965=\"Functionality\",\"Low\",W4965=\"No\",\"Low\",Y4965>=2015,\"High\",Y4965>=1920,\"Low\",W4965=\"\",\"None\",W4965=\"Unknown\",\"None\")","v":"None"},{"$f":"_xlfn.IFS(H4965=\"LOW WATER CROSSING\",\"Unknown\",G4965=\"Natural\",\"None\",AM4965<AN4965,\"High\",AC4965=\"Functional\",\"Low\",AC4965=\"Non-Functional\",\"Low\",W4965=\"No\",\"Low\",W4965=\"Unknown\",\"None\",X4965=\"Deficiency\",\"None\",W4965=\"Yes\",\"High\",W4965=\"\",\"None\")","v":"None"},0,0,0,0,{"$f":"_xlfn.CONCAT(LEFT(H4965,3),\"-\")&IF(H4965=\"-\",0,COUNTIF($H$4:H4965,H4965))","v":"-0"},{"$f":"_xlfn.IFS($H4965<=0,\"-\",AS4965=1,_xlfn.CONCAT(\"FUN_NONDEF\",\"-DCON_\",LEFT(AQ4965,1),\"-FCON_\",LEFT(AR4965,1)),AT4965=1,_xlfn.CONCAT(\"FUN_DEF\",\"-DCON_\",LEFT(AQ4965,1),\"-FCON_\",LEFT(AR4965,1)),AU4965=1,_xlfn.CONCAT(\"NONFUN_NONDEF\",\"-DCON_\",LEFT(AQ4965,1),\"-FCON_\",LEFT(AR4965,1)),AV4965=1,_xlfn.CONCAT(\"NONFUN_DEF\",\"-DCON_\",LEFT(AQ4965,1),\"-FCON_\",LEFT(AR4965,1)),AS4965+AT4965+AU4965+AV4965<1,_xlfn.CONCAT(\"-\"))","v":"-"}]
[null,null,null,null,null,null,null,null,null,null,null,null,null,null,null,null,null,null,null,null,null,0,null,null,null,null,null,null,null,null,null,0,0,0,0,"Unknown",{"$f":"_xlfn.IFS(G4966=\"Natural\",0,H4966=\"\",0,H4966=\"COASTAL-CONSTRUCTED\",0,G4966=\"Constructed\",_xlfn.XLOOKUP($H4966,'Data Categories'!$U$4:$U$25,'Data Categories'!$V$4:V$25))","v":0},{"$f":"_xlfn.IFS(AK4966=\"\",0,AJ4966=\"Unknown\",0,AK4966>1,AK4966-AJ4966,AK4966=0,0)","v":0},{"$f":"_xlfn.IFS(Y4966=\"\",0,Y4966>1920,_xlfn.XLOOKUP($H4966,'Data Categories'!$AE$20:$AE$42,'Data Categories'!$AG$20:$AG$42,0))","v":0},{"$f":"_xlfn.IFS(Y4966=\"\",0,Y4966>0,(2025-Y4966))","v":0},{"$f":"_xlfn.IFS(Z4966=\"Non-Deficient\",\"Non-Deficient\",Z4966=\"Deficient\",\"Deficient\",AB4966=\"Deficient\",\"Deficient\",Z4966=\"Non-Deficient\",\"Non-Deficient\",AB4966=\"Non-Deficient\",\"Non-Deficient\",P4966=\"\",\"None\",AL4966<0,\"Deficient\",AL4966>10,\"Non-Deficient\")","v":"None"},{"$f":"_xlfn.IFS(H4966=\"LOW WATER CROSSING\",\"Non-Functional\",G4966=\"Natural\",\"Functional\",AA4966=\"Functional\",\"Functional\",AC4966=\"Functional\",\"Functional\",AA4966=\"Non-Functional\",\"Non-Functional\",AC4966=\"Non-Functional\",\"Non-Functional\",AA4966=\"Unknown\",\"Unknown\",AC4966=\"Unknown\",\"Unknown\",AA4966=\"\",\"None\")","v":"None"},{"$f":"_xlfn.IFS(X4966=\"Functionality\",\"Low\",W4966=\"No\",\"Low\",Y4966>=2015,\"High\",Y4966>=1920,\"Low\",W4966=\"\",\"None\",W4966=\"Unknown\",\"None\")","v":"None"},{"$f":"_xlfn.IFS(H4966=\"LOW WATER CROSSING\",\"Unknown\",G4966=\"Natural\",\"None\",AM4966<AN4966,\"High\",AC4966=\"Functional\",\"Low\",AC4966=\"Non-Functional\",\"Low\",W4966=\"No\",\"Low\",W4966=\"Unknown\",\"None\",X4966=\"Deficiency\",\"None\",W4966=\"Yes\",\"High\",W4966=\"\",\"None\")","v":"None"},0,0,0,0,{"$f":"_xlfn.CONCAT(LEFT(H4966,3),\"-\")&IF(H4966=\"-\",0,COUNTIF($H$4:H4966,H4966))","v":"-0"},{"$f":"_xlfn.IFS($H4966<=0,\"-\",AS4966=1,_xlfn.CONCAT(\"FUN_NONDEF\",\"-DCON_\",LEFT(AQ4966,1),\"-FCON_\",LEFT(AR4966,1)),AT4966=1,_xlfn.CONCAT(\"FUN_DEF\",\"-DCON_\",LEFT(AQ4966,1),\"-FCON_\",LEFT(AR4966,1)),AU4966=1,_xlfn.CONCAT(\"NONFUN_NONDEF\",\"-DCON_\",LEFT(AQ4966,1),\"-FCON_\",LEFT(AR4966,1)),AV4966=1,_xlfn.CONCAT(\"NONFUN_DEF\",\"-DCON_\",LEFT(AQ4966,1),\"-FCON_\",LEFT(AR4966,1)),AS4966+AT4966+AU4966+AV4966<1,_xlfn.CONCAT(\"-\"))","v":"-"}]
[null,null,null,null,null,null,null,null,null,null,null,null,null,null,null,null,null,null,null,null,null,0,null,null,null,null,null,null,null,null,null,0,0,0,0,"Unknown",{"$f":"_xlfn.IFS(G4967=\"Natural\",0,H4967=\"\",0,H4967=\"COASTAL-CONSTRUCTED\",0,G4967=\"Constructed\",_xlfn.XLOOKUP($H4967,'Data Categories'!$U$4:$U$25,'Data Categories'!$V$4:V$25))","v":0},{"$f":"_xlfn.IFS(AK4967=\"\",0,AJ4967=\"Unknown\",0,AK4967>1,AK4967-AJ4967,AK4967=0,0)","v":0},{"$f":"_xlfn.IFS(Y4967=\"\",0,Y4967>1920,_xlfn.XLOOKUP($H4967,'Data Categories'!$AE$20:$AE$42,'Data Categories'!$AG$20:$AG$42,0))","v":0},{"$f":"_xlfn.IFS(Y4967=\"\",0,Y4967>0,(2025-Y4967))","v":0},{"$f":"_xlfn.IFS(Z4967=\"Non-Deficient\",\"Non-Deficient\",Z4967=\"Deficient\",\"Deficient\",AB4967=\"Deficient\",\"Deficient\",Z4967=\"Non-Deficient\",\"Non-Deficient\",AB4967=\"Non-Deficient\",\"Non-Deficient\",P4967=\"\",\"None\",AL4967<0,\"Deficient\",AL4967>10,\"Non-Deficient\")","v":"None"},{"$f":"_xlfn.IFS(H4967=\"LOW WATER CROSSING\",\"Non-Functional\",G4967=\"Natural\",\"Functional\",AA4967=\"Functional\",\"Functional\",AC4967=\"Functional\",\"Functional\",AA4967=\"Non-Functional\",\"Non-Functional\",AC4967=\"Non-Functional\",\"Non-Functional\",AA4967=\"Unknown\",\"Unknown\",AC4967=\"Unknown\",\"Unknown\",AA4967=\"\",\"None\")","v":"None"},{"$f":"_xlfn.IFS(X4967=\"Functionality\",\"Low\",W4967=\"No\",\"Low\",Y4967>=2015,\"High\",Y4967>=1920,\"Low\",W4967=\"\",\"None\",W4967=\"Unknown\",\"None\")","v":"None"},{"$f":"_xlfn.IFS(H4967=\"LOW WATER CROSSING\",\"Unknown\",G4967=\"Natural\",\"None\",AM4967<AN4967,\"High\",AC4967=\"Functional\",\"Low\",AC4967=\"Non-Functional\",\"Low\",W4967=\"No\",\"Low\",W4967=\"Unknown\",\"None\",X4967=\"Deficiency\",\"None\",W4967=\"Yes\",\"High\",W4967=\"\",\"None\")","v":"None"},0,0,0,0,{"$f":"_xlfn.CONCAT(LEFT(H4967,3),\"-\")&IF(H4967=\"-\",0,COUNTIF($H$4:H4967,H4967))","v":"-0"},{"$f":"_xlfn.IFS($H4967<=0,\"-\",AS4967=1,_xlfn.CONCAT(\"FUN_NONDEF\",\"-DCON_\",LEFT(AQ4967,1),\"-FCON_\",LEFT(AR4967,1)),AT4967=1,_xlfn.CONCAT(\"FUN_DEF\",\"-DCON_\",LEFT(AQ4967,1),\"-FCON_\",LEFT(AR4967,1)),AU4967=1,_xlfn.CONCAT(\"NONFUN_NONDEF\",\"-DCON_\",LEFT(AQ4967,1),\"-FCON_\",LEFT(AR4967,1)),AV4967=1,_xlfn.CONCAT(\"NONFUN_DEF\",\"-DCON_\",LEFT(AQ4967,1),\"-FCON_\",LEFT(AR4967,1)),AS4967+AT4967+AU4967+AV4967<1,_xlfn.CONCAT(\"-\"))","v":"-"}]
[null,null,null,null,null,null,null,null,null,null,null,null,null,null,null,null,null,null,null,null,null,0,null,null,null,null,null,null,null,null,null,0,0,0,0,"Unknown",{"$f":"_xlfn.IFS(G4968=\"Natural\",0,H4968=\"\",0,H4968=\"COASTAL-CONSTRUCTED\",0,G4968=\"Constructed\",_xlfn.XLOOKUP($H4968,'Data Categories'!$U$4:$U$25,'Data Categories'!$V$4:V$25))","v":0},{"$f":"_xlfn.IFS(AK4968=\"\",0,AJ4968=\"Unknown\",0,AK4968>1,AK4968-AJ4968,AK4968=0,0)","v":0},{"$f":"_xlfn.IFS(Y4968=\"\",0,Y4968>1920,_xlfn.XLOOKUP($H4968,'Data Categories'!$AE$20:$AE$42,'Data Categories'!$AG$20:$AG$42,0))","v":0},{"$f":"_xlfn.IFS(Y4968=\"\",0,Y4968>0,(2025-Y4968))","v":0},{"$f":"_xlfn.IFS(Z4968=\"Non-Deficient\",\"Non-Deficient\",Z4968=\"Deficient\",\"Deficient\",AB4968=\"Deficient\",\"Deficient\",Z4968=\"Non-Deficient\",\"Non-Deficient\",AB4968=\"Non-Deficient\",\"Non-Deficient\",P4968=\"\",\"None\",AL4968<0,\"Deficient\",AL4968>10,\"Non-Deficient\")","v":"None"},{"$f":"_xlfn.IFS(H4968=\"LOW WATER CROSSING\",\"Non-Functional\",G4968=\"Natural\",\"Functional\",AA4968=\"Functional\",\"Functional\",AC4968=\"Functional\",\"Functional\",AA4968=\"Non-Functional\",\"Non-Functional\",AC4968=\"Non-Functional\",\"Non-Functional\",AA4968=\"Unknown\",\"Unknown\",AC4968=\"Unknown\",\"Unknown\",AA4968=\"\",\"None\")","v":"None"},{"$f":"_xlfn.IFS(X4968=\"Functionality\",\"Low\",W4968=\"No\",\"Low\",Y4968>=2015,\"High\",Y4968>=1920,\"Low\",W4968=\"\",\"None\",W4968=\"Unknown\",\"None\")","v":"None"},{"$f":"_xlfn.IFS(H4968=\"LOW WATER CROSSING\",\"Unknown\",G4968=\"Natural\",\"None\",AM4968<AN4968,\"High\",AC4968=\"Functional\",\"Low\",AC4968=\"Non-Functional\",\"Low\",W4968=\"No\",\"Low\",W4968=\"Unknown\",\"None\",X4968=\"Deficiency\",\"None\",W4968=\"Yes\",\"High\",W4968=\"\",\"None\")","v":"None"},0,0,0,0,{"$f":"_xlfn.CONCAT(LEFT(H4968,3),\"-\")&IF(H4968=\"-\",0,COUNTIF($H$4:H4968,H4968))","v":"-0"},{"$f":"_xlfn.IFS($H4968<=0,\"-\",AS4968=1,_xlfn.CONCAT(\"FUN_NONDEF\",\"-DCON_\",LEFT(AQ4968,1),\"-FCON_\",LEFT(AR4968,1)),AT4968=1,_xlfn.CONCAT(\"FUN_DEF\",\"-DCON_\",LEFT(AQ4968,1),\"-FCON_\",LEFT(AR4968,1)),AU4968=1,_xlfn.CONCAT(\"NONFUN_NONDEF\",\"-DCON_\",LEFT(AQ4968,1),\"-FCON_\",LEFT(AR4968,1)),AV4968=1,_xlfn.CONCAT(\"NONFUN_DEF\",\"-DCON_\",LEFT(AQ4968,1),\"-FCON_\",LEFT(AR4968,1)),AS4968+AT4968+AU4968+AV4968<1,_xlfn.CONCAT(\"-\"))","v":"-"}]
[null,null,null,null,null,null,null,null,null,null,null,null,null,null,null,null,null,null,null,null,null,0,null,null,null,null,null,null,null,null,null,0,0,0,0,"Unknown",{"$f":"_xlfn.IFS(G4969=\"Natural\",0,H4969=\"\",0,H4969=\"COASTAL-CONSTRUCTED\",0,G4969=\"Constructed\",_xlfn.XLOOKUP($H4969,'Data Categories'!$U$4:$U$25,'Data Categories'!$V$4:V$25))","v":0},{"$f":"_xlfn.IFS(AK4969=\"\",0,AJ4969=\"Unknown\",0,AK4969>1,AK4969-AJ4969,AK4969=0,0)","v":0},{"$f":"_xlfn.IFS(Y4969=\"\",0,Y4969>1920,_xlfn.XLOOKUP($H4969,'Data Categories'!$AE$20:$AE$42,'Data Categories'!$AG$20:$AG$42,0))","v":0},{"$f":"_xlfn.IFS(Y4969=\"\",0,Y4969>0,(2025-Y4969))","v":0},{"$f":"_xlfn.IFS(Z4969=\"Non-Deficient\",\"Non-Deficient\",Z4969=\"Deficient\",\"Deficient\",AB4969=\"Deficient\",\"Deficient\",Z4969=\"Non-Deficient\",\"Non-Deficient\",AB4969=\"Non-Deficient\",\"Non-Deficient\",P4969=\"\",\"None\",AL4969<0,\"Deficient\",AL4969>10,\"Non-Deficient\")","v":"None"},{"$f":"_xlfn.IFS(H4969=\"LOW WATER CROSSING\",\"Non-Functional\",G4969=\"Natural\",\"Functional\",AA4969=\"Functional\",\"Functional\",AC4969=\"Functional\",\"Functional\",AA4969=\"Non-Functional\",\"Non-Functional\",AC4969=\"Non-Functional\",\"Non-Functional\",AA4969=\"Unknown\",\"Unknown\",AC4969=\"Unknown\",\"Unknown\",AA4969=\"\",\"None\")","v":"None"},{"$f":"_xlfn.IFS(X4969=\"Functionality\",\"Low\",W4969=\"No\",\"Low\",Y4969>=2015,\"High\",Y4969>=1920,\"Low\",W4969=\"\",\"None\",W4969=\"Unknown\",\"None\")","v":"None"},{"$f":"_xlfn.IFS(H4969=\"LOW WATER CROSSING\",\"Unknown\",G4969=\"Natural\",\"None\",AM4969<AN4969,\"High\",AC4969=\"Functional\",\"Low\",AC4969=\"Non-Functional\",\"Low\",W4969=\"No\",\"Low\",W4969=\"Unknown\",\"None\",X4969=\"Deficiency\",\"None\",W4969=\"Yes\",\"High\",W4969=\"\",\"None\")","v":"None"},0,0,0,0,{"$f":"_xlfn.CONCAT(LEFT(H4969,3),\"-\")&IF(H4969=\"-\",0,COUNTIF($H$4:H4969,H4969))","v":"-0"},{"$f":"_xlfn.IFS($H4969<=0,\"-\",AS4969=1,_xlfn.CONCAT(\"FUN_NONDEF\",\"-DCON_\",LEFT(AQ4969,1),\"-FCON_\",LEFT(AR4969,1)),AT4969=1,_xlfn.CONCAT(\"FUN_DEF\",\"-DCON_\",LEFT(AQ4969,1),\"-FCON_\",LEFT(AR4969,1)),AU4969=1,_xlfn.CONCAT(\"NONFUN_NONDEF\",\"-DCON_\",LEFT(AQ4969,1),\"-FCON_\",LEFT(AR4969,1)),AV4969=1,_xlfn.CONCAT(\"NONFUN_DEF\",\"-DCON_\",LEFT(AQ4969,1),\"-FCON_\",LEFT(AR4969,1)),AS4969+AT4969+AU4969+AV4969<1,_xlfn.CONCAT(\"-\"))","v":"-"}]
[null,null,null,null,null,null,null,null,null,null,null,null,null,null,null,null,null,null,null,null,null,0,null,null,null,null,null,null,null,null,null,0,0,0,0,"Unknown",{"$f":"_xlfn.IFS(G4970=\"Natural\",0,H4970=\"\",0,H4970=\"COASTAL-CONSTRUCTED\",0,G4970=\"Constructed\",_xlfn.XLOOKUP($H4970,'Data Categories'!$U$4:$U$25,'Data Categories'!$V$4:V$25))","v":0},{"$f":"_xlfn.IFS(AK4970=\"\",0,AJ4970=\"Unknown\",0,AK4970>1,AK4970-AJ4970,AK4970=0,0)","v":0},{"$f":"_xlfn.IFS(Y4970=\"\",0,Y4970>1920,_xlfn.XLOOKUP($H4970,'Data Categories'!$AE$20:$AE$42,'Data Categories'!$AG$20:$AG$42,0))","v":0},{"$f":"_xlfn.IFS(Y4970=\"\",0,Y4970>0,(2025-Y4970))","v":0},{"$f":"_xlfn.IFS(Z4970=\"Non-Deficient\",\"Non-Deficient\",Z4970=\"Deficient\",\"Deficient\",AB4970=\"Deficient\",\"Deficient\",Z4970=\"Non-Deficient\",\"Non-Deficient\",AB4970=\"Non-Deficient\",\"Non-Deficient\",P4970=\"\",\"None\",AL4970<0,\"Deficient\",AL4970>10,\"Non-Deficient\")","v":"None"},{"$f":"_xlfn.IFS(H4970=\"LOW WATER CROSSING\",\"Non-Functional\",G4970=\"Natural\",\"Functional\",AA4970=\"Functional\",\"Functional\",AC4970=\"Functional\",\"Functional\",AA4970=\"Non-Functional\",\"Non-Functional\",AC4970=\"Non-Functional\",\"Non-Functional\",AA4970=\"Unknown\",\"Unknown\",AC4970=\"Unknown\",\"Unknown\",AA4970=\"\",\"None\")","v":"None"},{"$f":"_xlfn.IFS(X4970=\"Functionality\",\"Low\",W4970=\"No\",\"Low\",Y4970>=2015,\"High\",Y4970>=1920,\"Low\",W4970=\"\",\"None\",W4970=\"Unknown\",\"None\")","v":"None"},{"$f":"_xlfn.IFS(H4970=\"LOW WATER CROSSING\",\"Unknown\",G4970=\"Natural\",\"None\",AM4970<AN4970,\"High\",AC4970=\"Functional\",\"Low\",AC4970=\"Non-Functional\",\"Low\",W4970=\"No\",\"Low\",W4970=\"Unknown\",\"None\",X4970=\"Deficiency\",\"None\",W4970=\"Yes\",\"High\",W4970=\"\",\"None\")","v":"None"},0,0,0,0,{"$f":"_xlfn.CONCAT(LEFT(H4970,3),\"-\")&IF(H4970=\"-\",0,COUNTIF($H$4:H4970,H4970))","v":"-0"},{"$f":"_xlfn.IFS($H4970<=0,\"-\",AS4970=1,_xlfn.CONCAT(\"FUN_NONDEF\",\"-DCON_\",LEFT(AQ4970,1),\"-FCON_\",LEFT(AR4970,1)),AT4970=1,_xlfn.CONCAT(\"FUN_DEF\",\"-DCON_\",LEFT(AQ4970,1),\"-FCON_\",LEFT(AR4970,1)),AU4970=1,_xlfn.CONCAT(\"NONFUN_NONDEF\",\"-DCON_\",LEFT(AQ4970,1),\"-FCON_\",LEFT(AR4970,1)),AV4970=1,_xlfn.CONCAT(\"NONFUN_DEF\",\"-DCON_\",LEFT(AQ4970,1),\"-FCON_\",LEFT(AR4970,1)),AS4970+AT4970+AU4970+AV4970<1,_xlfn.CONCAT(\"-\"))","v":"-"}]
[null,null,null,null,null,null,null,null,null,null,null,null,null,null,null,null,null,null,null,null,null,0,null,null,null,null,null,null,null,null,null,0,0,0,0,"Unknown",{"$f":"_xlfn.IFS(G4971=\"Natural\",0,H4971=\"\",0,H4971=\"COASTAL-CONSTRUCTED\",0,G4971=\"Constructed\",_xlfn.XLOOKUP($H4971,'Data Categories'!$U$4:$U$25,'Data Categories'!$V$4:V$25))","v":0},{"$f":"_xlfn.IFS(AK4971=\"\",0,AJ4971=\"Unknown\",0,AK4971>1,AK4971-AJ4971,AK4971=0,0)","v":0},{"$f":"_xlfn.IFS(Y4971=\"\",0,Y4971>1920,_xlfn.XLOOKUP($H4971,'Data Categories'!$AE$20:$AE$42,'Data Categories'!$AG$20:$AG$42,0))","v":0},{"$f":"_xlfn.IFS(Y4971=\"\",0,Y4971>0,(2025-Y4971))","v":0},{"$f":"_xlfn.IFS(Z4971=\"Non-Deficient\",\"Non-Deficient\",Z4971=\"Deficient\",\"Deficient\",AB4971=\"Deficient\",\"Deficient\",Z4971=\"Non-Deficient\",\"Non-Deficient\",AB4971=\"Non-Deficient\",\"Non-Deficient\",P4971=\"\",\"None\",AL4971<0,\"Deficient\",AL4971>10,\"Non-Deficient\")","v":"None"},{"$f":"_xlfn.IFS(H4971=\"LOW WATER CROSSING\",\"Non-Functional\",G4971=\"Natural\",\"Functional\",AA4971=\"Functional\",\"Functional\",AC4971=\"Functional\",\"Functional\",AA4971=\"Non-Functional\",\"Non-Functional\",AC4971=\"Non-Functional\",\"Non-Functional\",AA4971=\"Unknown\",\"Unknown\",AC4971=\"Unknown\",\"Unknown\",AA4971=\"\",\"None\")","v":"None"},{"$f":"_xlfn.IFS(X4971=\"Functionality\",\"Low\",W4971=\"No\",\"Low\",Y4971>=2015,\"High\",Y4971>=1920,\"Low\",W4971=\"\",\"None\",W4971=\"Unknown\",\"None\")","v":"None"},{"$f":"_xlfn.IFS(H4971=\"LOW WATER CROSSING\",\"Unknown\",G4971=\"Natural\",\"None\",AM4971<AN4971,\"High\",AC4971=\"Functional\",\"Low\",AC4971=\"Non-Functional\",\"Low\",W4971=\"No\",\"Low\",W4971=\"Unknown\",\"None\",X4971=\"Deficiency\",\"None\",W4971=\"Yes\",\"High\",W4971=\"\",\"None\")","v":"None"},0,0,0,0,{"$f":"_xlfn.CONCAT(LEFT(H4971,3),\"-\")&IF(H4971=\"-\",0,COUNTIF($H$4:H4971,H4971))","v":"-0"},{"$f":"_xlfn.IFS($H4971<=0,\"-\",AS4971=1,_xlfn.CONCAT(\"FUN_NONDEF\",\"-DCON_\",LEFT(AQ4971,1),\"-FCON_\",LEFT(AR4971,1)),AT4971=1,_xlfn.CONCAT(\"FUN_DEF\",\"-DCON_\",LEFT(AQ4971,1),\"-FCON_\",LEFT(AR4971,1)),AU4971=1,_xlfn.CONCAT(\"NONFUN_NONDEF\",\"-DCON_\",LEFT(AQ4971,1),\"-FCON_\",LEFT(AR4971,1)),AV4971=1,_xlfn.CONCAT(\"NONFUN_DEF\",\"-DCON_\",LEFT(AQ4971,1),\"-FCON_\",LEFT(AR4971,1)),AS4971+AT4971+AU4971+AV4971<1,_xlfn.CONCAT(\"-\"))","v":"-"}]
[null,null,null,null,null,null,null,null,null,null,null,null,null,null,null,null,null,null,null,null,null,0,null,null,null,null,null,null,null,null,null,0,0,0,0,"Unknown",{"$f":"_xlfn.IFS(G4972=\"Natural\",0,H4972=\"\",0,H4972=\"COASTAL-CONSTRUCTED\",0,G4972=\"Constructed\",_xlfn.XLOOKUP($H4972,'Data Categories'!$U$4:$U$25,'Data Categories'!$V$4:V$25))","v":0},{"$f":"_xlfn.IFS(AK4972=\"\",0,AJ4972=\"Unknown\",0,AK4972>1,AK4972-AJ4972,AK4972=0,0)","v":0},{"$f":"_xlfn.IFS(Y4972=\"\",0,Y4972>1920,_xlfn.XLOOKUP($H4972,'Data Categories'!$AE$20:$AE$42,'Data Categories'!$AG$20:$AG$42,0))","v":0},{"$f":"_xlfn.IFS(Y4972=\"\",0,Y4972>0,(2025-Y4972))","v":0},{"$f":"_xlfn.IFS(Z4972=\"Non-Deficient\",\"Non-Deficient\",Z4972=\"Deficient\",\"Deficient\",AB4972=\"Deficient\",\"Deficient\",Z4972=\"Non-Deficient\",\"Non-Deficient\",AB4972=\"Non-Deficient\",\"Non-Deficient\",P4972=\"\",\"None\",AL4972<0,\"Deficient\",AL4972>10,\"Non-Deficient\")","v":"None"},{"$f":"_xlfn.IFS(H4972=\"LOW WATER CROSSING\",\"Non-Functional\",G4972=\"Natural\",\"Functional\",AA4972=\"Functional\",\"Functional\",AC4972=\"Functional\",\"Functional\",AA4972=\"Non-Functional\",\"Non-Functional\",AC4972=\"Non-Functional\",\"Non-Functional\",AA4972=\"Unknown\",\"Unknown\",AC4972=\"Unknown\",\"Unknown\",AA4972=\"\",\"None\")","v":"None"},{"$f":"_xlfn.IFS(X4972=\"Functionality\",\"Low\",W4972=\"No\",\"Low\",Y4972>=2015,\"High\",Y4972>=1920,\"Low\",W4972=\"\",\"None\",W4972=\"Unknown\",\"None\")","v":"None"},{"$f":"_xlfn.IFS(H4972=\"LOW WATER CROSSING\",\"Unknown\",G4972=\"Natural\",\"None\",AM4972<AN4972,\"High\",AC4972=\"Functional\",\"Low\",AC4972=\"Non-Functional\",\"Low\",W4972=\"No\",\"Low\",W4972=\"Unknown\",\"None\",X4972=\"Deficiency\",\"None\",W4972=\"Yes\",\"High\",W4972=\"\",\"None\")","v":"None"},0,0,0,0,{"$f":"_xlfn.CONCAT(LEFT(H4972,3),\"-\")&IF(H4972=\"-\",0,COUNTIF($H$4:H4972,H4972))","v":"-0"},{"$f":"_xlfn.IFS($H4972<=0,\"-\",AS4972=1,_xlfn.CONCAT(\"FUN_NONDEF\",\"-DCON_\",LEFT(AQ4972,1),\"-FCON_\",LEFT(AR4972,1)),AT4972=1,_xlfn.CONCAT(\"FUN_DEF\",\"-DCON_\",LEFT(AQ4972,1),\"-FCON_\",LEFT(AR4972,1)),AU4972=1,_xlfn.CONCAT(\"NONFUN_NONDEF\",\"-DCON_\",LEFT(AQ4972,1),\"-FCON_\",LEFT(AR4972,1)),AV4972=1,_xlfn.CONCAT(\"NONFUN_DEF\",\"-DCON_\",LEFT(AQ4972,1),\"-FCON_\",LEFT(AR4972,1)),AS4972+AT4972+AU4972+AV4972<1,_xlfn.CONCAT(\"-\"))","v":"-"}]
[null,null,null,null,null,null,null,null,null,null,null,null,null,null,null,null,null,null,null,null,null,0,null,null,null,null,null,null,null,null,null,0,0,0,0,"Unknown",{"$f":"_xlfn.IFS(G4973=\"Natural\",0,H4973=\"\",0,H4973=\"COASTAL-CONSTRUCTED\",0,G4973=\"Constructed\",_xlfn.XLOOKUP($H4973,'Data Categories'!$U$4:$U$25,'Data Categories'!$V$4:V$25))","v":0},{"$f":"_xlfn.IFS(AK4973=\"\",0,AJ4973=\"Unknown\",0,AK4973>1,AK4973-AJ4973,AK4973=0,0)","v":0},{"$f":"_xlfn.IFS(Y4973=\"\",0,Y4973>1920,_xlfn.XLOOKUP($H4973,'Data Categories'!$AE$20:$AE$42,'Data Categories'!$AG$20:$AG$42,0))","v":0},{"$f":"_xlfn.IFS(Y4973=\"\",0,Y4973>0,(2025-Y4973))","v":0},{"$f":"_xlfn.IFS(Z4973=\"Non-Deficient\",\"Non-Deficient\",Z4973=\"Deficient\",\"Deficient\",AB4973=\"Deficient\",\"Deficient\",Z4973=\"Non-Deficient\",\"Non-Deficient\",AB4973=\"Non-Deficient\",\"Non-Deficient\",P4973=\"\",\"None\",AL4973<0,\"Deficient\",AL4973>10,\"Non-Deficient\")","v":"None"},{"$f":"_xlfn.IFS(H4973=\"LOW WATER CROSSING\",\"Non-Functional\",G4973=\"Natural\",\"Functional\",AA4973=\"Functional\",\"Functional\",AC4973=\"Functional\",\"Functional\",AA4973=\"Non-Functional\",\"Non-Functional\",AC4973=\"Non-Functional\",\"Non-Functional\",AA4973=\"Unknown\",\"Unknown\",AC4973=\"Unknown\",\"Unknown\",AA4973=\"\",\"None\")","v":"None"},{"$f":"_xlfn.IFS(X4973=\"Functionality\",\"Low\",W4973=\"No\",\"Low\",Y4973>=2015,\"High\",Y4973>=1920,\"Low\",W4973=\"\",\"None\",W4973=\"Unknown\",\"None\")","v":"None"},{"$f":"_xlfn.IFS(H4973=\"LOW WATER CROSSING\",\"Unknown\",G4973=\"Natural\",\"None\",AM4973<AN4973,\"High\",AC4973=\"Functional\",\"Low\",AC4973=\"Non-Functional\",\"Low\",W4973=\"No\",\"Low\",W4973=\"Unknown\",\"None\",X4973=\"Deficiency\",\"None\",W4973=\"Yes\",\"High\",W4973=\"\",\"None\")","v":"None"},0,0,0,0,{"$f":"_xlfn.CONCAT(LEFT(H4973,3),\"-\")&IF(H4973=\"-\",0,COUNTIF($H$4:H4973,H4973))","v":"-0"},{"$f":"_xlfn.IFS($H4973<=0,\"-\",AS4973=1,_xlfn.CONCAT(\"FUN_NONDEF\",\"-DCON_\",LEFT(AQ4973,1),\"-FCON_\",LEFT(AR4973,1)),AT4973=1,_xlfn.CONCAT(\"FUN_DEF\",\"-DCON_\",LEFT(AQ4973,1),\"-FCON_\",LEFT(AR4973,1)),AU4973=1,_xlfn.CONCAT(\"NONFUN_NONDEF\",\"-DCON_\",LEFT(AQ4973,1),\"-FCON_\",LEFT(AR4973,1)),AV4973=1,_xlfn.CONCAT(\"NONFUN_DEF\",\"-DCON_\",LEFT(AQ4973,1),\"-FCON_\",LEFT(AR4973,1)),AS4973+AT4973+AU4973+AV4973<1,_xlfn.CONCAT(\"-\"))","v":"-"}]
[null,null,null,null,null,null,null,null,null,null,null,null,null,null,null,null,null,null,null,null,null,0,null,null,null,null,null,null,null,null,null,0,0,0,0,"Unknown",{"$f":"_xlfn.IFS(G4974=\"Natural\",0,H4974=\"\",0,H4974=\"COASTAL-CONSTRUCTED\",0,G4974=\"Constructed\",_xlfn.XLOOKUP($H4974,'Data Categories'!$U$4:$U$25,'Data Categories'!$V$4:V$25))","v":0},{"$f":"_xlfn.IFS(AK4974=\"\",0,AJ4974=\"Unknown\",0,AK4974>1,AK4974-AJ4974,AK4974=0,0)","v":0},{"$f":"_xlfn.IFS(Y4974=\"\",0,Y4974>1920,_xlfn.XLOOKUP($H4974,'Data Categories'!$AE$20:$AE$42,'Data Categories'!$AG$20:$AG$42,0))","v":0},{"$f":"_xlfn.IFS(Y4974=\"\",0,Y4974>0,(2025-Y4974))","v":0},{"$f":"_xlfn.IFS(Z4974=\"Non-Deficient\",\"Non-Deficient\",Z4974=\"Deficient\",\"Deficient\",AB4974=\"Deficient\",\"Deficient\",Z4974=\"Non-Deficient\",\"Non-Deficient\",AB4974=\"Non-Deficient\",\"Non-Deficient\",P4974=\"\",\"None\",AL4974<0,\"Deficient\",AL4974>10,\"Non-Deficient\")","v":"None"},{"$f":"_xlfn.IFS(H4974=\"LOW WATER CROSSING\",\"Non-Functional\",G4974=\"Natural\",\"Functional\",AA4974=\"Functional\",\"Functional\",AC4974=\"Functional\",\"Functional\",AA4974=\"Non-Functional\",\"Non-Functional\",AC4974=\"Non-Functional\",\"Non-Functional\",AA4974=\"Unknown\",\"Unknown\",AC4974=\"Unknown\",\"Unknown\",AA4974=\"\",\"None\")","v":"None"},{"$f":"_xlfn.IFS(X4974=\"Functionality\",\"Low\",W4974=\"No\",\"Low\",Y4974>=2015,\"High\",Y4974>=1920,\"Low\",W4974=\"\",\"None\",W4974=\"Unknown\",\"None\")","v":"None"},{"$f":"_xlfn.IFS(H4974=\"LOW WATER CROSSING\",\"Unknown\",G4974=\"Natural\",\"None\",AM4974<AN4974,\"High\",AC4974=\"Functional\",\"Low\",AC4974=\"Non-Functional\",\"Low\",W4974=\"No\",\"Low\",W4974=\"Unknown\",\"None\",X4974=\"Deficiency\",\"None\",W4974=\"Yes\",\"High\",W4974=\"\",\"None\")","v":"None"},0,0,0,0,{"$f":"_xlfn.CONCAT(LEFT(H4974,3),\"-\")&IF(H4974=\"-\",0,COUNTIF($H$4:H4974,H4974))","v":"-0"},{"$f":"_xlfn.IFS($H4974<=0,\"-\",AS4974=1,_xlfn.CONCAT(\"FUN_NONDEF\",\"-DCON_\",LEFT(AQ4974,1),\"-FCON_\",LEFT(AR4974,1)),AT4974=1,_xlfn.CONCAT(\"FUN_DEF\",\"-DCON_\",LEFT(AQ4974,1),\"-FCON_\",LEFT(AR4974,1)),AU4974=1,_xlfn.CONCAT(\"NONFUN_NONDEF\",\"-DCON_\",LEFT(AQ4974,1),\"-FCON_\",LEFT(AR4974,1)),AV4974=1,_xlfn.CONCAT(\"NONFUN_DEF\",\"-DCON_\",LEFT(AQ4974,1),\"-FCON_\",LEFT(AR4974,1)),AS4974+AT4974+AU4974+AV4974<1,_xlfn.CONCAT(\"-\"))","v":"-"}]
[null,null,null,null,null,null,null,null,null,null,null,null,null,null,null,null,null,null,null,null,null,0,null,null,null,null,null,null,null,null,null,0,0,0,0,"Unknown",{"$f":"_xlfn.IFS(G4975=\"Natural\",0,H4975=\"\",0,H4975=\"COASTAL-CONSTRUCTED\",0,G4975=\"Constructed\",_xlfn.XLOOKUP($H4975,'Data Categories'!$U$4:$U$25,'Data Categories'!$V$4:V$25))","v":0},{"$f":"_xlfn.IFS(AK4975=\"\",0,AJ4975=\"Unknown\",0,AK4975>1,AK4975-AJ4975,AK4975=0,0)","v":0},{"$f":"_xlfn.IFS(Y4975=\"\",0,Y4975>1920,_xlfn.XLOOKUP($H4975,'Data Categories'!$AE$20:$AE$42,'Data Categories'!$AG$20:$AG$42,0))","v":0},{"$f":"_xlfn.IFS(Y4975=\"\",0,Y4975>0,(2025-Y4975))","v":0},{"$f":"_xlfn.IFS(Z4975=\"Non-Deficient\",\"Non-Deficient\",Z4975=\"Deficient\",\"Deficient\",AB4975=\"Deficient\",\"Deficient\",Z4975=\"Non-Deficient\",\"Non-Deficient\",AB4975=\"Non-Deficient\",\"Non-Deficient\",P4975=\"\",\"None\",AL4975<0,\"Deficient\",AL4975>10,\"Non-Deficient\")","v":"None"},{"$f":"_xlfn.IFS(H4975=\"LOW WATER CROSSING\",\"Non-Functional\",G4975=\"Natural\",\"Functional\",AA4975=\"Functional\",\"Functional\",AC4975=\"Functional\",\"Functional\",AA4975=\"Non-Functional\",\"Non-Functional\",AC4975=\"Non-Functional\",\"Non-Functional\",AA4975=\"Unknown\",\"Unknown\",AC4975=\"Unknown\",\"Unknown\",AA4975=\"\",\"None\")","v":"None"},{"$f":"_xlfn.IFS(X4975=\"Functionality\",\"Low\",W4975=\"No\",\"Low\",Y4975>=2015,\"High\",Y4975>=1920,\"Low\",W4975=\"\",\"None\",W4975=\"Unknown\",\"None\")","v":"None"},{"$f":"_xlfn.IFS(H4975=\"LOW WATER CROSSING\",\"Unknown\",G4975=\"Natural\",\"None\",AM4975<AN4975,\"High\",AC4975=\"Functional\",\"Low\",AC4975=\"Non-Functional\",\"Low\",W4975=\"No\",\"Low\",W4975=\"Unknown\",\"None\",X4975=\"Deficiency\",\"None\",W4975=\"Yes\",\"High\",W4975=\"\",\"None\")","v":"None"},0,0,0,0,{"$f":"_xlfn.CONCAT(LEFT(H4975,3),\"-\")&IF(H4975=\"-\",0,COUNTIF($H$4:H4975,H4975))","v":"-0"},{"$f":"_xlfn.IFS($H4975<=0,\"-\",AS4975=1,_xlfn.CONCAT(\"FUN_NONDEF\",\"-DCON_\",LEFT(AQ4975,1),\"-FCON_\",LEFT(AR4975,1)),AT4975=1,_xlfn.CONCAT(\"FUN_DEF\",\"-DCON_\",LEFT(AQ4975,1),\"-FCON_\",LEFT(AR4975,1)),AU4975=1,_xlfn.CONCAT(\"NONFUN_NONDEF\",\"-DCON_\",LEFT(AQ4975,1),\"-FCON_\",LEFT(AR4975,1)),AV4975=1,_xlfn.CONCAT(\"NONFUN_DEF\",\"-DCON_\",LEFT(AQ4975,1),\"-FCON_\",LEFT(AR4975,1)),AS4975+AT4975+AU4975+AV4975<1,_xlfn.CONCAT(\"-\"))","v":"-"}]
[null,null,null,null,null,null,null,null,null,null,null,null,null,null,null,null,null,null,null,null,null,0,null,null,null,null,null,null,null,null,null,0,0,0,0,"Unknown",{"$f":"_xlfn.IFS(G4976=\"Natural\",0,H4976=\"\",0,H4976=\"COASTAL-CONSTRUCTED\",0,G4976=\"Constructed\",_xlfn.XLOOKUP($H4976,'Data Categories'!$U$4:$U$25,'Data Categories'!$V$4:V$25))","v":0},{"$f":"_xlfn.IFS(AK4976=\"\",0,AJ4976=\"Unknown\",0,AK4976>1,AK4976-AJ4976,AK4976=0,0)","v":0},{"$f":"_xlfn.IFS(Y4976=\"\",0,Y4976>1920,_xlfn.XLOOKUP($H4976,'Data Categories'!$AE$20:$AE$42,'Data Categories'!$AG$20:$AG$42,0))","v":0},{"$f":"_xlfn.IFS(Y4976=\"\",0,Y4976>0,(2025-Y4976))","v":0},{"$f":"_xlfn.IFS(Z4976=\"Non-Deficient\",\"Non-Deficient\",Z4976=\"Deficient\",\"Deficient\",AB4976=\"Deficient\",\"Deficient\",Z4976=\"Non-Deficient\",\"Non-Deficient\",AB4976=\"Non-Deficient\",\"Non-Deficient\",P4976=\"\",\"None\",AL4976<0,\"Deficient\",AL4976>10,\"Non-Deficient\")","v":"None"},{"$f":"_xlfn.IFS(H4976=\"LOW WATER CROSSING\",\"Non-Functional\",G4976=\"Natural\",\"Functional\",AA4976=\"Functional\",\"Functional\",AC4976=\"Functional\",\"Functional\",AA4976=\"Non-Functional\",\"Non-Functional\",AC4976=\"Non-Functional\",\"Non-Functional\",AA4976=\"Unknown\",\"Unknown\",AC4976=\"Unknown\",\"Unknown\",AA4976=\"\",\"None\")","v":"None"},{"$f":"_xlfn.IFS(X4976=\"Functionality\",\"Low\",W4976=\"No\",\"Low\",Y4976>=2015,\"High\",Y4976>=1920,\"Low\",W4976=\"\",\"None\",W4976=\"Unknown\",\"None\")","v":"None"},{"$f":"_xlfn.IFS(H4976=\"LOW WATER CROSSING\",\"Unknown\",G4976=\"Natural\",\"None\",AM4976<AN4976,\"High\",AC4976=\"Functional\",\"Low\",AC4976=\"Non-Functional\",\"Low\",W4976=\"No\",\"Low\",W4976=\"Unknown\",\"None\",X4976=\"Deficiency\",\"None\",W4976=\"Yes\",\"High\",W4976=\"\",\"None\")","v":"None"},0,0,0,0,{"$f":"_xlfn.CONCAT(LEFT(H4976,3),\"-\")&IF(H4976=\"-\",0,COUNTIF($H$4:H4976,H4976))","v":"-0"},{"$f":"_xlfn.IFS($H4976<=0,\"-\",AS4976=1,_xlfn.CONCAT(\"FUN_NONDEF\",\"-DCON_\",LEFT(AQ4976,1),\"-FCON_\",LEFT(AR4976,1)),AT4976=1,_xlfn.CONCAT(\"FUN_DEF\",\"-DCON_\",LEFT(AQ4976,1),\"-FCON_\",LEFT(AR4976,1)),AU4976=1,_xlfn.CONCAT(\"NONFUN_NONDEF\",\"-DCON_\",LEFT(AQ4976,1),\"-FCON_\",LEFT(AR4976,1)),AV4976=1,_xlfn.CONCAT(\"NONFUN_DEF\",\"-DCON_\",LEFT(AQ4976,1),\"-FCON_\",LEFT(AR4976,1)),AS4976+AT4976+AU4976+AV4976<1,_xlfn.CONCAT(\"-\"))","v":"-"}]
[null,null,null,null,null,null,null,null,null,null,null,null,null,null,null,null,null,null,null,null,null,0,null,null,null,null,null,null,null,null,null,0,0,0,0,"Unknown",{"$f":"_xlfn.IFS(G4977=\"Natural\",0,H4977=\"\",0,H4977=\"COASTAL-CONSTRUCTED\",0,G4977=\"Constructed\",_xlfn.XLOOKUP($H4977,'Data Categories'!$U$4:$U$25,'Data Categories'!$V$4:V$25))","v":0},{"$f":"_xlfn.IFS(AK4977=\"\",0,AJ4977=\"Unknown\",0,AK4977>1,AK4977-AJ4977,AK4977=0,0)","v":0},{"$f":"_xlfn.IFS(Y4977=\"\",0,Y4977>1920,_xlfn.XLOOKUP($H4977,'Data Categories'!$AE$20:$AE$42,'Data Categories'!$AG$20:$AG$42,0))","v":0},{"$f":"_xlfn.IFS(Y4977=\"\",0,Y4977>0,(2025-Y4977))","v":0},{"$f":"_xlfn.IFS(Z4977=\"Non-Deficient\",\"Non-Deficient\",Z4977=\"Deficient\",\"Deficient\",AB4977=\"Deficient\",\"Deficient\",Z4977=\"Non-Deficient\",\"Non-Deficient\",AB4977=\"Non-Deficient\",\"Non-Deficient\",P4977=\"\",\"None\",AL4977<0,\"Deficient\",AL4977>10,\"Non-Deficient\")","v":"None"},{"$f":"_xlfn.IFS(H4977=\"LOW WATER CROSSING\",\"Non-Functional\",G4977=\"Natural\",\"Functional\",AA4977=\"Functional\",\"Functional\",AC4977=\"Functional\",\"Functional\",AA4977=\"Non-Functional\",\"Non-Functional\",AC4977=\"Non-Functional\",\"Non-Functional\",AA4977=\"Unknown\",\"Unknown\",AC4977=\"Unknown\",\"Unknown\",AA4977=\"\",\"None\")","v":"None"},{"$f":"_xlfn.IFS(X4977=\"Functionality\",\"Low\",W4977=\"No\",\"Low\",Y4977>=2015,\"High\",Y4977>=1920,\"Low\",W4977=\"\",\"None\",W4977=\"Unknown\",\"None\")","v":"None"},{"$f":"_xlfn.IFS(H4977=\"LOW WATER CROSSING\",\"Unknown\",G4977=\"Natural\",\"None\",AM4977<AN4977,\"High\",AC4977=\"Functional\",\"Low\",AC4977=\"Non-Functional\",\"Low\",W4977=\"No\",\"Low\",W4977=\"Unknown\",\"None\",X4977=\"Deficiency\",\"None\",W4977=\"Yes\",\"High\",W4977=\"\",\"None\")","v":"None"},0,0,0,0,{"$f":"_xlfn.CONCAT(LEFT(H4977,3),\"-\")&IF(H4977=\"-\",0,COUNTIF($H$4:H4977,H4977))","v":"-0"},{"$f":"_xlfn.IFS($H4977<=0,\"-\",AS4977=1,_xlfn.CONCAT(\"FUN_NONDEF\",\"-DCON_\",LEFT(AQ4977,1),\"-FCON_\",LEFT(AR4977,1)),AT4977=1,_xlfn.CONCAT(\"FUN_DEF\",\"-DCON_\",LEFT(AQ4977,1),\"-FCON_\",LEFT(AR4977,1)),AU4977=1,_xlfn.CONCAT(\"NONFUN_NONDEF\",\"-DCON_\",LEFT(AQ4977,1),\"-FCON_\",LEFT(AR4977,1)),AV4977=1,_xlfn.CONCAT(\"NONFUN_DEF\",\"-DCON_\",LEFT(AQ4977,1),\"-FCON_\",LEFT(AR4977,1)),AS4977+AT4977+AU4977+AV4977<1,_xlfn.CONCAT(\"-\"))","v":"-"}]
[null,null,null,null,null,null,null,null,null,null,null,null,null,null,null,null,null,null,null,null,null,0,null,null,null,null,null,null,null,null,null,0,0,0,0,"Unknown",{"$f":"_xlfn.IFS(G4978=\"Natural\",0,H4978=\"\",0,H4978=\"COASTAL-CONSTRUCTED\",0,G4978=\"Constructed\",_xlfn.XLOOKUP($H4978,'Data Categories'!$U$4:$U$25,'Data Categories'!$V$4:V$25))","v":0},{"$f":"_xlfn.IFS(AK4978=\"\",0,AJ4978=\"Unknown\",0,AK4978>1,AK4978-AJ4978,AK4978=0,0)","v":0},{"$f":"_xlfn.IFS(Y4978=\"\",0,Y4978>1920,_xlfn.XLOOKUP($H4978,'Data Categories'!$AE$20:$AE$42,'Data Categories'!$AG$20:$AG$42,0))","v":0},{"$f":"_xlfn.IFS(Y4978=\"\",0,Y4978>0,(2025-Y4978))","v":0},{"$f":"_xlfn.IFS(Z4978=\"Non-Deficient\",\"Non-Deficient\",Z4978=\"Deficient\",\"Deficient\",AB4978=\"Deficient\",\"Deficient\",Z4978=\"Non-Deficient\",\"Non-Deficient\",AB4978=\"Non-Deficient\",\"Non-Deficient\",P4978=\"\",\"None\",AL4978<0,\"Deficient\",AL4978>10,\"Non-Deficient\")","v":"None"},{"$f":"_xlfn.IFS(H4978=\"LOW WATER CROSSING\",\"Non-Functional\",G4978=\"Natural\",\"Functional\",AA4978=\"Functional\",\"Functional\",AC4978=\"Functional\",\"Functional\",AA4978=\"Non-Functional\",\"Non-Functional\",AC4978=\"Non-Functional\",\"Non-Functional\",AA4978=\"Unknown\",\"Unknown\",AC4978=\"Unknown\",\"Unknown\",AA4978=\"\",\"None\")","v":"None"},{"$f":"_xlfn.IFS(X4978=\"Functionality\",\"Low\",W4978=\"No\",\"Low\",Y4978>=2015,\"High\",Y4978>=1920,\"Low\",W4978=\"\",\"None\",W4978=\"Unknown\",\"None\")","v":"None"},{"$f":"_xlfn.IFS(H4978=\"LOW WATER CROSSING\",\"Unknown\",G4978=\"Natural\",\"None\",AM4978<AN4978,\"High\",AC4978=\"Functional\",\"Low\",AC4978=\"Non-Functional\",\"Low\",W4978=\"No\",\"Low\",W4978=\"Unknown\",\"None\",X4978=\"Deficiency\",\"None\",W4978=\"Yes\",\"High\",W4978=\"\",\"None\")","v":"None"},0,0,0,0,{"$f":"_xlfn.CONCAT(LEFT(H4978,3),\"-\")&IF(H4978=\"-\",0,COUNTIF($H$4:H4978,H4978))","v":"-0"},{"$f":"_xlfn.IFS($H4978<=0,\"-\",AS4978=1,_xlfn.CONCAT(\"FUN_NONDEF\",\"-DCON_\",LEFT(AQ4978,1),\"-FCON_\",LEFT(AR4978,1)),AT4978=1,_xlfn.CONCAT(\"FUN_DEF\",\"-DCON_\",LEFT(AQ4978,1),\"-FCON_\",LEFT(AR4978,1)),AU4978=1,_xlfn.CONCAT(\"NONFUN_NONDEF\",\"-DCON_\",LEFT(AQ4978,1),\"-FCON_\",LEFT(AR4978,1)),AV4978=1,_xlfn.CONCAT(\"NONFUN_DEF\",\"-DCON_\",LEFT(AQ4978,1),\"-FCON_\",LEFT(AR4978,1)),AS4978+AT4978+AU4978+AV4978<1,_xlfn.CONCAT(\"-\"))","v":"-"}]
[null,null,null,null,null,null,null,null,null,null,null,null,null,null,null,null,null,null,null,null,null,0,null,null,null,null,null,null,null,null,null,0,0,0,0,"Unknown",{"$f":"_xlfn.IFS(G4979=\"Natural\",0,H4979=\"\",0,H4979=\"COASTAL-CONSTRUCTED\",0,G4979=\"Constructed\",_xlfn.XLOOKUP($H4979,'Data Categories'!$U$4:$U$25,'Data Categories'!$V$4:V$25))","v":0},{"$f":"_xlfn.IFS(AK4979=\"\",0,AJ4979=\"Unknown\",0,AK4979>1,AK4979-AJ4979,AK4979=0,0)","v":0},{"$f":"_xlfn.IFS(Y4979=\"\",0,Y4979>1920,_xlfn.XLOOKUP($H4979,'Data Categories'!$AE$20:$AE$42,'Data Categories'!$AG$20:$AG$42,0))","v":0},{"$f":"_xlfn.IFS(Y4979=\"\",0,Y4979>0,(2025-Y4979))","v":0},{"$f":"_xlfn.IFS(Z4979=\"Non-Deficient\",\"Non-Deficient\",Z4979=\"Deficient\",\"Deficient\",AB4979=\"Deficient\",\"Deficient\",Z4979=\"Non-Deficient\",\"Non-Deficient\",AB4979=\"Non-Deficient\",\"Non-Deficient\",P4979=\"\",\"None\",AL4979<0,\"Deficient\",AL4979>10,\"Non-Deficient\")","v":"None"},{"$f":"_xlfn.IFS(H4979=\"LOW WATER CROSSING\",\"Non-Functional\",G4979=\"Natural\",\"Functional\",AA4979=\"Functional\",\"Functional\",AC4979=\"Functional\",\"Functional\",AA4979=\"Non-Functional\",\"Non-Functional\",AC4979=\"Non-Functional\",\"Non-Functional\",AA4979=\"Unknown\",\"Unknown\",AC4979=\"Unknown\",\"Unknown\",AA4979=\"\",\"None\")","v":"None"},{"$f":"_xlfn.IFS(X4979=\"Functionality\",\"Low\",W4979=\"No\",\"Low\",Y4979>=2015,\"High\",Y4979>=1920,\"Low\",W4979=\"\",\"None\",W4979=\"Unknown\",\"None\")","v":"None"},{"$f":"_xlfn.IFS(H4979=\"LOW WATER CROSSING\",\"Unknown\",G4979=\"Natural\",\"None\",AM4979<AN4979,\"High\",AC4979=\"Functional\",\"Low\",AC4979=\"Non-Functional\",\"Low\",W4979=\"No\",\"Low\",W4979=\"Unknown\",\"None\",X4979=\"Deficiency\",\"None\",W4979=\"Yes\",\"High\",W4979=\"\",\"None\")","v":"None"},0,0,0,0,{"$f":"_xlfn.CONCAT(LEFT(H4979,3),\"-\")&IF(H4979=\"-\",0,COUNTIF($H$4:H4979,H4979))","v":"-0"},{"$f":"_xlfn.IFS($H4979<=0,\"-\",AS4979=1,_xlfn.CONCAT(\"FUN_NONDEF\",\"-DCON_\",LEFT(AQ4979,1),\"-FCON_\",LEFT(AR4979,1)),AT4979=1,_xlfn.CONCAT(\"FUN_DEF\",\"-DCON_\",LEFT(AQ4979,1),\"-FCON_\",LEFT(AR4979,1)),AU4979=1,_xlfn.CONCAT(\"NONFUN_NONDEF\",\"-DCON_\",LEFT(AQ4979,1),\"-FCON_\",LEFT(AR4979,1)),AV4979=1,_xlfn.CONCAT(\"NONFUN_DEF\",\"-DCON_\",LEFT(AQ4979,1),\"-FCON_\",LEFT(AR4979,1)),AS4979+AT4979+AU4979+AV4979<1,_xlfn.CONCAT(\"-\"))","v":"-"}]
[null,null,null,null,null,null,null,null,null,null,null,null,null,null,null,null,null,null,null,null,null,0,null,null,null,null,null,null,null,null,null,0,0,0,0,"Unknown",{"$f":"_xlfn.IFS(G4980=\"Natural\",0,H4980=\"\",0,H4980=\"COASTAL-CONSTRUCTED\",0,G4980=\"Constructed\",_xlfn.XLOOKUP($H4980,'Data Categories'!$U$4:$U$25,'Data Categories'!$V$4:V$25))","v":0},{"$f":"_xlfn.IFS(AK4980=\"\",0,AJ4980=\"Unknown\",0,AK4980>1,AK4980-AJ4980,AK4980=0,0)","v":0},{"$f":"_xlfn.IFS(Y4980=\"\",0,Y4980>1920,_xlfn.XLOOKUP($H4980,'Data Categories'!$AE$20:$AE$42,'Data Categories'!$AG$20:$AG$42,0))","v":0},{"$f":"_xlfn.IFS(Y4980=\"\",0,Y4980>0,(2025-Y4980))","v":0},{"$f":"_xlfn.IFS(Z4980=\"Non-Deficient\",\"Non-Deficient\",Z4980=\"Deficient\",\"Deficient\",AB4980=\"Deficient\",\"Deficient\",Z4980=\"Non-Deficient\",\"Non-Deficient\",AB4980=\"Non-Deficient\",\"Non-Deficient\",P4980=\"\",\"None\",AL4980<0,\"Deficient\",AL4980>10,\"Non-Deficient\")","v":"None"},{"$f":"_xlfn.IFS(H4980=\"LOW WATER CROSSING\",\"Non-Functional\",G4980=\"Natural\",\"Functional\",AA4980=\"Functional\",\"Functional\",AC4980=\"Functional\",\"Functional\",AA4980=\"Non-Functional\",\"Non-Functional\",AC4980=\"Non-Functional\",\"Non-Functional\",AA4980=\"Unknown\",\"Unknown\",AC4980=\"Unknown\",\"Unknown\",AA4980=\"\",\"None\")","v":"None"},{"$f":"_xlfn.IFS(X4980=\"Functionality\",\"Low\",W4980=\"No\",\"Low\",Y4980>=2015,\"High\",Y4980>=1920,\"Low\",W4980=\"\",\"None\",W4980=\"Unknown\",\"None\")","v":"None"},{"$f":"_xlfn.IFS(H4980=\"LOW WATER CROSSING\",\"Unknown\",G4980=\"Natural\",\"None\",AM4980<AN4980,\"High\",AC4980=\"Functional\",\"Low\",AC4980=\"Non-Functional\",\"Low\",W4980=\"No\",\"Low\",W4980=\"Unknown\",\"None\",X4980=\"Deficiency\",\"None\",W4980=\"Yes\",\"High\",W4980=\"\",\"None\")","v":"None"},0,0,0,0,{"$f":"_xlfn.CONCAT(LEFT(H4980,3),\"-\")&IF(H4980=\"-\",0,COUNTIF($H$4:H4980,H4980))","v":"-0"},{"$f":"_xlfn.IFS($H4980<=0,\"-\",AS4980=1,_xlfn.CONCAT(\"FUN_NONDEF\",\"-DCON_\",LEFT(AQ4980,1),\"-FCON_\",LEFT(AR4980,1)),AT4980=1,_xlfn.CONCAT(\"FUN_DEF\",\"-DCON_\",LEFT(AQ4980,1),\"-FCON_\",LEFT(AR4980,1)),AU4980=1,_xlfn.CONCAT(\"NONFUN_NONDEF\",\"-DCON_\",LEFT(AQ4980,1),\"-FCON_\",LEFT(AR4980,1)),AV4980=1,_xlfn.CONCAT(\"NONFUN_DEF\",\"-DCON_\",LEFT(AQ4980,1),\"-FCON_\",LEFT(AR4980,1)),AS4980+AT4980+AU4980+AV4980<1,_xlfn.CONCAT(\"-\"))","v":"-"}]
[null,null,null,null,null,null,null,null,null,null,null,null,null,null,null,null,null,null,null,null,null,0,null,null,null,null,null,null,null,null,null,0,0,0,0,"Unknown",{"$f":"_xlfn.IFS(G4981=\"Natural\",0,H4981=\"\",0,H4981=\"COASTAL-CONSTRUCTED\",0,G4981=\"Constructed\",_xlfn.XLOOKUP($H4981,'Data Categories'!$U$4:$U$25,'Data Categories'!$V$4:V$25))","v":0},{"$f":"_xlfn.IFS(AK4981=\"\",0,AJ4981=\"Unknown\",0,AK4981>1,AK4981-AJ4981,AK4981=0,0)","v":0},{"$f":"_xlfn.IFS(Y4981=\"\",0,Y4981>1920,_xlfn.XLOOKUP($H4981,'Data Categories'!$AE$20:$AE$42,'Data Categories'!$AG$20:$AG$42,0))","v":0},{"$f":"_xlfn.IFS(Y4981=\"\",0,Y4981>0,(2025-Y4981))","v":0},{"$f":"_xlfn.IFS(Z4981=\"Non-Deficient\",\"Non-Deficient\",Z4981=\"Deficient\",\"Deficient\",AB4981=\"Deficient\",\"Deficient\",Z4981=\"Non-Deficient\",\"Non-Deficient\",AB4981=\"Non-Deficient\",\"Non-Deficient\",P4981=\"\",\"None\",AL4981<0,\"Deficient\",AL4981>10,\"Non-Deficient\")","v":"None"},{"$f":"_xlfn.IFS(H4981=\"LOW WATER CROSSING\",\"Non-Functional\",G4981=\"Natural\",\"Functional\",AA4981=\"Functional\",\"Functional\",AC4981=\"Functional\",\"Functional\",AA4981=\"Non-Functional\",\"Non-Functional\",AC4981=\"Non-Functional\",\"Non-Functional\",AA4981=\"Unknown\",\"Unknown\",AC4981=\"Unknown\",\"Unknown\",AA4981=\"\",\"None\")","v":"None"},{"$f":"_xlfn.IFS(X4981=\"Functionality\",\"Low\",W4981=\"No\",\"Low\",Y4981>=2015,\"High\",Y4981>=1920,\"Low\",W4981=\"\",\"None\",W4981=\"Unknown\",\"None\")","v":"None"},{"$f":"_xlfn.IFS(H4981=\"LOW WATER CROSSING\",\"Unknown\",G4981=\"Natural\",\"None\",AM4981<AN4981,\"High\",AC4981=\"Functional\",\"Low\",AC4981=\"Non-Functional\",\"Low\",W4981=\"No\",\"Low\",W4981=\"Unknown\",\"None\",X4981=\"Deficiency\",\"None\",W4981=\"Yes\",\"High\",W4981=\"\",\"None\")","v":"None"},0,0,0,0,{"$f":"_xlfn.CONCAT(LEFT(H4981,3),\"-\")&IF(H4981=\"-\",0,COUNTIF($H$4:H4981,H4981))","v":"-0"},{"$f":"_xlfn.IFS($H4981<=0,\"-\",AS4981=1,_xlfn.CONCAT(\"FUN_NONDEF\",\"-DCON_\",LEFT(AQ4981,1),\"-FCON_\",LEFT(AR4981,1)),AT4981=1,_xlfn.CONCAT(\"FUN_DEF\",\"-DCON_\",LEFT(AQ4981,1),\"-FCON_\",LEFT(AR4981,1)),AU4981=1,_xlfn.CONCAT(\"NONFUN_NONDEF\",\"-DCON_\",LEFT(AQ4981,1),\"-FCON_\",LEFT(AR4981,1)),AV4981=1,_xlfn.CONCAT(\"NONFUN_DEF\",\"-DCON_\",LEFT(AQ4981,1),\"-FCON_\",LEFT(AR4981,1)),AS4981+AT4981+AU4981+AV4981<1,_xlfn.CONCAT(\"-\"))","v":"-"}]
[null,null,null,null,null,null,null,null,null,null,null,null,null,null,null,null,null,null,null,null,null,0,null,null,null,null,null,null,null,null,null,0,0,0,0,"Unknown",{"$f":"_xlfn.IFS(G4982=\"Natural\",0,H4982=\"\",0,H4982=\"COASTAL-CONSTRUCTED\",0,G4982=\"Constructed\",_xlfn.XLOOKUP($H4982,'Data Categories'!$U$4:$U$25,'Data Categories'!$V$4:V$25))","v":0},{"$f":"_xlfn.IFS(AK4982=\"\",0,AJ4982=\"Unknown\",0,AK4982>1,AK4982-AJ4982,AK4982=0,0)","v":0},{"$f":"_xlfn.IFS(Y4982=\"\",0,Y4982>1920,_xlfn.XLOOKUP($H4982,'Data Categories'!$AE$20:$AE$42,'Data Categories'!$AG$20:$AG$42,0))","v":0},{"$f":"_xlfn.IFS(Y4982=\"\",0,Y4982>0,(2025-Y4982))","v":0},{"$f":"_xlfn.IFS(Z4982=\"Non-Deficient\",\"Non-Deficient\",Z4982=\"Deficient\",\"Deficient\",AB4982=\"Deficient\",\"Deficient\",Z4982=\"Non-Deficient\",\"Non-Deficient\",AB4982=\"Non-Deficient\",\"Non-Deficient\",P4982=\"\",\"None\",AL4982<0,\"Deficient\",AL4982>10,\"Non-Deficient\")","v":"None"},{"$f":"_xlfn.IFS(H4982=\"LOW WATER CROSSING\",\"Non-Functional\",G4982=\"Natural\",\"Functional\",AA4982=\"Functional\",\"Functional\",AC4982=\"Functional\",\"Functional\",AA4982=\"Non-Functional\",\"Non-Functional\",AC4982=\"Non-Functional\",\"Non-Functional\",AA4982=\"Unknown\",\"Unknown\",AC4982=\"Unknown\",\"Unknown\",AA4982=\"\",\"None\")","v":"None"},{"$f":"_xlfn.IFS(X4982=\"Functionality\",\"Low\",W4982=\"No\",\"Low\",Y4982>=2015,\"High\",Y4982>=1920,\"Low\",W4982=\"\",\"None\",W4982=\"Unknown\",\"None\")","v":"None"},{"$f":"_xlfn.IFS(H4982=\"LOW WATER CROSSING\",\"Unknown\",G4982=\"Natural\",\"None\",AM4982<AN4982,\"High\",AC4982=\"Functional\",\"Low\",AC4982=\"Non-Functional\",\"Low\",W4982=\"No\",\"Low\",W4982=\"Unknown\",\"None\",X4982=\"Deficiency\",\"None\",W4982=\"Yes\",\"High\",W4982=\"\",\"None\")","v":"None"},0,0,0,0,{"$f":"_xlfn.CONCAT(LEFT(H4982,3),\"-\")&IF(H4982=\"-\",0,COUNTIF($H$4:H4982,H4982))","v":"-0"},{"$f":"_xlfn.IFS($H4982<=0,\"-\",AS4982=1,_xlfn.CONCAT(\"FUN_NONDEF\",\"-DCON_\",LEFT(AQ4982,1),\"-FCON_\",LEFT(AR4982,1)),AT4982=1,_xlfn.CONCAT(\"FUN_DEF\",\"-DCON_\",LEFT(AQ4982,1),\"-FCON_\",LEFT(AR4982,1)),AU4982=1,_xlfn.CONCAT(\"NONFUN_NONDEF\",\"-DCON_\",LEFT(AQ4982,1),\"-FCON_\",LEFT(AR4982,1)),AV4982=1,_xlfn.CONCAT(\"NONFUN_DEF\",\"-DCON_\",LEFT(AQ4982,1),\"-FCON_\",LEFT(AR4982,1)),AS4982+AT4982+AU4982+AV4982<1,_xlfn.CONCAT(\"-\"))","v":"-"}]
[null,null,null,null,null,null,null,null,null,null,null,null,null,null,null,null,null,null,null,null,null,0,null,null,null,null,null,null,null,null,null,0,0,0,0,"Unknown",{"$f":"_xlfn.IFS(G4983=\"Natural\",0,H4983=\"\",0,H4983=\"COASTAL-CONSTRUCTED\",0,G4983=\"Constructed\",_xlfn.XLOOKUP($H4983,'Data Categories'!$U$4:$U$25,'Data Categories'!$V$4:V$25))","v":0},{"$f":"_xlfn.IFS(AK4983=\"\",0,AJ4983=\"Unknown\",0,AK4983>1,AK4983-AJ4983,AK4983=0,0)","v":0},{"$f":"_xlfn.IFS(Y4983=\"\",0,Y4983>1920,_xlfn.XLOOKUP($H4983,'Data Categories'!$AE$20:$AE$42,'Data Categories'!$AG$20:$AG$42,0))","v":0},{"$f":"_xlfn.IFS(Y4983=\"\",0,Y4983>0,(2025-Y4983))","v":0},{"$f":"_xlfn.IFS(Z4983=\"Non-Deficient\",\"Non-Deficient\",Z4983=\"Deficient\",\"Deficient\",AB4983=\"Deficient\",\"Deficient\",Z4983=\"Non-Deficient\",\"Non-Deficient\",AB4983=\"Non-Deficient\",\"Non-Deficient\",P4983=\"\",\"None\",AL4983<0,\"Deficient\",AL4983>10,\"Non-Deficient\")","v":"None"},{"$f":"_xlfn.IFS(H4983=\"LOW WATER CROSSING\",\"Non-Functional\",G4983=\"Natural\",\"Functional\",AA4983=\"Functional\",\"Functional\",AC4983=\"Functional\",\"Functional\",AA4983=\"Non-Functional\",\"Non-Functional\",AC4983=\"Non-Functional\",\"Non-Functional\",AA4983=\"Unknown\",\"Unknown\",AC4983=\"Unknown\",\"Unknown\",AA4983=\"\",\"None\")","v":"None"},{"$f":"_xlfn.IFS(X4983=\"Functionality\",\"Low\",W4983=\"No\",\"Low\",Y4983>=2015,\"High\",Y4983>=1920,\"Low\",W4983=\"\",\"None\",W4983=\"Unknown\",\"None\")","v":"None"},{"$f":"_xlfn.IFS(H4983=\"LOW WATER CROSSING\",\"Unknown\",G4983=\"Natural\",\"None\",AM4983<AN4983,\"High\",AC4983=\"Functional\",\"Low\",AC4983=\"Non-Functional\",\"Low\",W4983=\"No\",\"Low\",W4983=\"Unknown\",\"None\",X4983=\"Deficiency\",\"None\",W4983=\"Yes\",\"High\",W4983=\"\",\"None\")","v":"None"},0,0,0,0,{"$f":"_xlfn.CONCAT(LEFT(H4983,3),\"-\")&IF(H4983=\"-\",0,COUNTIF($H$4:H4983,H4983))","v":"-0"},{"$f":"_xlfn.IFS($H4983<=0,\"-\",AS4983=1,_xlfn.CONCAT(\"FUN_NONDEF\",\"-DCON_\",LEFT(AQ4983,1),\"-FCON_\",LEFT(AR4983,1)),AT4983=1,_xlfn.CONCAT(\"FUN_DEF\",\"-DCON_\",LEFT(AQ4983,1),\"-FCON_\",LEFT(AR4983,1)),AU4983=1,_xlfn.CONCAT(\"NONFUN_NONDEF\",\"-DCON_\",LEFT(AQ4983,1),\"-FCON_\",LEFT(AR4983,1)),AV4983=1,_xlfn.CONCAT(\"NONFUN_DEF\",\"-DCON_\",LEFT(AQ4983,1),\"-FCON_\",LEFT(AR4983,1)),AS4983+AT4983+AU4983+AV4983<1,_xlfn.CONCAT(\"-\"))","v":"-"}]
[null,null,null,null,null,null,null,null,null,null,null,null,null,null,null,null,null,null,null,null,null,0,null,null,null,null,null,null,null,null,null,0,0,0,0,"Unknown",{"$f":"_xlfn.IFS(G4984=\"Natural\",0,H4984=\"\",0,H4984=\"COASTAL-CONSTRUCTED\",0,G4984=\"Constructed\",_xlfn.XLOOKUP($H4984,'Data Categories'!$U$4:$U$25,'Data Categories'!$V$4:V$25))","v":0},{"$f":"_xlfn.IFS(AK4984=\"\",0,AJ4984=\"Unknown\",0,AK4984>1,AK4984-AJ4984,AK4984=0,0)","v":0},{"$f":"_xlfn.IFS(Y4984=\"\",0,Y4984>1920,_xlfn.XLOOKUP($H4984,'Data Categories'!$AE$20:$AE$42,'Data Categories'!$AG$20:$AG$42,0))","v":0},{"$f":"_xlfn.IFS(Y4984=\"\",0,Y4984>0,(2025-Y4984))","v":0},{"$f":"_xlfn.IFS(Z4984=\"Non-Deficient\",\"Non-Deficient\",Z4984=\"Deficient\",\"Deficient\",AB4984=\"Deficient\",\"Deficient\",Z4984=\"Non-Deficient\",\"Non-Deficient\",AB4984=\"Non-Deficient\",\"Non-Deficient\",P4984=\"\",\"None\",AL4984<0,\"Deficient\",AL4984>10,\"Non-Deficient\")","v":"None"},{"$f":"_xlfn.IFS(H4984=\"LOW WATER CROSSING\",\"Non-Functional\",G4984=\"Natural\",\"Functional\",AA4984=\"Functional\",\"Functional\",AC4984=\"Functional\",\"Functional\",AA4984=\"Non-Functional\",\"Non-Functional\",AC4984=\"Non-Functional\",\"Non-Functional\",AA4984=\"Unknown\",\"Unknown\",AC4984=\"Unknown\",\"Unknown\",AA4984=\"\",\"None\")","v":"None"},{"$f":"_xlfn.IFS(X4984=\"Functionality\",\"Low\",W4984=\"No\",\"Low\",Y4984>=2015,\"High\",Y4984>=1920,\"Low\",W4984=\"\",\"None\",W4984=\"Unknown\",\"None\")","v":"None"},{"$f":"_xlfn.IFS(H4984=\"LOW WATER CROSSING\",\"Unknown\",G4984=\"Natural\",\"None\",AM4984<AN4984,\"High\",AC4984=\"Functional\",\"Low\",AC4984=\"Non-Functional\",\"Low\",W4984=\"No\",\"Low\",W4984=\"Unknown\",\"None\",X4984=\"Deficiency\",\"None\",W4984=\"Yes\",\"High\",W4984=\"\",\"None\")","v":"None"},0,0,0,0,{"$f":"_xlfn.CONCAT(LEFT(H4984,3),\"-\")&IF(H4984=\"-\",0,COUNTIF($H$4:H4984,H4984))","v":"-0"},{"$f":"_xlfn.IFS($H4984<=0,\"-\",AS4984=1,_xlfn.CONCAT(\"FUN_NONDEF\",\"-DCON_\",LEFT(AQ4984,1),\"-FCON_\",LEFT(AR4984,1)),AT4984=1,_xlfn.CONCAT(\"FUN_DEF\",\"-DCON_\",LEFT(AQ4984,1),\"-FCON_\",LEFT(AR4984,1)),AU4984=1,_xlfn.CONCAT(\"NONFUN_NONDEF\",\"-DCON_\",LEFT(AQ4984,1),\"-FCON_\",LEFT(AR4984,1)),AV4984=1,_xlfn.CONCAT(\"NONFUN_DEF\",\"-DCON_\",LEFT(AQ4984,1),\"-FCON_\",LEFT(AR4984,1)),AS4984+AT4984+AU4984+AV4984<1,_xlfn.CONCAT(\"-\"))","v":"-"}]
[null,null,null,null,null,null,null,null,null,null,null,null,null,null,null,null,null,null,null,null,null,0,null,null,null,null,null,null,null,null,null,0,0,0,0,"Unknown",{"$f":"_xlfn.IFS(G4985=\"Natural\",0,H4985=\"\",0,H4985=\"COASTAL-CONSTRUCTED\",0,G4985=\"Constructed\",_xlfn.XLOOKUP($H4985,'Data Categories'!$U$4:$U$25,'Data Categories'!$V$4:V$25))","v":0},{"$f":"_xlfn.IFS(AK4985=\"\",0,AJ4985=\"Unknown\",0,AK4985>1,AK4985-AJ4985,AK4985=0,0)","v":0},{"$f":"_xlfn.IFS(Y4985=\"\",0,Y4985>1920,_xlfn.XLOOKUP($H4985,'Data Categories'!$AE$20:$AE$42,'Data Categories'!$AG$20:$AG$42,0))","v":0},{"$f":"_xlfn.IFS(Y4985=\"\",0,Y4985>0,(2025-Y4985))","v":0},{"$f":"_xlfn.IFS(Z4985=\"Non-Deficient\",\"Non-Deficient\",Z4985=\"Deficient\",\"Deficient\",AB4985=\"Deficient\",\"Deficient\",Z4985=\"Non-Deficient\",\"Non-Deficient\",AB4985=\"Non-Deficient\",\"Non-Deficient\",P4985=\"\",\"None\",AL4985<0,\"Deficient\",AL4985>10,\"Non-Deficient\")","v":"None"},{"$f":"_xlfn.IFS(H4985=\"LOW WATER CROSSING\",\"Non-Functional\",G4985=\"Natural\",\"Functional\",AA4985=\"Functional\",\"Functional\",AC4985=\"Functional\",\"Functional\",AA4985=\"Non-Functional\",\"Non-Functional\",AC4985=\"Non-Functional\",\"Non-Functional\",AA4985=\"Unknown\",\"Unknown\",AC4985=\"Unknown\",\"Unknown\",AA4985=\"\",\"None\")","v":"None"},{"$f":"_xlfn.IFS(X4985=\"Functionality\",\"Low\",W4985=\"No\",\"Low\",Y4985>=2015,\"High\",Y4985>=1920,\"Low\",W4985=\"\",\"None\",W4985=\"Unknown\",\"None\")","v":"None"},{"$f":"_xlfn.IFS(H4985=\"LOW WATER CROSSING\",\"Unknown\",G4985=\"Natural\",\"None\",AM4985<AN4985,\"High\",AC4985=\"Functional\",\"Low\",AC4985=\"Non-Functional\",\"Low\",W4985=\"No\",\"Low\",W4985=\"Unknown\",\"None\",X4985=\"Deficiency\",\"None\",W4985=\"Yes\",\"High\",W4985=\"\",\"None\")","v":"None"},0,0,0,0,{"$f":"_xlfn.CONCAT(LEFT(H4985,3),\"-\")&IF(H4985=\"-\",0,COUNTIF($H$4:H4985,H4985))","v":"-0"},{"$f":"_xlfn.IFS($H4985<=0,\"-\",AS4985=1,_xlfn.CONCAT(\"FUN_NONDEF\",\"-DCON_\",LEFT(AQ4985,1),\"-FCON_\",LEFT(AR4985,1)),AT4985=1,_xlfn.CONCAT(\"FUN_DEF\",\"-DCON_\",LEFT(AQ4985,1),\"-FCON_\",LEFT(AR4985,1)),AU4985=1,_xlfn.CONCAT(\"NONFUN_NONDEF\",\"-DCON_\",LEFT(AQ4985,1),\"-FCON_\",LEFT(AR4985,1)),AV4985=1,_xlfn.CONCAT(\"NONFUN_DEF\",\"-DCON_\",LEFT(AQ4985,1),\"-FCON_\",LEFT(AR4985,1)),AS4985+AT4985+AU4985+AV4985<1,_xlfn.CONCAT(\"-\"))","v":"-"}]
[null,null,null,null,null,null,null,null,null,null,null,null,null,null,null,null,null,null,null,null,null,0,null,null,null,null,null,null,null,null,null,0,0,0,0,"Unknown",{"$f":"_xlfn.IFS(G4986=\"Natural\",0,H4986=\"\",0,H4986=\"COASTAL-CONSTRUCTED\",0,G4986=\"Constructed\",_xlfn.XLOOKUP($H4986,'Data Categories'!$U$4:$U$25,'Data Categories'!$V$4:V$25))","v":0},{"$f":"_xlfn.IFS(AK4986=\"\",0,AJ4986=\"Unknown\",0,AK4986>1,AK4986-AJ4986,AK4986=0,0)","v":0},{"$f":"_xlfn.IFS(Y4986=\"\",0,Y4986>1920,_xlfn.XLOOKUP($H4986,'Data Categories'!$AE$20:$AE$42,'Data Categories'!$AG$20:$AG$42,0))","v":0},{"$f":"_xlfn.IFS(Y4986=\"\",0,Y4986>0,(2025-Y4986))","v":0},{"$f":"_xlfn.IFS(Z4986=\"Non-Deficient\",\"Non-Deficient\",Z4986=\"Deficient\",\"Deficient\",AB4986=\"Deficient\",\"Deficient\",Z4986=\"Non-Deficient\",\"Non-Deficient\",AB4986=\"Non-Deficient\",\"Non-Deficient\",P4986=\"\",\"None\",AL4986<0,\"Deficient\",AL4986>10,\"Non-Deficient\")","v":"None"},{"$f":"_xlfn.IFS(H4986=\"LOW WATER CROSSING\",\"Non-Functional\",G4986=\"Natural\",\"Functional\",AA4986=\"Functional\",\"Functional\",AC4986=\"Functional\",\"Functional\",AA4986=\"Non-Functional\",\"Non-Functional\",AC4986=\"Non-Functional\",\"Non-Functional\",AA4986=\"Unknown\",\"Unknown\",AC4986=\"Unknown\",\"Unknown\",AA4986=\"\",\"None\")","v":"None"},{"$f":"_xlfn.IFS(X4986=\"Functionality\",\"Low\",W4986=\"No\",\"Low\",Y4986>=2015,\"High\",Y4986>=1920,\"Low\",W4986=\"\",\"None\",W4986=\"Unknown\",\"None\")","v":"None"},{"$f":"_xlfn.IFS(H4986=\"LOW WATER CROSSING\",\"Unknown\",G4986=\"Natural\",\"None\",AM4986<AN4986,\"High\",AC4986=\"Functional\",\"Low\",AC4986=\"Non-Functional\",\"Low\",W4986=\"No\",\"Low\",W4986=\"Unknown\",\"None\",X4986=\"Deficiency\",\"None\",W4986=\"Yes\",\"High\",W4986=\"\",\"None\")","v":"None"},0,0,0,0,{"$f":"_xlfn.CONCAT(LEFT(H4986,3),\"-\")&IF(H4986=\"-\",0,COUNTIF($H$4:H4986,H4986))","v":"-0"},{"$f":"_xlfn.IFS($H4986<=0,\"-\",AS4986=1,_xlfn.CONCAT(\"FUN_NONDEF\",\"-DCON_\",LEFT(AQ4986,1),\"-FCON_\",LEFT(AR4986,1)),AT4986=1,_xlfn.CONCAT(\"FUN_DEF\",\"-DCON_\",LEFT(AQ4986,1),\"-FCON_\",LEFT(AR4986,1)),AU4986=1,_xlfn.CONCAT(\"NONFUN_NONDEF\",\"-DCON_\",LEFT(AQ4986,1),\"-FCON_\",LEFT(AR4986,1)),AV4986=1,_xlfn.CONCAT(\"NONFUN_DEF\",\"-DCON_\",LEFT(AQ4986,1),\"-FCON_\",LEFT(AR4986,1)),AS4986+AT4986+AU4986+AV4986<1,_xlfn.CONCAT(\"-\"))","v":"-"}]
[null,null,null,null,null,null,null,null,null,null,null,null,null,null,null,null,null,null,null,null,null,0,null,null,null,null,null,null,null,null,null,0,0,0,0,"Unknown",{"$f":"_xlfn.IFS(G4987=\"Natural\",0,H4987=\"\",0,H4987=\"COASTAL-CONSTRUCTED\",0,G4987=\"Constructed\",_xlfn.XLOOKUP($H4987,'Data Categories'!$U$4:$U$25,'Data Categories'!$V$4:V$25))","v":0},{"$f":"_xlfn.IFS(AK4987=\"\",0,AJ4987=\"Unknown\",0,AK4987>1,AK4987-AJ4987,AK4987=0,0)","v":0},{"$f":"_xlfn.IFS(Y4987=\"\",0,Y4987>1920,_xlfn.XLOOKUP($H4987,'Data Categories'!$AE$20:$AE$42,'Data Categories'!$AG$20:$AG$42,0))","v":0},{"$f":"_xlfn.IFS(Y4987=\"\",0,Y4987>0,(2025-Y4987))","v":0},{"$f":"_xlfn.IFS(Z4987=\"Non-Deficient\",\"Non-Deficient\",Z4987=\"Deficient\",\"Deficient\",AB4987=\"Deficient\",\"Deficient\",Z4987=\"Non-Deficient\",\"Non-Deficient\",AB4987=\"Non-Deficient\",\"Non-Deficient\",P4987=\"\",\"None\",AL4987<0,\"Deficient\",AL4987>10,\"Non-Deficient\")","v":"None"},{"$f":"_xlfn.IFS(H4987=\"LOW WATER CROSSING\",\"Non-Functional\",G4987=\"Natural\",\"Functional\",AA4987=\"Functional\",\"Functional\",AC4987=\"Functional\",\"Functional\",AA4987=\"Non-Functional\",\"Non-Functional\",AC4987=\"Non-Functional\",\"Non-Functional\",AA4987=\"Unknown\",\"Unknown\",AC4987=\"Unknown\",\"Unknown\",AA4987=\"\",\"None\")","v":"None"},{"$f":"_xlfn.IFS(X4987=\"Functionality\",\"Low\",W4987=\"No\",\"Low\",Y4987>=2015,\"High\",Y4987>=1920,\"Low\",W4987=\"\",\"None\",W4987=\"Unknown\",\"None\")","v":"None"},{"$f":"_xlfn.IFS(H4987=\"LOW WATER CROSSING\",\"Unknown\",G4987=\"Natural\",\"None\",AM4987<AN4987,\"High\",AC4987=\"Functional\",\"Low\",AC4987=\"Non-Functional\",\"Low\",W4987=\"No\",\"Low\",W4987=\"Unknown\",\"None\",X4987=\"Deficiency\",\"None\",W4987=\"Yes\",\"High\",W4987=\"\",\"None\")","v":"None"},0,0,0,0,{"$f":"_xlfn.CONCAT(LEFT(H4987,3),\"-\")&IF(H4987=\"-\",0,COUNTIF($H$4:H4987,H4987))","v":"-0"},{"$f":"_xlfn.IFS($H4987<=0,\"-\",AS4987=1,_xlfn.CONCAT(\"FUN_NONDEF\",\"-DCON_\",LEFT(AQ4987,1),\"-FCON_\",LEFT(AR4987,1)),AT4987=1,_xlfn.CONCAT(\"FUN_DEF\",\"-DCON_\",LEFT(AQ4987,1),\"-FCON_\",LEFT(AR4987,1)),AU4987=1,_xlfn.CONCAT(\"NONFUN_NONDEF\",\"-DCON_\",LEFT(AQ4987,1),\"-FCON_\",LEFT(AR4987,1)),AV4987=1,_xlfn.CONCAT(\"NONFUN_DEF\",\"-DCON_\",LEFT(AQ4987,1),\"-FCON_\",LEFT(AR4987,1)),AS4987+AT4987+AU4987+AV4987<1,_xlfn.CONCAT(\"-\"))","v":"-"}]
[null,null,null,null,null,null,null,null,null,null,null,null,null,null,null,null,null,null,null,null,null,0,null,null,null,null,null,null,null,null,null,0,0,0,0,"Unknown",{"$f":"_xlfn.IFS(G4988=\"Natural\",0,H4988=\"\",0,H4988=\"COASTAL-CONSTRUCTED\",0,G4988=\"Constructed\",_xlfn.XLOOKUP($H4988,'Data Categories'!$U$4:$U$25,'Data Categories'!$V$4:V$25))","v":0},{"$f":"_xlfn.IFS(AK4988=\"\",0,AJ4988=\"Unknown\",0,AK4988>1,AK4988-AJ4988,AK4988=0,0)","v":0},{"$f":"_xlfn.IFS(Y4988=\"\",0,Y4988>1920,_xlfn.XLOOKUP($H4988,'Data Categories'!$AE$20:$AE$42,'Data Categories'!$AG$20:$AG$42,0))","v":0},{"$f":"_xlfn.IFS(Y4988=\"\",0,Y4988>0,(2025-Y4988))","v":0},{"$f":"_xlfn.IFS(Z4988=\"Non-Deficient\",\"Non-Deficient\",Z4988=\"Deficient\",\"Deficient\",AB4988=\"Deficient\",\"Deficient\",Z4988=\"Non-Deficient\",\"Non-Deficient\",AB4988=\"Non-Deficient\",\"Non-Deficient\",P4988=\"\",\"None\",AL4988<0,\"Deficient\",AL4988>10,\"Non-Deficient\")","v":"None"},{"$f":"_xlfn.IFS(H4988=\"LOW WATER CROSSING\",\"Non-Functional\",G4988=\"Natural\",\"Functional\",AA4988=\"Functional\",\"Functional\",AC4988=\"Functional\",\"Functional\",AA4988=\"Non-Functional\",\"Non-Functional\",AC4988=\"Non-Functional\",\"Non-Functional\",AA4988=\"Unknown\",\"Unknown\",AC4988=\"Unknown\",\"Unknown\",AA4988=\"\",\"None\")","v":"None"},{"$f":"_xlfn.IFS(X4988=\"Functionality\",\"Low\",W4988=\"No\",\"Low\",Y4988>=2015,\"High\",Y4988>=1920,\"Low\",W4988=\"\",\"None\",W4988=\"Unknown\",\"None\")","v":"None"},{"$f":"_xlfn.IFS(H4988=\"LOW WATER CROSSING\",\"Unknown\",G4988=\"Natural\",\"None\",AM4988<AN4988,\"High\",AC4988=\"Functional\",\"Low\",AC4988=\"Non-Functional\",\"Low\",W4988=\"No\",\"Low\",W4988=\"Unknown\",\"None\",X4988=\"Deficiency\",\"None\",W4988=\"Yes\",\"High\",W4988=\"\",\"None\")","v":"None"},0,0,0,0,{"$f":"_xlfn.CONCAT(LEFT(H4988,3),\"-\")&IF(H4988=\"-\",0,COUNTIF($H$4:H4988,H4988))","v":"-0"},{"$f":"_xlfn.IFS($H4988<=0,\"-\",AS4988=1,_xlfn.CONCAT(\"FUN_NONDEF\",\"-DCON_\",LEFT(AQ4988,1),\"-FCON_\",LEFT(AR4988,1)),AT4988=1,_xlfn.CONCAT(\"FUN_DEF\",\"-DCON_\",LEFT(AQ4988,1),\"-FCON_\",LEFT(AR4988,1)),AU4988=1,_xlfn.CONCAT(\"NONFUN_NONDEF\",\"-DCON_\",LEFT(AQ4988,1),\"-FCON_\",LEFT(AR4988,1)),AV4988=1,_xlfn.CONCAT(\"NONFUN_DEF\",\"-DCON_\",LEFT(AQ4988,1),\"-FCON_\",LEFT(AR4988,1)),AS4988+AT4988+AU4988+AV4988<1,_xlfn.CONCAT(\"-\"))","v":"-"}]
[null,null,null,null,null,null,null,null,null,null,null,null,null,null,null,null,null,null,null,null,null,0,null,null,null,null,null,null,null,null,null,0,0,0,0,"Unknown",{"$f":"_xlfn.IFS(G4989=\"Natural\",0,H4989=\"\",0,H4989=\"COASTAL-CONSTRUCTED\",0,G4989=\"Constructed\",_xlfn.XLOOKUP($H4989,'Data Categories'!$U$4:$U$25,'Data Categories'!$V$4:V$25))","v":0},{"$f":"_xlfn.IFS(AK4989=\"\",0,AJ4989=\"Unknown\",0,AK4989>1,AK4989-AJ4989,AK4989=0,0)","v":0},{"$f":"_xlfn.IFS(Y4989=\"\",0,Y4989>1920,_xlfn.XLOOKUP($H4989,'Data Categories'!$AE$20:$AE$42,'Data Categories'!$AG$20:$AG$42,0))","v":0},{"$f":"_xlfn.IFS(Y4989=\"\",0,Y4989>0,(2025-Y4989))","v":0},{"$f":"_xlfn.IFS(Z4989=\"Non-Deficient\",\"Non-Deficient\",Z4989=\"Deficient\",\"Deficient\",AB4989=\"Deficient\",\"Deficient\",Z4989=\"Non-Deficient\",\"Non-Deficient\",AB4989=\"Non-Deficient\",\"Non-Deficient\",P4989=\"\",\"None\",AL4989<0,\"Deficient\",AL4989>10,\"Non-Deficient\")","v":"None"},{"$f":"_xlfn.IFS(H4989=\"LOW WATER CROSSING\",\"Non-Functional\",G4989=\"Natural\",\"Functional\",AA4989=\"Functional\",\"Functional\",AC4989=\"Functional\",\"Functional\",AA4989=\"Non-Functional\",\"Non-Functional\",AC4989=\"Non-Functional\",\"Non-Functional\",AA4989=\"Unknown\",\"Unknown\",AC4989=\"Unknown\",\"Unknown\",AA4989=\"\",\"None\")","v":"None"},{"$f":"_xlfn.IFS(X4989=\"Functionality\",\"Low\",W4989=\"No\",\"Low\",Y4989>=2015,\"High\",Y4989>=1920,\"Low\",W4989=\"\",\"None\",W4989=\"Unknown\",\"None\")","v":"None"},{"$f":"_xlfn.IFS(H4989=\"LOW WATER CROSSING\",\"Unknown\",G4989=\"Natural\",\"None\",AM4989<AN4989,\"High\",AC4989=\"Functional\",\"Low\",AC4989=\"Non-Functional\",\"Low\",W4989=\"No\",\"Low\",W4989=\"Unknown\",\"None\",X4989=\"Deficiency\",\"None\",W4989=\"Yes\",\"High\",W4989=\"\",\"None\")","v":"None"},0,0,0,0,{"$f":"_xlfn.CONCAT(LEFT(H4989,3),\"-\")&IF(H4989=\"-\",0,COUNTIF($H$4:H4989,H4989))","v":"-0"},{"$f":"_xlfn.IFS($H4989<=0,\"-\",AS4989=1,_xlfn.CONCAT(\"FUN_NONDEF\",\"-DCON_\",LEFT(AQ4989,1),\"-FCON_\",LEFT(AR4989,1)),AT4989=1,_xlfn.CONCAT(\"FUN_DEF\",\"-DCON_\",LEFT(AQ4989,1),\"-FCON_\",LEFT(AR4989,1)),AU4989=1,_xlfn.CONCAT(\"NONFUN_NONDEF\",\"-DCON_\",LEFT(AQ4989,1),\"-FCON_\",LEFT(AR4989,1)),AV4989=1,_xlfn.CONCAT(\"NONFUN_DEF\",\"-DCON_\",LEFT(AQ4989,1),\"-FCON_\",LEFT(AR4989,1)),AS4989+AT4989+AU4989+AV4989<1,_xlfn.CONCAT(\"-\"))","v":"-"}]
[null,null,null,null,null,null,null,null,null,null,null,null,null,null,null,null,null,null,null,null,null,0,null,null,null,null,null,null,null,null,null,0,0,0,0,"Unknown",{"$f":"_xlfn.IFS(G4990=\"Natural\",0,H4990=\"\",0,H4990=\"COASTAL-CONSTRUCTED\",0,G4990=\"Constructed\",_xlfn.XLOOKUP($H4990,'Data Categories'!$U$4:$U$25,'Data Categories'!$V$4:V$25))","v":0},{"$f":"_xlfn.IFS(AK4990=\"\",0,AJ4990=\"Unknown\",0,AK4990>1,AK4990-AJ4990,AK4990=0,0)","v":0},{"$f":"_xlfn.IFS(Y4990=\"\",0,Y4990>1920,_xlfn.XLOOKUP($H4990,'Data Categories'!$AE$20:$AE$42,'Data Categories'!$AG$20:$AG$42,0))","v":0},{"$f":"_xlfn.IFS(Y4990=\"\",0,Y4990>0,(2025-Y4990))","v":0},{"$f":"_xlfn.IFS(Z4990=\"Non-Deficient\",\"Non-Deficient\",Z4990=\"Deficient\",\"Deficient\",AB4990=\"Deficient\",\"Deficient\",Z4990=\"Non-Deficient\",\"Non-Deficient\",AB4990=\"Non-Deficient\",\"Non-Deficient\",P4990=\"\",\"None\",AL4990<0,\"Deficient\",AL4990>10,\"Non-Deficient\")","v":"None"},{"$f":"_xlfn.IFS(H4990=\"LOW WATER CROSSING\",\"Non-Functional\",G4990=\"Natural\",\"Functional\",AA4990=\"Functional\",\"Functional\",AC4990=\"Functional\",\"Functional\",AA4990=\"Non-Functional\",\"Non-Functional\",AC4990=\"Non-Functional\",\"Non-Functional\",AA4990=\"Unknown\",\"Unknown\",AC4990=\"Unknown\",\"Unknown\",AA4990=\"\",\"None\")","v":"None"},{"$f":"_xlfn.IFS(X4990=\"Functionality\",\"Low\",W4990=\"No\",\"Low\",Y4990>=2015,\"High\",Y4990>=1920,\"Low\",W4990=\"\",\"None\",W4990=\"Unknown\",\"None\")","v":"None"},{"$f":"_xlfn.IFS(H4990=\"LOW WATER CROSSING\",\"Unknown\",G4990=\"Natural\",\"None\",AM4990<AN4990,\"High\",AC4990=\"Functional\",\"Low\",AC4990=\"Non-Functional\",\"Low\",W4990=\"No\",\"Low\",W4990=\"Unknown\",\"None\",X4990=\"Deficiency\",\"None\",W4990=\"Yes\",\"High\",W4990=\"\",\"None\")","v":"None"},0,0,0,0,{"$f":"_xlfn.CONCAT(LEFT(H4990,3),\"-\")&IF(H4990=\"-\",0,COUNTIF($H$4:H4990,H4990))","v":"-0"},{"$f":"_xlfn.IFS($H4990<=0,\"-\",AS4990=1,_xlfn.CONCAT(\"FUN_NONDEF\",\"-DCON_\",LEFT(AQ4990,1),\"-FCON_\",LEFT(AR4990,1)),AT4990=1,_xlfn.CONCAT(\"FUN_DEF\",\"-DCON_\",LEFT(AQ4990,1),\"-FCON_\",LEFT(AR4990,1)),AU4990=1,_xlfn.CONCAT(\"NONFUN_NONDEF\",\"-DCON_\",LEFT(AQ4990,1),\"-FCON_\",LEFT(AR4990,1)),AV4990=1,_xlfn.CONCAT(\"NONFUN_DEF\",\"-DCON_\",LEFT(AQ4990,1),\"-FCON_\",LEFT(AR4990,1)),AS4990+AT4990+AU4990+AV4990<1,_xlfn.CONCAT(\"-\"))","v":"-"}]
[null,null,null,null,null,null,null,null,null,null,null,null,null,null,null,null,null,null,null,null,null,0,null,null,null,null,null,null,null,null,null,0,0,0,0,"Unknown",{"$f":"_xlfn.IFS(G4991=\"Natural\",0,H4991=\"\",0,H4991=\"COASTAL-CONSTRUCTED\",0,G4991=\"Constructed\",_xlfn.XLOOKUP($H4991,'Data Categories'!$U$4:$U$25,'Data Categories'!$V$4:V$25))","v":0},{"$f":"_xlfn.IFS(AK4991=\"\",0,AJ4991=\"Unknown\",0,AK4991>1,AK4991-AJ4991,AK4991=0,0)","v":0},{"$f":"_xlfn.IFS(Y4991=\"\",0,Y4991>1920,_xlfn.XLOOKUP($H4991,'Data Categories'!$AE$20:$AE$42,'Data Categories'!$AG$20:$AG$42,0))","v":0},{"$f":"_xlfn.IFS(Y4991=\"\",0,Y4991>0,(2025-Y4991))","v":0},{"$f":"_xlfn.IFS(Z4991=\"Non-Deficient\",\"Non-Deficient\",Z4991=\"Deficient\",\"Deficient\",AB4991=\"Deficient\",\"Deficient\",Z4991=\"Non-Deficient\",\"Non-Deficient\",AB4991=\"Non-Deficient\",\"Non-Deficient\",P4991=\"\",\"None\",AL4991<0,\"Deficient\",AL4991>10,\"Non-Deficient\")","v":"None"},{"$f":"_xlfn.IFS(H4991=\"LOW WATER CROSSING\",\"Non-Functional\",G4991=\"Natural\",\"Functional\",AA4991=\"Functional\",\"Functional\",AC4991=\"Functional\",\"Functional\",AA4991=\"Non-Functional\",\"Non-Functional\",AC4991=\"Non-Functional\",\"Non-Functional\",AA4991=\"Unknown\",\"Unknown\",AC4991=\"Unknown\",\"Unknown\",AA4991=\"\",\"None\")","v":"None"},{"$f":"_xlfn.IFS(X4991=\"Functionality\",\"Low\",W4991=\"No\",\"Low\",Y4991>=2015,\"High\",Y4991>=1920,\"Low\",W4991=\"\",\"None\",W4991=\"Unknown\",\"None\")","v":"None"},{"$f":"_xlfn.IFS(H4991=\"LOW WATER CROSSING\",\"Unknown\",G4991=\"Natural\",\"None\",AM4991<AN4991,\"High\",AC4991=\"Functional\",\"Low\",AC4991=\"Non-Functional\",\"Low\",W4991=\"No\",\"Low\",W4991=\"Unknown\",\"None\",X4991=\"Deficiency\",\"None\",W4991=\"Yes\",\"High\",W4991=\"\",\"None\")","v":"None"},0,0,0,0,{"$f":"_xlfn.CONCAT(LEFT(H4991,3),\"-\")&IF(H4991=\"-\",0,COUNTIF($H$4:H4991,H4991))","v":"-0"},{"$f":"_xlfn.IFS($H4991<=0,\"-\",AS4991=1,_xlfn.CONCAT(\"FUN_NONDEF\",\"-DCON_\",LEFT(AQ4991,1),\"-FCON_\",LEFT(AR4991,1)),AT4991=1,_xlfn.CONCAT(\"FUN_DEF\",\"-DCON_\",LEFT(AQ4991,1),\"-FCON_\",LEFT(AR4991,1)),AU4991=1,_xlfn.CONCAT(\"NONFUN_NONDEF\",\"-DCON_\",LEFT(AQ4991,1),\"-FCON_\",LEFT(AR4991,1)),AV4991=1,_xlfn.CONCAT(\"NONFUN_DEF\",\"-DCON_\",LEFT(AQ4991,1),\"-FCON_\",LEFT(AR4991,1)),AS4991+AT4991+AU4991+AV4991<1,_xlfn.CONCAT(\"-\"))","v":"-"}]
[null,null,null,null,null,null,null,null,null,null,null,null,null,null,null,null,null,null,null,null,null,0,null,null,null,null,null,null,null,null,null,0,0,0,0,"Unknown",{"$f":"_xlfn.IFS(G4992=\"Natural\",0,H4992=\"\",0,H4992=\"COASTAL-CONSTRUCTED\",0,G4992=\"Constructed\",_xlfn.XLOOKUP($H4992,'Data Categories'!$U$4:$U$25,'Data Categories'!$V$4:V$25))","v":0},{"$f":"_xlfn.IFS(AK4992=\"\",0,AJ4992=\"Unknown\",0,AK4992>1,AK4992-AJ4992,AK4992=0,0)","v":0},{"$f":"_xlfn.IFS(Y4992=\"\",0,Y4992>1920,_xlfn.XLOOKUP($H4992,'Data Categories'!$AE$20:$AE$42,'Data Categories'!$AG$20:$AG$42,0))","v":0},{"$f":"_xlfn.IFS(Y4992=\"\",0,Y4992>0,(2025-Y4992))","v":0},{"$f":"_xlfn.IFS(Z4992=\"Non-Deficient\",\"Non-Deficient\",Z4992=\"Deficient\",\"Deficient\",AB4992=\"Deficient\",\"Deficient\",Z4992=\"Non-Deficient\",\"Non-Deficient\",AB4992=\"Non-Deficient\",\"Non-Deficient\",P4992=\"\",\"None\",AL4992<0,\"Deficient\",AL4992>10,\"Non-Deficient\")","v":"None"},{"$f":"_xlfn.IFS(H4992=\"LOW WATER CROSSING\",\"Non-Functional\",G4992=\"Natural\",\"Functional\",AA4992=\"Functional\",\"Functional\",AC4992=\"Functional\",\"Functional\",AA4992=\"Non-Functional\",\"Non-Functional\",AC4992=\"Non-Functional\",\"Non-Functional\",AA4992=\"Unknown\",\"Unknown\",AC4992=\"Unknown\",\"Unknown\",AA4992=\"\",\"None\")","v":"None"},{"$f":"_xlfn.IFS(X4992=\"Functionality\",\"Low\",W4992=\"No\",\"Low\",Y4992>=2015,\"High\",Y4992>=1920,\"Low\",W4992=\"\",\"None\",W4992=\"Unknown\",\"None\")","v":"None"},{"$f":"_xlfn.IFS(H4992=\"LOW WATER CROSSING\",\"Unknown\",G4992=\"Natural\",\"None\",AM4992<AN4992,\"High\",AC4992=\"Functional\",\"Low\",AC4992=\"Non-Functional\",\"Low\",W4992=\"No\",\"Low\",W4992=\"Unknown\",\"None\",X4992=\"Deficiency\",\"None\",W4992=\"Yes\",\"High\",W4992=\"\",\"None\")","v":"None"},0,0,0,0,{"$f":"_xlfn.CONCAT(LEFT(H4992,3),\"-\")&IF(H4992=\"-\",0,COUNTIF($H$4:H4992,H4992))","v":"-0"},{"$f":"_xlfn.IFS($H4992<=0,\"-\",AS4992=1,_xlfn.CONCAT(\"FUN_NONDEF\",\"-DCON_\",LEFT(AQ4992,1),\"-FCON_\",LEFT(AR4992,1)),AT4992=1,_xlfn.CONCAT(\"FUN_DEF\",\"-DCON_\",LEFT(AQ4992,1),\"-FCON_\",LEFT(AR4992,1)),AU4992=1,_xlfn.CONCAT(\"NONFUN_NONDEF\",\"-DCON_\",LEFT(AQ4992,1),\"-FCON_\",LEFT(AR4992,1)),AV4992=1,_xlfn.CONCAT(\"NONFUN_DEF\",\"-DCON_\",LEFT(AQ4992,1),\"-FCON_\",LEFT(AR4992,1)),AS4992+AT4992+AU4992+AV4992<1,_xlfn.CONCAT(\"-\"))","v":"-"}]
[null,null,null,null,null,null,null,null,null,null,null,null,null,null,null,null,null,null,null,null,null,0,null,null,null,null,null,null,null,null,null,0,0,0,0,"Unknown",{"$f":"_xlfn.IFS(G4993=\"Natural\",0,H4993=\"\",0,H4993=\"COASTAL-CONSTRUCTED\",0,G4993=\"Constructed\",_xlfn.XLOOKUP($H4993,'Data Categories'!$U$4:$U$25,'Data Categories'!$V$4:V$25))","v":0},{"$f":"_xlfn.IFS(AK4993=\"\",0,AJ4993=\"Unknown\",0,AK4993>1,AK4993-AJ4993,AK4993=0,0)","v":0},{"$f":"_xlfn.IFS(Y4993=\"\",0,Y4993>1920,_xlfn.XLOOKUP($H4993,'Data Categories'!$AE$20:$AE$42,'Data Categories'!$AG$20:$AG$42,0))","v":0},{"$f":"_xlfn.IFS(Y4993=\"\",0,Y4993>0,(2025-Y4993))","v":0},{"$f":"_xlfn.IFS(Z4993=\"Non-Deficient\",\"Non-Deficient\",Z4993=\"Deficient\",\"Deficient\",AB4993=\"Deficient\",\"Deficient\",Z4993=\"Non-Deficient\",\"Non-Deficient\",AB4993=\"Non-Deficient\",\"Non-Deficient\",P4993=\"\",\"None\",AL4993<0,\"Deficient\",AL4993>10,\"Non-Deficient\")","v":"None"},{"$f":"_xlfn.IFS(H4993=\"LOW WATER CROSSING\",\"Non-Functional\",G4993=\"Natural\",\"Functional\",AA4993=\"Functional\",\"Functional\",AC4993=\"Functional\",\"Functional\",AA4993=\"Non-Functional\",\"Non-Functional\",AC4993=\"Non-Functional\",\"Non-Functional\",AA4993=\"Unknown\",\"Unknown\",AC4993=\"Unknown\",\"Unknown\",AA4993=\"\",\"None\")","v":"None"},{"$f":"_xlfn.IFS(X4993=\"Functionality\",\"Low\",W4993=\"No\",\"Low\",Y4993>=2015,\"High\",Y4993>=1920,\"Low\",W4993=\"\",\"None\",W4993=\"Unknown\",\"None\")","v":"None"},{"$f":"_xlfn.IFS(H4993=\"LOW WATER CROSSING\",\"Unknown\",G4993=\"Natural\",\"None\",AM4993<AN4993,\"High\",AC4993=\"Functional\",\"Low\",AC4993=\"Non-Functional\",\"Low\",W4993=\"No\",\"Low\",W4993=\"Unknown\",\"None\",X4993=\"Deficiency\",\"None\",W4993=\"Yes\",\"High\",W4993=\"\",\"None\")","v":"None"},0,0,0,0,{"$f":"_xlfn.CONCAT(LEFT(H4993,3),\"-\")&IF(H4993=\"-\",0,COUNTIF($H$4:H4993,H4993))","v":"-0"},{"$f":"_xlfn.IFS($H4993<=0,\"-\",AS4993=1,_xlfn.CONCAT(\"FUN_NONDEF\",\"-DCON_\",LEFT(AQ4993,1),\"-FCON_\",LEFT(AR4993,1)),AT4993=1,_xlfn.CONCAT(\"FUN_DEF\",\"-DCON_\",LEFT(AQ4993,1),\"-FCON_\",LEFT(AR4993,1)),AU4993=1,_xlfn.CONCAT(\"NONFUN_NONDEF\",\"-DCON_\",LEFT(AQ4993,1),\"-FCON_\",LEFT(AR4993,1)),AV4993=1,_xlfn.CONCAT(\"NONFUN_DEF\",\"-DCON_\",LEFT(AQ4993,1),\"-FCON_\",LEFT(AR4993,1)),AS4993+AT4993+AU4993+AV4993<1,_xlfn.CONCAT(\"-\"))","v":"-"}]
[null,null,null,null,null,null,null,null,null,null,null,null,null,null,null,null,null,null,null,null,null,0,null,null,null,null,null,null,null,null,null,0,0,0,0,"Unknown",{"$f":"_xlfn.IFS(G4994=\"Natural\",0,H4994=\"\",0,H4994=\"COASTAL-CONSTRUCTED\",0,G4994=\"Constructed\",_xlfn.XLOOKUP($H4994,'Data Categories'!$U$4:$U$25,'Data Categories'!$V$4:V$25))","v":0},{"$f":"_xlfn.IFS(AK4994=\"\",0,AJ4994=\"Unknown\",0,AK4994>1,AK4994-AJ4994,AK4994=0,0)","v":0},{"$f":"_xlfn.IFS(Y4994=\"\",0,Y4994>1920,_xlfn.XLOOKUP($H4994,'Data Categories'!$AE$20:$AE$42,'Data Categories'!$AG$20:$AG$42,0))","v":0},{"$f":"_xlfn.IFS(Y4994=\"\",0,Y4994>0,(2025-Y4994))","v":0},{"$f":"_xlfn.IFS(Z4994=\"Non-Deficient\",\"Non-Deficient\",Z4994=\"Deficient\",\"Deficient\",AB4994=\"Deficient\",\"Deficient\",Z4994=\"Non-Deficient\",\"Non-Deficient\",AB4994=\"Non-Deficient\",\"Non-Deficient\",P4994=\"\",\"None\",AL4994<0,\"Deficient\",AL4994>10,\"Non-Deficient\")","v":"None"},{"$f":"_xlfn.IFS(H4994=\"LOW WATER CROSSING\",\"Non-Functional\",G4994=\"Natural\",\"Functional\",AA4994=\"Functional\",\"Functional\",AC4994=\"Functional\",\"Functional\",AA4994=\"Non-Functional\",\"Non-Functional\",AC4994=\"Non-Functional\",\"Non-Functional\",AA4994=\"Unknown\",\"Unknown\",AC4994=\"Unknown\",\"Unknown\",AA4994=\"\",\"None\")","v":"None"},{"$f":"_xlfn.IFS(X4994=\"Functionality\",\"Low\",W4994=\"No\",\"Low\",Y4994>=2015,\"High\",Y4994>=1920,\"Low\",W4994=\"\",\"None\",W4994=\"Unknown\",\"None\")","v":"None"},{"$f":"_xlfn.IFS(H4994=\"LOW WATER CROSSING\",\"Unknown\",G4994=\"Natural\",\"None\",AM4994<AN4994,\"High\",AC4994=\"Functional\",\"Low\",AC4994=\"Non-Functional\",\"Low\",W4994=\"No\",\"Low\",W4994=\"Unknown\",\"None\",X4994=\"Deficiency\",\"None\",W4994=\"Yes\",\"High\",W4994=\"\",\"None\")","v":"None"},0,0,0,0,{"$f":"_xlfn.CONCAT(LEFT(H4994,3),\"-\")&IF(H4994=\"-\",0,COUNTIF($H$4:H4994,H4994))","v":"-0"},{"$f":"_xlfn.IFS($H4994<=0,\"-\",AS4994=1,_xlfn.CONCAT(\"FUN_NONDEF\",\"-DCON_\",LEFT(AQ4994,1),\"-FCON_\",LEFT(AR4994,1)),AT4994=1,_xlfn.CONCAT(\"FUN_DEF\",\"-DCON_\",LEFT(AQ4994,1),\"-FCON_\",LEFT(AR4994,1)),AU4994=1,_xlfn.CONCAT(\"NONFUN_NONDEF\",\"-DCON_\",LEFT(AQ4994,1),\"-FCON_\",LEFT(AR4994,1)),AV4994=1,_xlfn.CONCAT(\"NONFUN_DEF\",\"-DCON_\",LEFT(AQ4994,1),\"-FCON_\",LEFT(AR4994,1)),AS4994+AT4994+AU4994+AV4994<1,_xlfn.CONCAT(\"-\"))","v":"-"}]
[null,null,null,null,null,null,null,null,null,null,null,null,null,null,null,null,null,null,null,null,null,0,null,null,null,null,null,null,null,null,null,0,0,0,0,"Unknown",{"$f":"_xlfn.IFS(G4995=\"Natural\",0,H4995=\"\",0,H4995=\"COASTAL-CONSTRUCTED\",0,G4995=\"Constructed\",_xlfn.XLOOKUP($H4995,'Data Categories'!$U$4:$U$25,'Data Categories'!$V$4:V$25))","v":0},{"$f":"_xlfn.IFS(AK4995=\"\",0,AJ4995=\"Unknown\",0,AK4995>1,AK4995-AJ4995,AK4995=0,0)","v":0},{"$f":"_xlfn.IFS(Y4995=\"\",0,Y4995>1920,_xlfn.XLOOKUP($H4995,'Data Categories'!$AE$20:$AE$42,'Data Categories'!$AG$20:$AG$42,0))","v":0},{"$f":"_xlfn.IFS(Y4995=\"\",0,Y4995>0,(2025-Y4995))","v":0},{"$f":"_xlfn.IFS(Z4995=\"Non-Deficient\",\"Non-Deficient\",Z4995=\"Deficient\",\"Deficient\",AB4995=\"Deficient\",\"Deficient\",Z4995=\"Non-Deficient\",\"Non-Deficient\",AB4995=\"Non-Deficient\",\"Non-Deficient\",P4995=\"\",\"None\",AL4995<0,\"Deficient\",AL4995>10,\"Non-Deficient\")","v":"None"},{"$f":"_xlfn.IFS(H4995=\"LOW WATER CROSSING\",\"Non-Functional\",G4995=\"Natural\",\"Functional\",AA4995=\"Functional\",\"Functional\",AC4995=\"Functional\",\"Functional\",AA4995=\"Non-Functional\",\"Non-Functional\",AC4995=\"Non-Functional\",\"Non-Functional\",AA4995=\"Unknown\",\"Unknown\",AC4995=\"Unknown\",\"Unknown\",AA4995=\"\",\"None\")","v":"None"},{"$f":"_xlfn.IFS(X4995=\"Functionality\",\"Low\",W4995=\"No\",\"Low\",Y4995>=2015,\"High\",Y4995>=1920,\"Low\",W4995=\"\",\"None\",W4995=\"Unknown\",\"None\")","v":"None"},{"$f":"_xlfn.IFS(H4995=\"LOW WATER CROSSING\",\"Unknown\",G4995=\"Natural\",\"None\",AM4995<AN4995,\"High\",AC4995=\"Functional\",\"Low\",AC4995=\"Non-Functional\",\"Low\",W4995=\"No\",\"Low\",W4995=\"Unknown\",\"None\",X4995=\"Deficiency\",\"None\",W4995=\"Yes\",\"High\",W4995=\"\",\"None\")","v":"None"},0,0,0,0,{"$f":"_xlfn.CONCAT(LEFT(H4995,3),\"-\")&IF(H4995=\"-\",0,COUNTIF($H$4:H4995,H4995))","v":"-0"},{"$f":"_xlfn.IFS($H4995<=0,\"-\",AS4995=1,_xlfn.CONCAT(\"FUN_NONDEF\",\"-DCON_\",LEFT(AQ4995,1),\"-FCON_\",LEFT(AR4995,1)),AT4995=1,_xlfn.CONCAT(\"FUN_DEF\",\"-DCON_\",LEFT(AQ4995,1),\"-FCON_\",LEFT(AR4995,1)),AU4995=1,_xlfn.CONCAT(\"NONFUN_NONDEF\",\"-DCON_\",LEFT(AQ4995,1),\"-FCON_\",LEFT(AR4995,1)),AV4995=1,_xlfn.CONCAT(\"NONFUN_DEF\",\"-DCON_\",LEFT(AQ4995,1),\"-FCON_\",LEFT(AR4995,1)),AS4995+AT4995+AU4995+AV4995<1,_xlfn.CONCAT(\"-\"))","v":"-"}]
[null,null,null,null,null,null,null,null,null,null,null,null,null,null,null,null,null,null,null,null,null,0,null,null,null,null,null,null,null,null,null,0,{"$f":"IF(S4996+T4996+U4996>0,(S4996*T4996*U4996/43560),0)","v":0},0,0,"Unknown",{"$f":"_xlfn.IFS(G4996=\"Natural\",0,H4996=\"\",0,H4996=\"COASTAL-CONSTRUCTED\",0,G4996=\"Constructed\",_xlfn.XLOOKUP($H4996,'Data Categories'!$U$4:$U$25,'Data Categories'!$V$4:V$25))","v":0},{"$f":"_xlfn.IFS(AK4996=\"\",0,AJ4996=\"Unknown\",0,AK4996>1,AK4996-AJ4996,AK4996=0,0)","v":0},{"$f":"_xlfn.IFS(Y4996=\"\",0,Y4996>1920,_xlfn.XLOOKUP($H4996,'Data Categories'!$AE$20:$AE$42,'Data Categories'!$AG$20:$AG$42,0))","v":0},{"$f":"_xlfn.IFS(Y4996=\"\",0,Y4996>0,(2025-Y4996))","v":0},{"$f":"_xlfn.IFS(Z4996=\"Non-Deficient\",\"Non-Deficient\",Z4996=\"Deficient\",\"Deficient\",AB4996=\"Deficient\",\"Deficient\",Z4996=\"Non-Deficient\",\"Non-Deficient\",AB4996=\"Non-Deficient\",\"Non-Deficient\",P4996=\"\",\"None\",AL4996<0,\"Deficient\",AL4996>10,\"Non-Deficient\")","v":"None"},{"$f":"_xlfn.IFS(H4996=\"LOW WATER CROSSING\",\"Non-Functional\",G4996=\"Natural\",\"Functional\",AA4996=\"Functional\",\"Functional\",AC4996=\"Functional\",\"Functional\",AA4996=\"Non-Functional\",\"Non-Functional\",AC4996=\"Non-Functional\",\"Non-Functional\",AA4996=\"Unknown\",\"Unknown\",AC4996=\"Unknown\",\"Unknown\",AA4996=\"\",\"None\")","v":"None"},{"$f":"_xlfn.IFS(X4996=\"Functionality\",\"Low\",W4996=\"No\",\"Low\",Y4996>=2015,\"High\",Y4996>=1920,\"Low\",W4996=\"\",\"None\",W4996=\"Unknown\",\"None\")","v":"None"},{"$f":"_xlfn.IFS(H4996=\"LOW WATER CROSSING\",\"Unknown\",G4996=\"Natural\",\"None\",AM4996<AN4996,\"High\",AC4996=\"Functional\",\"Low\",AC4996=\"Non-Functional\",\"Low\",W4996=\"No\",\"Low\",W4996=\"Unknown\",\"None\",X4996=\"Deficiency\",\"None\",W4996=\"Yes\",\"High\",W4996=\"\",\"None\")","v":"None"},{"$f":"IF(AND(AO4996=\"Non-Deficient\",AP4996=\"Functional\"),1,0)","v":0},{"$f":"IF(AND(AO4996=\"Deficient\",AP4996=\"Functional\"),1,0)","v":0},{"$f":"IF(AND(AO4996=\"Non-Deficient\",AP4996=\"Non-Functional\"),1,0)","v":0},{"$f":"IF(AND(AO4996=\"Deficient\",AP4996=\"Non-Functional\"),1,0)","v":0},{"$f":"_xlfn.CONCAT(LEFT(H4996,3),\"-\")&IF(H4996=\"-\",0,COUNTIF($H$4:H4996,H4996))","v":"-0"},{"$f":"_xlfn.IFS($H4996<=0,\"-\",AS4996=1,_xlfn.CONCAT(\"FUN_NONDEF\",\"-DCON_\",LEFT(AQ4996,1),\"-FCON_\",LEFT(AR4996,1)),AT4996=1,_xlfn.CONCAT(\"FUN_DEF\",\"-DCON_\",LEFT(AQ4996,1),\"-FCON_\",LEFT(AR4996,1)),AU4996=1,_xlfn.CONCAT(\"NONFUN_NONDEF\",\"-DCON_\",LEFT(AQ4996,1),\"-FCON_\",LEFT(AR4996,1)),AV4996=1,_xlfn.CONCAT(\"NONFUN_DEF\",\"-DCON_\",LEFT(AQ4996,1),\"-FCON_\",LEFT(AR4996,1)),AS4996+AT4996+AU4996+AV4996<1,_xlfn.CONCAT(\"-\"))","v":"-"}]
[null,null,null,null,null,null,null,null,null,null,null,null,null,null,null,null,null,null,null,null,null,0,null,null,null,null,null,null,null,null,null,0,0,{"$f":"S4997","v":0},{"$f":"H4997","v":0},"Unknown",{"$f":"_xlfn.IFS(G4997=\"Natural\",0,H4997=\"\",0,H4997=\"COASTAL-CONSTRUCTED\",0,G4997=\"Constructed\",_xlfn.XLOOKUP($H4997,'Data Categories'!$U$4:$U$25,'Data Categories'!$V$4:V$25))","v":0},{"$f":"_xlfn.IFS(AK4997=\"\",0,AJ4997=\"Unknown\",0,AK4997>1,AK4997-AJ4997,AK4997=0,0)","v":0},{"$f":"_xlfn.IFS(Y4997=\"\",0,Y4997>1920,_xlfn.XLOOKUP($H4997,'Data Categories'!$AE$20:$AE$42,'Data Categories'!$AG$20:$AG$42,0))","v":0},{"$f":"_xlfn.IFS(Y4997=\"\",0,Y4997>0,(2025-Y4997))","v":0},{"$f":"_xlfn.IFS(Z4997=\"Non-Deficient\",\"Non-Deficient\",Z4997=\"Deficient\",\"Deficient\",AB4997=\"Deficient\",\"Deficient\",Z4997=\"Non-Deficient\",\"Non-Deficient\",AB4997=\"Non-Deficient\",\"Non-Deficient\",P4997=\"\",\"None\",AL4997<0,\"Deficient\",AL4997>10,\"Non-Deficient\")","v":"None"},{"$f":"_xlfn.IFS(H4997=\"LOW WATER CROSSING\",\"Non-Functional\",G4997=\"Natural\",\"Functional\",AA4997=\"Functional\",\"Functional\",AC4997=\"Functional\",\"Functional\",AA4997=\"Non-Functional\",\"Non-Functional\",AC4997=\"Non-Functional\",\"Non-Functional\",AA4997=\"Unknown\",\"Unknown\",AC4997=\"Unknown\",\"Unknown\",AA4997=\"\",\"None\")","v":"None"},{"$f":"_xlfn.IFS(X4997=\"Functionality\",\"Low\",W4997=\"No\",\"Low\",Y4997>=2015,\"High\",Y4997>=1920,\"Low\",W4997=\"\",\"None\",W4997=\"Unknown\",\"None\")","v":"None"},{"$f":"_xlfn.IFS(H4997=\"LOW WATER CROSSING\",\"Unknown\",G4997=\"Natural\",\"None\",AM4997<AN4997,\"High\",AC4997=\"Functional\",\"Low\",AC4997=\"Non-Functional\",\"Low\",W4997=\"No\",\"Low\",W4997=\"Unknown\",\"None\",X4997=\"Deficiency\",\"None\",W4997=\"Yes\",\"High\",W4997=\"\",\"None\")","v":"None"},0,0,0,0,{"$f":"_xlfn.CONCAT(LEFT(H4997,3),\"-\")&IF(H4997=\"-\",0,COUNTIF($H$4:H4997,H4997))","v":"-0"},{"$f":"_xlfn.IFS($H4997<=0,\"-\",AS4997=1,_xlfn.CONCAT(\"FUN_NONDEF\",\"-DCON_\",LEFT(AQ4997,1),\"-FCON_\",LEFT(AR4997,1)),AT4997=1,_xlfn.CONCAT(\"FUN_DEF\",\"-DCON_\",LEFT(AQ4997,1),\"-FCON_\",LEFT(AR4997,1)),AU4997=1,_xlfn.CONCAT(\"NONFUN_NONDEF\",\"-DCON_\",LEFT(AQ4997,1),\"-FCON_\",LEFT(AR4997,1)),AV4997=1,_xlfn.CONCAT(\"NONFUN_DEF\",\"-DCON_\",LEFT(AQ4997,1),\"-FCON_\",LEFT(AR4997,1)),AS4997+AT4997+AU4997+AV4997<1,_xlfn.CONCAT(\"-\"))","v":"-"}]
[null,null,null,null,null,null,null,null,null,null,null,null,null,null,null,null,null,null,null,null,null,0,null,null,null,null,null,null,null,null,null,0,0,0,0,{"$f":"IF(P4998>=1900,2025-P4998,\"Unknown\")","v":"Unknown"},{"$f":"_xlfn.IFS(G4998=\"Natural\",0,H4998=\"\",0,H4998=\"COASTAL-CONSTRUCTED\",0,G4998=\"Constructed\",_xlfn.XLOOKUP($H4998,'Data Categories'!$U$4:$U$25,'Data Categories'!$V$4:V$25))","v":0},{"$f":"_xlfn.IFS(AK4998=\"\",0,AJ4998=\"Unknown\",0,AK4998>1,AK4998-AJ4998,AK4998=0,0)","v":0},{"$f":"_xlfn.IFS(Y4998=\"\",0,Y4998>1920,_xlfn.XLOOKUP($H4998,'Data Categories'!$AE$20:$AE$42,'Data Categories'!$AG$20:$AG$42,0))","v":0},{"$f":"_xlfn.IFS(Y4998=\"\",0,Y4998>0,(2025-Y4998))","v":0},{"$f":"_xlfn.IFS(Z4998=\"Non-Deficient\",\"Non-Deficient\",Z4998=\"Deficient\",\"Deficient\",AB4998=\"Deficient\",\"Deficient\",Z4998=\"Non-Deficient\",\"Non-Deficient\",AB4998=\"Non-Deficient\",\"Non-Deficient\",P4998=\"\",\"None\",AL4998<0,\"Deficient\",AL4998>10,\"Non-Deficient\")","v":"None"},{"$f":"_xlfn.IFS(H4998=\"LOW WATER CROSSING\",\"Non-Functional\",G4998=\"Natural\",\"Functional\",AA4998=\"Functional\",\"Functional\",AC4998=\"Functional\",\"Functional\",AA4998=\"Non-Functional\",\"Non-Functional\",AC4998=\"Non-Functional\",\"Non-Functional\",AA4998=\"Unknown\",\"Unknown\",AC4998=\"Unknown\",\"Unknown\",AA4998=\"\",\"None\")","v":"None"},{"$f":"_xlfn.IFS(X4998=\"Functionality\",\"Low\",W4998=\"No\",\"Low\",Y4998>=2015,\"High\",Y4998>=1920,\"Low\",W4998=\"\",\"None\",W4998=\"Unknown\",\"None\")","v":"None"},{"$f":"_xlfn.IFS(H4998=\"LOW WATER CROSSING\",\"Unknown\",G4998=\"Natural\",\"None\",AM4998<AN4998,\"High\",AC4998=\"Functional\",\"Low\",AC4998=\"Non-Functional\",\"Low\",W4998=\"No\",\"Low\",W4998=\"Unknown\",\"None\",X4998=\"Deficiency\",\"None\",W4998=\"Yes\",\"High\",W4998=\"\",\"None\")","v":"None"},0,0,0,0,{"$f":"_xlfn.CONCAT(LEFT(H4998,3),\"-\")&IF(H4998=\"-\",0,COUNTIF($H$4:H4998,H4998))","v":"-0"},{"$f":"_xlfn.IFS($H4998<=0,\"-\",AS4998=1,_xlfn.CONCAT(\"FUN_NONDEF\",\"-DCON_\",LEFT(AQ4998,1),\"-FCON_\",LEFT(AR4998,1)),AT4998=1,_xlfn.CONCAT(\"FUN_DEF\",\"-DCON_\",LEFT(AQ4998,1),\"-FCON_\",LEFT(AR4998,1)),AU4998=1,_xlfn.CONCAT(\"NONFUN_NONDEF\",\"-DCON_\",LEFT(AQ4998,1),\"-FCON_\",LEFT(AR4998,1)),AV4998=1,_xlfn.CONCAT(\"NONFUN_DEF\",\"-DCON_\",LEFT(AQ4998,1),\"-FCON_\",LEFT(AR4998,1)),AS4998+AT4998+AU4998+AV4998<1,_xlfn.CONCAT(\"-\"))","v":"-"}]
[null,null,null,null,null,null,null,null,null,null,null,null,null,null,null,null,null,null,null,null,null,0,null,null,null,null,null,null,null,null,null,0,0,0,0,"Unknown",{"$f":"_xlfn.IFS(G4999=\"Natural\",0,H4999=\"\",0,H4999=\"COASTAL-CONSTRUCTED\",0,G4999=\"Constructed\",_xlfn.XLOOKUP($H4999,'Data Categories'!$U$4:$U$25,'Data Categories'!$V$4:V$25))","v":0},{"$f":"_xlfn.IFS(AK4999=\"\",0,AJ4999=\"Unknown\",0,AK4999>1,AK4999-AJ4999,AK4999=0,0)","v":0},{"$f":"_xlfn.IFS(Y4999=\"\",0,Y4999>1920,_xlfn.XLOOKUP($H4999,'Data Categories'!$AE$20:$AE$42,'Data Categories'!$AG$20:$AG$42,0))","v":0},{"$f":"_xlfn.IFS(Y4999=\"\",0,Y4999>0,(2025-Y4999))","v":0},{"$f":"_xlfn.IFS(Z4999=\"Non-Deficient\",\"Non-Deficient\",Z4999=\"Deficient\",\"Deficient\",AB4999=\"Deficient\",\"Deficient\",Z4999=\"Non-Deficient\",\"Non-Deficient\",AB4999=\"Non-Deficient\",\"Non-Deficient\",P4999=\"\",\"None\",AL4999<0,\"Deficient\",AL4999>10,\"Non-Deficient\")","v":"None"},{"$f":"_xlfn.IFS(H4999=\"LOW WATER CROSSING\",\"Non-Functional\",G4999=\"Natural\",\"Functional\",AA4999=\"Functional\",\"Functional\",AC4999=\"Functional\",\"Functional\",AA4999=\"Non-Functional\",\"Non-Functional\",AC4999=\"Non-Functional\",\"Non-Functional\",AA4999=\"Unknown\",\"Unknown\",AC4999=\"Unknown\",\"Unknown\",AA4999=\"\",\"None\")","v":"None"},{"$f":"_xlfn.IFS(X4999=\"Functionality\",\"Low\",W4999=\"No\",\"Low\",Y4999>=2015,\"High\",Y4999>=1920,\"Low\",W4999=\"\",\"None\",W4999=\"Unknown\",\"None\")","v":"None"},{"$f":"_xlfn.IFS(H4999=\"LOW WATER CROSSING\",\"Unknown\",G4999=\"Natural\",\"None\",AM4999<AN4999,\"High\",AC4999=\"Functional\",\"Low\",AC4999=\"Non-Functional\",\"Low\",W4999=\"No\",\"Low\",W4999=\"Unknown\",\"None\",X4999=\"Deficiency\",\"None\",W4999=\"Yes\",\"High\",W4999=\"\",\"None\")","v":"None"},0,0,0,0,{"$f":"_xlfn.CONCAT(LEFT(H4999,3),\"-\")&IF(H4999=\"-\",0,COUNTIF($H$4:H4999,H4999))","v":"-0"},{"$f":"_xlfn.IFS($H4999<=0,\"-\",AS4999=1,_xlfn.CONCAT(\"FUN_NONDEF\",\"-DCON_\",LEFT(AQ4999,1),\"-FCON_\",LEFT(AR4999,1)),AT4999=1,_xlfn.CONCAT(\"FUN_DEF\",\"-DCON_\",LEFT(AQ4999,1),\"-FCON_\",LEFT(AR4999,1)),AU4999=1,_xlfn.CONCAT(\"NONFUN_NONDEF\",\"-DCON_\",LEFT(AQ4999,1),\"-FCON_\",LEFT(AR4999,1)),AV4999=1,_xlfn.CONCAT(\"NONFUN_DEF\",\"-DCON_\",LEFT(AQ4999,1),\"-FCON_\",LEFT(AR4999,1)),AS4999+AT4999+AU4999+AV4999<1,_xlfn.CONCAT(\"-\"))","v":"-"}]
[null,null,null,null,null,null,null,null,null,null,null,null,null,null,null,null,null,null,null,null,null,0,null,null,null,null,null,null,null,null,null,0,0,0,0,"Unknown",{"$f":"_xlfn.IFS(G5000=\"Natural\",0,H5000=\"\",0,H5000=\"COASTAL-CONSTRUCTED\",0,G5000=\"Constructed\",_xlfn.XLOOKUP($H5000,'Data Categories'!$U$4:$U$25,'Data Categories'!$V$4:V$25))","v":0},{"$f":"_xlfn.IFS(AK5000=\"\",0,AJ5000=\"Unknown\",0,AK5000>1,AK5000-AJ5000,AK5000=0,0)","v":0},{"$f":"_xlfn.IFS(Y5000=\"\",0,Y5000>1920,_xlfn.XLOOKUP($H5000,'Data Categories'!$AE$20:$AE$42,'Data Categories'!$AG$20:$AG$42,0))","v":0},{"$f":"_xlfn.IFS(Y5000=\"\",0,Y5000>0,(2025-Y5000))","v":0},{"$f":"_xlfn.IFS(Z5000=\"Non-Deficient\",\"Non-Deficient\",Z5000=\"Deficient\",\"Deficient\",AB5000=\"Deficient\",\"Deficient\",Z5000=\"Non-Deficient\",\"Non-Deficient\",AB5000=\"Non-Deficient\",\"Non-Deficient\",P5000=\"\",\"None\",AL5000<0,\"Deficient\",AL5000>10,\"Non-Deficient\")","v":"None"},{"$f":"_xlfn.IFS(H5000=\"LOW WATER CROSSING\",\"Non-Functional\",G5000=\"Natural\",\"Functional\",AA5000=\"Functional\",\"Functional\",AC5000=\"Functional\",\"Functional\",AA5000=\"Non-Functional\",\"Non-Functional\",AC5000=\"Non-Functional\",\"Non-Functional\",AA5000=\"Unknown\",\"Unknown\",AC5000=\"Unknown\",\"Unknown\",AA5000=\"\",\"None\")","v":"None"},{"$f":"_xlfn.IFS(X5000=\"Functionality\",\"Low\",W5000=\"No\",\"Low\",Y5000>=2015,\"High\",Y5000>=1920,\"Low\",W5000=\"\",\"None\",W5000=\"Unknown\",\"None\")","v":"None"},{"$f":"_xlfn.IFS(H5000=\"LOW WATER CROSSING\",\"Unknown\",G5000=\"Natural\",\"None\",AM5000<AN5000,\"High\",AC5000=\"Functional\",\"Low\",AC5000=\"Non-Functional\",\"Low\",W5000=\"No\",\"Low\",W5000=\"Unknown\",\"None\",X5000=\"Deficiency\",\"None\",W5000=\"Yes\",\"High\",W5000=\"\",\"None\")","v":"None"},0,0,0,0,{"$f":"_xlfn.CONCAT(LEFT(H5000,3),\"-\")&IF(H5000=\"-\",0,COUNTIF($H$4:H5000,H5000))","v":"-0"},{"$f":"_xlfn.IFS($H5000<=0,\"-\",AS5000=1,_xlfn.CONCAT(\"FUN_NONDEF\",\"-DCON_\",LEFT(AQ5000,1),\"-FCON_\",LEFT(AR5000,1)),AT5000=1,_xlfn.CONCAT(\"FUN_DEF\",\"-DCON_\",LEFT(AQ5000,1),\"-FCON_\",LEFT(AR5000,1)),AU5000=1,_xlfn.CONCAT(\"NONFUN_NONDEF\",\"-DCON_\",LEFT(AQ5000,1),\"-FCON_\",LEFT(AR5000,1)),AV5000=1,_xlfn.CONCAT(\"NONFUN_DEF\",\"-DCON_\",LEFT(AQ5000,1),\"-FCON_\",LEFT(AR5000,1)),AS5000+AT5000+AU5000+AV5000<1,_xlfn.CONCAT(\"-\"))","v":"-"}]
[null,null,null,null,null,null,null,null,null,null,null,null,null,null,null,null,null,null,null,null,null,0,null,null,null,null,null,null,null,null,null,0,0,0,0,"Unknown",{"$f":"_xlfn.IFS(G5001=\"Natural\",0,H5001=\"\",0,H5001=\"COASTAL-CONSTRUCTED\",0,G5001=\"Constructed\",_xlfn.XLOOKUP($H5001,'Data Categories'!$U$4:$U$25,'Data Categories'!$V$4:V$25))","v":0},{"$f":"_xlfn.IFS(AK5001=\"\",0,AJ5001=\"Unknown\",0,AK5001>1,AK5001-AJ5001,AK5001=0,0)","v":0},{"$f":"_xlfn.IFS(Y5001=\"\",0,Y5001>1920,_xlfn.XLOOKUP($H5001,'Data Categories'!$AE$20:$AE$42,'Data Categories'!$AG$20:$AG$42,0))","v":0},{"$f":"_xlfn.IFS(Y5001=\"\",0,Y5001>0,(2025-Y5001))","v":0},{"$f":"_xlfn.IFS(Z5001=\"Non-Deficient\",\"Non-Deficient\",Z5001=\"Deficient\",\"Deficient\",AB5001=\"Deficient\",\"Deficient\",Z5001=\"Non-Deficient\",\"Non-Deficient\",AB5001=\"Non-Deficient\",\"Non-Deficient\",P5001=\"\",\"None\",AL5001<0,\"Deficient\",AL5001>10,\"Non-Deficient\")","v":"None"},{"$f":"_xlfn.IFS(H5001=\"LOW WATER CROSSING\",\"Non-Functional\",G5001=\"Natural\",\"Functional\",AA5001=\"Functional\",\"Functional\",AC5001=\"Functional\",\"Functional\",AA5001=\"Non-Functional\",\"Non-Functional\",AC5001=\"Non-Functional\",\"Non-Functional\",AA5001=\"Unknown\",\"Unknown\",AC5001=\"Unknown\",\"Unknown\",AA5001=\"\",\"None\")","v":"None"},{"$f":"_xlfn.IFS(X5001=\"Functionality\",\"Low\",W5001=\"No\",\"Low\",Y5001>=2015,\"High\",Y5001>=1920,\"Low\",W5001=\"\",\"None\",W5001=\"Unknown\",\"None\")","v":"None"},{"$f":"_xlfn.IFS(H5001=\"LOW WATER CROSSING\",\"Unknown\",G5001=\"Natural\",\"None\",AM5001<AN5001,\"High\",AC5001=\"Functional\",\"Low\",AC5001=\"Non-Functional\",\"Low\",W5001=\"No\",\"Low\",W5001=\"Unknown\",\"None\",X5001=\"Deficiency\",\"None\",W5001=\"Yes\",\"High\",W5001=\"\",\"None\")","v":"None"},0,0,0,0,{"$f":"_xlfn.CONCAT(LEFT(H5001,3),\"-\")&IF(H5001=\"-\",0,COUNTIF($H$4:H5001,H5001))","v":"-0"},{"$f":"_xlfn.IFS($H5001<=0,\"-\",AS5001=1,_xlfn.CONCAT(\"FUN_NONDEF\",\"-DCON_\",LEFT(AQ5001,1),\"-FCON_\",LEFT(AR5001,1)),AT5001=1,_xlfn.CONCAT(\"FUN_DEF\",\"-DCON_\",LEFT(AQ5001,1),\"-FCON_\",LEFT(AR5001,1)),AU5001=1,_xlfn.CONCAT(\"NONFUN_NONDEF\",\"-DCON_\",LEFT(AQ5001,1),\"-FCON_\",LEFT(AR5001,1)),AV5001=1,_xlfn.CONCAT(\"NONFUN_DEF\",\"-DCON_\",LEFT(AQ5001,1),\"-FCON_\",LEFT(AR5001,1)),AS5001+AT5001+AU5001+AV5001<1,_xlfn.CONCAT(\"-\"))","v":"-"}]

{"sheet":"Aggregated Inventory","index":2,"n_rows":2003,"n_cols":19,"rows_kept":2003,"cut":false,"hidden":false,"merged":[[4,2,6,9],[3,2,3,9],[7,2,7,9],[2,1,2,9],[7,11,7,18]]}
[]
[]
[null,"AGGREGATED ASSET INVENTORY"]
[null,"Purpose:","Provide a guide for communities to assist with summarizing estimated capacity & condition of stormwater assets, ultimately for aggregation and submission to the Regional Flood Planning Team. "]
[null,"Instructions:","1. Select Asset Type from drop down menu\n2. Enter an estimate of the quantity of that asset which falls within each of the four Capacity/Condition classifications\n3. Enter the Unit Quantity used (Count, linear feet, miles, etc). The Total Quantity will automatically be calculated\n4. Enter a brief description of the location (watershed, city limits, bounding street names, etc.) of the assets"]
[]
[]
[null,"Notes:","If the Capacity/Condition classification of an asset type can be grouped by location, create multiple entries for that asset type with the classifications that apply to a single unique location",null,null,null,null,null,null,null,null,"AGGREGATED FROM DETAILED ENTRY (PivotTable)"]
[null,"UNIT","TWDB_TYPE","Functional/ \nNon-Deficient","Functional/ Deficient","Non-Functional/ \nNon-Deficient","Non-Functional/ Deficient","QTY",null,"NOTES"]
[null,"Unit of Measure","Asset Type","Sufficient Capacity \nand \nGood Condition","Sufficient Capacity \nand \nPoor Condition","Insufficient Capacity \nand \nGood Condition","Insufficient Capacity \nand \nPoor Condition","TOTAL Quantity (Count)","Location(s)","Comments",null,null,"Functional/\nDeficient","Non-Functional/Non-Deficient","Non-Functional/Deficient","Functional/Non-Deficient","Sum of Area (Ac)","Sum of LF","Count of Asset Type"]
[null,null,null,null,null,null,null,{"$f":"SUM(D11:G11)","v":0},null,null,null,"TOTAL COUNT",0,0,0,0,0,0,0]
[null,null,null,null,null,null,null,0]
[null,null,null,null,null,null,null,0]
[null,null,null,null,null,null,null,0]
[null,null,null,null,null,null,null,0]
[null,null,null,null,null,null,null,0]
[null,null,null,null,null,null,null,0]
[null,null,null,null,null,null,null,0]
[null,null,null,null,null,null,null,0]
[null,null,null,null,null,null,null,0]
[null,null,null,null,null,null,null,0]
[null,null,null,null,null,null,null,0]
[null,null,null,null,null,null,null,0]
[null,null,null,null,null,null,null,0]
[null,null,null,null,null,null,null,0]
[null,null,null,null,null,null,null,0]
[null,null,null,null,null,null,null,0]
[null,null,null,null,null,null,null,0]
[null,null,null,null,null,null,null,0]
[null,null,null,null,null,null,null,0]
[null,null,null,null,null,null,null,0]
[null,null,null,null,null,null,null,0]
[null,null,null,null,null,null,null,0]
[null,null,null,null,null,null,null,0]
[null,null,null,null,null,null,null,0]
[null,null,null,null,null,null,null,0]
[null,null,null,null,null,null,null,0]
[null,null,null,null,null,null,null,0]
[null,null,null,null,null,null,null,0]
[null,null,null,null,null,null,null,0]
[null,null,null,null,null,null,null,0]
[null,null,null,null,null,null,null,0]
[null,null,null,null,null,null,null,0]
[null,null,null,null,null,null,null,0]
[null,null,null,null,null,null,null,0]
[null,null,null,null,null,null,null,0]
[null,null,null,null,null,null,null,0]
[null,null,null,null,null,null,null,0]
[null,null,null,null,null,null,null,0]
[null,null,null,null,null,null,null,0]
[null,null,null,null,null,null,null,0]
[null,null,null,null,null,null,null,0]
[null,null,null,null,null,null,null,0]
[null,null,null,null,null,null,null,0]
[null,null,null,null,null,null,null,0]
[null,null,null,null,null,null,null,0]
[null,null,null,null,null,null,null,0]
[null,null,null,null,null,null,null,0]
[null,null,null,null,null,null,null,0]
[null,null,null,null,null,null,null,0]
[null,null,null,null,null,null,null,0]
[null,null,null,null,null,null,null,0]
[null,null,null,null,null,null,null,0]
[null,null,null,null,null,null,null,0]
[null,null,null,null,null,null,null,0]
[null,null,null,null,null,null,null,0]
[null,null,null,null,null,null,null,0]
[null,null,null,null,null,null,null,0]
[null,null,null,null,null,null,null,0]
[null,null,null,null,null,null,null,0]
[null,null,null,null,null,null,null,0]
[null,null,null,null,null,null,null,0]
[null,null,null,null,null,null,null,0]
[null,null,null,null,null,null,null,0]
[null,null,null,null,null,null,null,0]
[null,null,null,null,null,null,null,{"$f":"SUM(D76:G76)","v":0}]
[null,null,null,null,null,null,null,0]
[null,null,null,null,null,null,null,0]
[null,null,null,null,null,null,null,0]
[null,null,null,null,null,null,null,0]
[null,null,null,null,null,null,null,0]
[null,null,null,null,null,null,null,0]
[null,null,null,null,null,null,null,0]
[null,null,null,null,null,null,null,0]
[null,null,null,null,null,null,null,0]
[null,null,null,null,null,null,null,0]
[null,null,null,null,null,null,null,0]
[null,null,null,null,null,null,null,0]
[null,null,null,null,null,null,null,0]
[null,null,null,null,null,null,null,0]
[null,null,null,null,null,null,null,0]
[null,null,null,null,null,null,null,0]
[null,null,null,null,null,null,null,0]
[null,null,null,null,null,null,null,0]
[null,null,null,null,null,null,null,0]
[null,null,null,null,null,null,null,0]
[null,null,null,null,null,null,null,0]
[null,null,null,null,null,null,null,0]
[null,null,null,null,null,null,null,0]
[null,null,null,null,null,null,null,0]
[null,null,null,null,null,null,null,0]
[null,null,null,null,null,null,null,0]
[null,null,null,null,null,null,null,0]
[null,null,null,null,null,null,null,0]
[null,null,null,null,null,null,null,0]
[null,null,null,null,null,null,null,0]
[null,null,null,null,null,null,null,0]
[null,null,null,null,null,null,null,0]
[null,null,null,null,null,null,null,0]
[null,null,null,null,null,null,null,0]
[null,null,null,null,null,null,null,0]
[null,null,null,null,null,null,null,0]
[null,null,null,null,null,null,null,0]
[null,null,null,null,null,null,null,0]
[null,null,null,null,null,null,null,0]
[null,null,null,null,null,null,null,0]
[null,null,null,null,null,null,null,0]
[null,null,null,null,null,null,null,0]
[null,null,null,null,null,null,null,0]
[null,null,null,null,null,null,null,0]
[null,null,null,null,null,null,null,0]
[null,null,null,null,null,null,null,0]
[null,null,null,null,null,null,null,0]
[null,null,null,null,null,null,null,0]
[null,null,null,null,null,null,null,0]
[null,null,null,null,null,null,null,0]
[null,null,null,null,null,null,null,0]
[null,null,null,null,null,null,null,0]
[null,null,null,null,null,null,null,0]
[null,null,null,null,null,null,null,0]
[null,null,null,null,null,null,null,0]
[null,null,null,null,null,null,null,0]
[null,null,null,null,null,null,null,0]
[null,null,null,null,null,null,null,0]
[null,null,null,null,null,null,null,0]
[null,null,null,null,null,null,null,0]
[null,null,null,null,null,null,null,0]
[null,null,null,null,null,null,null,0]
[null,null,null,null,null,null,null,0]
[null,null,null,null,null,null,null,{"$f":"SUM(D140:G140)","v":0}]
[null,null,null,null,null,null,null,0]
[null,null,null,null,null,null,null,0]
[null,null,null,null,null,null,null,0]
[null,null,null,null,null,null,null,0]
[null,null,null,null,null,null,null,0]
[null,null,null,null,null,null,null,0]
[null,null,null,null,null,null,null,0]
[null,null,null,null,null,null,null,0]
[null,null,null,null,null,null,null,0]
[null,null,null,null,null,null,null,0]
[null,null,null,null,null,null,null,0]
[null,null,null,null,null,null,null,0]
[null,null,null,null,null,null,null,0]
[null,null,null,null,null,null,null,0]
[null,null,null,null,null,null,null,0]
[null,null,null,null,null,null,null,0]
[null,null,null,null,null,null,null,0]
[null,null,null,null,null,null,null,0]
[null,null,null,null,null,null,null,0]
[null,null,null,null,null,null,null,0]
[null,null,null,null,null,null,null,0]
[null,null,null,null,null,null,null,0]
[null,null,null,null,null,null,null,0]
[null,null,null,null,null,null,null,0]
[null,null,null,null,null,null,null,0]
[null,null,null,null,null,null,null,0]
[null,null,null,null,null,null,null,0]
[null,null,null,null,null,null,null,0]
[null,null,null,null,null,null,null,0]
[null,null,null,null,null,null,null,0]
[null,null,null,null,null,null,null,0]
[null,null,null,null,null,null,null,0]
[null,null,null,null,null,null,null,0]
[null,null,null,null,null,null,null,0]
[null,null,null,null,null,null,null,0]
[null,null,null,null,null,null,null,0]
[null,null,null,null,null,null,null,0]
[null,null,null,null,null,null,null,0]
[null,null,null,null,null,null,null,0]
[null,null,null,null,null,null,null,0]
[null,null,null,null,null,null,null,0]
[null,null,null,null,null,null,null,0]
[null,null,null,null,null,null,null,0]
[null,null,null,null,null,null,null,0]
[null,null,null,null,null,null,null,0]
[null,null,null,null,null,null,null,0]
[null,null,null,null,null,null,null,0]
[null,null,null,null,null,null,null,0]
[null,null,null,null,null,null,null,0]
[null,null,null,null,null,null,null,0]
[null,null,null,null,null,null,null,0]
[null,null,null,null,null,null,null,0]
[null,null,null,null,null,null,null,0]
[null,null,null,null,null,null,null,0]
[null,null,null,null,null,null,null,0]
[null,null,null,null,null,null,null,0]
[null,null,null,null,null,null,null,0]
[null,null,null,null,null,null,null,0]
[null,null,null,null,null,null,null,0]
[null,null,null,null,null,null,null,0]
[null,null,null,null,null,null,null,0]
[null,null,null,null,null,null,null,0]
[null,null,null,null,null,null,null,0]
[null,null,null,null,null,null,null,{"$f":"SUM(D204:G204)","v":0}]
[null,null,null,null,null,null,null,0]
[null,null,null,null,null,null,null,0]
[null,null,null,null,null,null,null,0]
[null,null,null,null,null,null,null,0]
[null,null,null,null,null,null,null,0]
[null,null,null,null,null,null,null,0]
[null,null,null,null,null,null,null,0]
[null,null,null,null,null,null,null,0]
[null,null,null,null,null,null,null,0]
[null,null,null,null,null,null,null,0]
[null,null,null,null,null,null,null,0]
[null,null,null,null,null,null,null,0]
[null,null,null,null,null,null,null,0]
[null,null,null,null,null,null,null,0]
[null,null,null,null,null,null,null,0]
[null,null,null,null,null,null,null,0]
[null,null,null,null,null,null,null,0]
[null,null,null,null,null,null,null,0]
[null,null,null,null,null,null,null,0]
[null,null,null,null,null,null,null,0]
[null,null,null,null,null,null,null,0]
[null,null,null,null,null,null,null,0]
[null,null,null,null,null,null,null,0]
[null,null,null,null,null,null,null,0]
[null,null,null,null,null,null,null,0]
[null,null,null,null,null,null,null,0]
[null,null,null,null,null,null,null,0]
[null,null,null,null,null,null,null,0]
[null,null,null,null,null,null,null,0]
[null,null,null,null,null,null,null,0]
[null,null,null,null,null,null,null,0]
[null,null,null,null,null,null,null,0]
[null,null,null,null,null,null,null,0]
[null,null,null,null,null,null,null,0]
[null,null,null,null,null,null,null,0]
[null,null,null,null,null,null,null,0]
[null,null,null,null,null,null,null,0]
[null,null,null,null,null,null,null,0]
[null,null,null,null,null,null,null,0]
[null,null,null,null,null,null,null,0]
[null,null,null,null,null,null,null,0]
[null,null,null,null,null,null,null,0]
[null,null,null,null,null,null,null,0]
[null,null,null,null,null,null,null,0]
[null,null,null,null,null,null,null,0]
[null,null,null,null,null,null,null,0]
[null,null,null,null,null,null,null,0]
[null,null,null,null,null,null,null,0]
[null,null,null,null,null,null,null,0]
[null,null,null,null,null,null,null,0]
[null,null,null,null,null,null,null,0]
[null,null,null,null,null,null,null,0]
[null,null,null,null,null,null,null,0]
[null,null,null,null,null,null,null,0]
[null,null,null,null,null,null,null,0]
[null,null,null,null,null,null,null,0]
[null,null,null,null,null,null,null,0]
[null,null,null,null,null,null,null,0]
[null,null,null,null,null,null,null,0]
[null,null,null,null,null,null,null,0]
[null,null,null,null,null,null,null,0]
[null,null,null,null,null,null,null,0]
[null,null,null,null,null,null,null,0]
[null,null,null,null,null,null,null,{"$f":"SUM(D268:G268)","v":0}]
[null,null,null,null,null,null,null,0]
[null,null,null,null,null,null,null,0]
[null,null,null,null,null,null,null,0]
[null,null,null,null,null,null,null,0]
[null,null,null,null,null,null,null,0]
[null,null,null,null,null,null,null,0]
[null,null,null,null,null,null,null,0]
[null,null,null,null,null,null,null,0]
[null,null,null,null,null,null,null,0]
[null,null,null,null,null,null,null,0]
[null,null,null,null,null,null,null,0]
[null,null,null,null,null,null,null,0]
[null,null,null,null,null,null,null,0]
[null,null,null,null,null,null,null,0]
[null,null,null,null,null,null,null,0]
[null,null,null,null,null,null,null,0]
[null,null,null,null,null,null,null,0]
[null,null,null,null,null,null,null,0]
[null,null,null,null,null,null,null,0]
[null,null,null,null,null,null,null,0]
[null,null,null,null,null,null,null,0]
[null,null,null,null,null,null,null,0]
[null,null,null,null,null,null,null,0]
[null,null,null,null,null,null,null,0]
[null,null,null,null,null,null,null,0]
[null,null,null,null,null,null,null,0]
[null,null,null,null,null,null,null,0]
[null,null,null,null,null,null,null,0]
[null,null,null,null,null,null,null,0]
[null,null,null,null,null,null,null,0]
[null,null,null,null,null,null,null,0]
[null,null,null,null,null,null,null,0]
[null,null,null,null,null,null,null,0]
[null,null,null,null,null,null,null,0]
[null,null,null,null,null,null,null,0]
[null,null,null,null,null,null,null,0]
[null,null,null,null,null,null,null,0]
[null,null,null,null,null,null,null,0]
[null,null,null,null,null,null,null,0]
[null,null,null,null,null,null,null,0]
[null,null,null,null,null,null,null,0]
[null,null,null,null,null,null,null,0]
[null,null,null,null,null,null,null,0]
[null,null,null,null,null,null,null,0]
[null,null,null,null,null,null,null,0]
[null,null,null,null,null,null,null,0]
[null,null,null,null,null,null,null,0]
[null,null,null,null,null,null,null,0]
[null,null,null,null,null,null,null,0]
[null,null,null,null,null,null,null,0]
[null,null,null,null,null,null,null,0]
[null,null,null,null,null,null,null,0]
[null,null,null,null,null,null,null,0]
[null,null,null,null,null,null,null,0]
[null,null,null,null,null,null,null,0]
[null,null,null,null,null,null,null,0]
[null,null,null,null,null,null,null,0]
[null,null,null,null,null,null,null,0]
[null,null,null,null,null,null,null,0]
[null,null,null,null,null,null,null,0]
[null,null,null,null,null,null,null,0]
[null,null,null,null,null,null,null,0]
[null,null,null,null,null,null,null,0]
[null,null,null,null,null,null,null,{"$f":"SUM(D332:G332)","v":0}]
[null,null,null,null,null,null,null,0]
[null,null,null,null,null,null,null,0]
[null,null,null,null,null,null,null,0]
[null,null,null,null,null,null,null,0]
[null,null,null,null,null,null,null,0]
[null,null,null,null,null,null,null,0]
[null,null,null,null,null,null,null,0]
[null,null,null,null,null,null,null,0]
[null,null,null,null,null,null,null,0]
[null,null,null,null,null,null,null,0]
[null,null,null,null,null,null,null,0]
[null,null,null,null,null,null,null,0]
[null,null,null,null,null,null,null,0]
[null,null,null,null,null,null,null,0]
[null,null,null,null,null,null,null,0]
[null,null,null,null,null,null,null,0]
[null,null,null,null,null,null,null,0]
[null,null,null,null,null,null,null,0]
[null,null,null,null,null,null,null,0]
[null,null,null,null,null,null,null,0]
[null,null,null,null,null,null,null,0]
[null,null,null,null,null,null,null,0]
[null,null,null,null,null,null,null,0]
[null,null,null,null,null,null,null,0]
[null,null,null,null,null,null,null,0]
[null,null,null,null,null,null,null,0]
[null,null,null,null,null,null,null,0]
[null,null,null,null,null,null,null,0]
[null,null,null,null,null,null,null,0]
[null,null,null,null,null,null,null,0]
[null,null,null,null,null,null,null,0]
[null,null,null,null,null,null,null,0]
[null,null,null,null,null,null,null,0]
[null,null,null,null,null,null,null,0]
[null,null,null,null,null,null,null,0]
[null,null,null,null,null,null,null,0]
[null,null,null,null,null,null,null,0]
[null,null,null,null,null,null,null,0]
[null,null,null,null,null,null,null,0]
[null,null,null,null,null,null,null,0]
[null,null,null,null,null,null,null,0]
[null,null,null,null,null,null,null,0]
[null,null,null,null,null,null,null,0]
[null,null,null,null,null,null,null,0]
[null,null,null,null,null,null,null,0]
[null,null,null,null,null,null,null,0]
[null,null,null,null,null,null,null,0]
[null,null,null,null,null,null,null,0]
[null,null,null,null,null,null,null,0]
[null,null,null,null,null,null,null,0]
[null,null,null,null,null,null,null,0]
[null,null,null,null,null,null,null,0]
[null,null,null,null,null,null,null,0]
[null,null,null,null,null,null,null,0]
[null,null,null,null,null,null,null,0]
[null,null,null,null,null,null,null,0]
[null,null,null,null,null,null,null,0]
[null,null,null,null,null,null,null,0]
[null,null,null,null,null,null,null,0]
[null,null,null,null,null,null,null,0]
[null,null,null,null,null,null,null,0]
[null,null,null,null,null,null,null,0]
[null,null,null,null,null,null,null,0]
[null,null,null,null,null,null,null,{"$f":"SUM(D396:G396)","v":0}]
[null,null,null,null,null,null,null,0]
[null,null,null,null,null,null,null,0]
[null,null,null,null,null,null,null,0]
[null,null,null,null,null,null,null,0]
[null,null,null,null,null,null,null,0]
[null,null,null,null,null,null,null,0]
[null,null,null,null,null,null,null,0]
[null,null,null,null,null,null,null,0]
[null,null,null,null,null,null,null,0]
[null,null,null,null,null,null,null,0]
[null,null,null,null,null,null,null,0]
[null,null,null,null,null,null,null,0]
[null,null,null,null,null,null,null,0]
[null,null,null,null,null,null,null,0]
[null,null,null,null,null,null,null,0]
[null,null,null,null,null,null,null,0]
[null,null,null,null,null,null,null,0]
[null,null,null,null,null,null,null,0]
[null,null,null,null,null,null,null,0]
[null,null,null,null,null,null,null,0]
[null,null,null,null,null,null,null,0]
[null,null,null,null,null,null,null,0]
[null,null,null,null,null,null,null,0]
[null,null,null,null,null,null,null,0]
[null,null,null,null,null,null,null,0]
[null,null,null,null,null,null,null,0]
[null,null,null,null,null,null,null,0]
[null,null,null,null,null,null,null,0]
[null,null,null,null,null,null,null,0]
[null,null,null,null,null,null,null,0]
[null,null,null,null,null,null,null,0]
[null,null,null,null,null,null,null,0]
[null,null,null,null,null,null,null,0]
[null,null,null,null,null,null,null,0]
[null,null,null,null,null,null,null,0]
[null,null,null,null,null,null,null,0]
[null,null,null,null,null,null,null,0]
[null,null,null,null,null,null,null,0]
[null,null,null,null,null,null,null,0]
[null,null,null,null,null,null,null,0]
[null,null,null,null,null,null,null,0]
[null,null,null,null,null,null,null,0]
[null,null,null,null,null,null,null,0]
[null,null,null,null,null,null,null,0]
[null,null,null,null,null,null,null,0]
[null,null,null,null,null,null,null,0]
[null,null,null,null,null,null,null,0]
[null,null,null,null,null,null,null,0]
[null,null,null,null,null,null,null,0]
[null,null,null,null,null,null,null,0]
[null,null,null,null,null,null,null,0]
[null,null,null,null,null,null,null,0]
[null,null,null,null,null,null,null,0]
[null,null,null,null,null,null,null,0]
[null,null,null,null,null,null,null,0]
[null,null,null,null,null,null,null,0]
[null,null,null,null,null,null,null,0]
[null,null,null,null,null,null,null,0]
[null,null,null,null,null,null,null,0]
[null,null,null,null,null,null,null,0]
[null,null,null,null,null,null,null,0]
[null,null,null,null,null,null,null,0]
[null,null,null,null,null,null,null,0]
[null,null,null,null,null,null,null,{"$f":"SUM(D460:G460)","v":0}]
[null,null,null,null,null,null,null,0]
[null,null,null,null,null,null,null,0]
[null,null,null,null,null,null,null,0]
[null,null,null,null,null,null,null,0]
[null,null,null,null,null,null,null,0]
[null,null,null,null,null,null,null,0]
[null,null,null,null,null,null,null,0]
[null,null,null,null,null,null,null,0]
[null,null,null,null,null,null,null,0]
[null,null,null,null,null,null,null,0]
[null,null,null,null,null,null,null,0]
[null,null,null,null,null,null,null,0]
[null,null,null,null,null,null,null,0]
[null,null,null,null,null,null,null,0]
[null,null,null,null,null,null,null,0]
[null,null,null,null,null,null,null,0]
[null,null,null,null,null,null,null,0]
[null,null,null,null,null,null,null,0]
[null,null,null,null,null,null,null,0]
[null,null,null,null,null,null,null,0]
[null,null,null,null,null,null,null,0]
[null,null,null,null,null,null,null,0]
[null,null,null,null,null,null,null,0]
[null,null,null,null,null,null,null,0]
[null,null,null,null,null,null,null,0]
[null,null,null,null,null,null,null,0]
[null,null,null,null,null,null,null,0]
[null,null,null,null,null,null,null,0]
[null,null,null,null,null,null,null,0]
[null,null,null,null,null,null,null,0]
[null,null,null,null,null,null,null,0]
[null,null,null,null,null,null,null,0]
[null,null,null,null,null,null,null,0]
[null,null,null,null,null,null,null,0]
[null,null,null,null,null,null,null,0]
[null,null,null,null,null,null,null,0]
[null,null,null,null,null,null,null,0]
[null,null,null,null,null,null,null,0]
[null,null,null,null,null,null,null,0]
[null,null,null,null,null,null,null,0]
[null,null,null,null,null,null,null,0]
[null,null,null,null,null,null,null,0]
[null,null,null,null,null,null,null,0]
[null,null,null,null,null,null,null,0]
[null,null,null,null,null,null,null,0]
[null,null,null,null,null,null,null,0]
[null,null,null,null,null,null,null,0]
[null,null,null,null,null,null,null,0]
[null,null,null,null,null,null,null,0]
[null,null,null,null,null,null,null,0]
[null,null,null,null,null,null,null,0]
[null,null,null,null,null,null,null,0]
[null,null,null,null,null,null,null,0]
[null,null,null,null,null,null,null,0]
[null,null,null,null,null,null,null,0]
[null,null,null,null,null,null,null,0]
[null,null,null,null,null,null,null,0]
[null,null,null,null,null,null,null,0]
[null,null,null,null,null,null,null,0]
[null,null,null,null,null,null,null,0]
[null,null,null,null,null,null,null,0]
[null,null,null,null,null,null,null,0]
[null,null,null,null,null,null,null,0]
[null,null,null,null,null,null,null,{"$f":"SUM(D524:G524)","v":0}]
[null,null,null,null,null,null,null,0]
[null,null,null,null,null,null,null,0]
[null,null,null,null,null,null,null,0]
[null,null,null,null,null,null,null,0]
[null,null,null,null,null,null,null,0]
[null,null,null,null,null,null,null,0]
[null,null,null,null,null,null,null,0]
[null,null,null,null,null,null,null,0]
[null,null,null,null,null,null,null,0]
[null,null,null,null,null,null,null,0]
[null,null,null,null,null,null,null,0]
[null,null,null,null,null,null,null,0]
[null,null,null,null,null,null,null,0]
[null,null,null,null,null,null,null,0]
[null,null,null,null,null,null,null,0]
[null,null,null,null,null,null,null,0]
[null,null,null,null,null,null,null,0]
[null,null,null,null,null,null,null,0]
[null,null,null,null,null,null,null,0]
[null,null,null,null,null,null,null,0]
[null,null,null,null,null,null,null,0]
[null,null,null,null,null,null,null,0]
[null,null,null,null,null,null,null,0]
[null,null,null,null,null,null,null,0]
[null,null,null,null,null,null,null,0]
[null,null,null,null,null,null,null,0]
[null,null,null,null,null,null,null,0]
[null,null,null,null,null,null,null,0]
[null,null,null,null,null,null,null,0]
[null,null,null,null,null,null,null,0]
[null,null,null,null,null,null,null,0]
[null,null,null,null,null,null,null,0]
[null,null,null,null,null,null,null,0]
[null,null,null,null,null,null,null,0]
[null,null,null,null,null,null,null,0]
[null,null,null,null,null,null,null,0]
[null,null,null,null,null,null,null,0]
[null,null,null,null,null,null,null,0]
[null,null,null,null,null,null,null,0]
[null,null,null,null,null,null,null,0]
[null,null,null,null,null,null,null,0]
[null,null,null,null,null,null,null,0]
[null,null,null,null,null,null,null,0]
[null,null,null,null,null,null,null,0]
[null,null,null,null,null,null,null,0]
[null,null,null,null,null,null,null,0]
[null,null,null,null,null,null,null,0]
[null,null,null,null,null,null,null,0]
[null,null,null,null,null,null,null,0]
[null,null,null,null,null,null,null,0]
[null,null,null,null,null,null,null,0]
[null,null,null,null,null,null,null,0]
[null,null,null,null,null,null,null,0]
[null,null,null,null,null,null,null,0]
[null,null,null,null,null,null,null,0]
[null,null,null,null,null,null,null,0]
[null,null,null,null,null,null,null,0]
[null,null,null,null,null,null,null,0]
[null,null,null,null,null,null,null,0]
[null,null,null,null,null,null,null,0]
[null,null,null,null,null,null,null,0]
[null,null,null,null,null,null,null,0]
[null,null,null,null,null,null,null,0]
[null,null,null,null,null,null,null,{"$f":"SUM(D588:G588)","v":0}]
[null,null,null,null,null,null,null,0]
[null,null,null,null,null,null,null,0]
[null,null,null,null,null,null,null,0]
[null,null,null,null,null,null,null,0]
[null,null,null,null,null,null,null,0]
[null,null,null,null,null,null,null,0]
[null,null,null,null,null,null,null,0]
[null,null,null,null,null,null,null,0]
[null,null,null,null,null,null,null,0]
[null,null,null,null,null,null,null,0]
[null,null,null,null,null,null,null,0]
[null,null,null,null,null,null,null,0]
[null,null,null,null,null,null,null,0]
[null,null,null,null,null,null,null,0]
[null,null,null,null,null,null,null,0]
[null,null,null,null,null,null,null,0]
[null,null,null,null,null,null,null,0]
[null,null,null,null,null,null,null,0]
[null,null,null,null,null,null,null,0]
[null,null,null,null,null,null,null,0]
[null,null,null,null,null,null,null,0]
[null,null,null,null,null,null,null,0]
[null,null,null,null,null,null,null,0]
[null,null,null,null,null,null,null,0]
[null,null,null,null,null,null,null,0]
[null,null,null,null,null,null,null,0]
[null,null,null,null,null,null,null,0]
[null,null,null,null,null,null,null,0]
[null,null,null,null,null,null,null,0]
[null,null,null,null,null,null,null,0]
[null,null,null,null,null,null,null,0]
[null,null,null,null,null,null,null,0]
[null,null,null,null,null,null,null,0]
[null,null,null,null,null,null,null,0]
[null,null,null,null,null,null,null,0]
[null,null,null,null,null,null,null,0]
[null,null,null,null,null,null,null,0]
[null,null,null,null,null,null,null,0]
[null,null,null,null,null,null,null,0]
[null,null,null,null,null,null,null,0]
[null,null,null,null,null,null,null,0]
[null,null,null,null,null,null,null,0]
[null,null,null,null,null,null,null,0]
[null,null,null,null,null,null,null,0]
[null,null,null,null,null,null,null,0]
[null,null,null,null,null,null,null,0]
[null,null,null,null,null,null,null,0]
[null,null,null,null,null,null,null,0]
[null,null,null,null,null,null,null,0]
[null,null,null,null,null,null,null,0]
[null,null,null,null,null,null,null,0]
[null,null,null,null,null,null,null,0]
[null,null,null,null,null,null,null,0]
[null,null,null,null,null,null,null,0]
[null,null,null,null,null,null,null,0]
[null,null,null,null,null,null,null,0]
[null,null,null,null,null,null,null,0]
[null,null,null,null,null,null,null,0]
[null,null,null,null,null,null,null,0]
[null,null,null,null,null,null,null,0]
[null,null,null,null,null,null,null,0]
[null,null,null,null,null,null,null,0]
[null,null,null,null,null,null,null,0]
[null,null,null,null,null,null,null,{"$f":"SUM(D652:G652)","v":0}]
[null,null,null,null,null,null,null,0]
[null,null,null,null,null,null,null,0]
[null,null,null,null,null,null,null,0]
[null,null,null,null,null,null,null,0]
[null,null,null,null,null,null,null,0]
[null,null,null,null,null,null,null,0]
[null,null,null,null,null,null,null,0]
[null,null,null,null,null,null,null,0]
[null,null,null,null,null,null,null,0]
[null,null,null,null,null,null,null,0]
[null,null,null,null,null,null,null,0]
[null,null,null,null,null,null,null,0]
[null,null,null,null,null,null,null,0]
[null,null,null,null,null,null,null,0]
[null,null,null,null,null,null,null,0]
[null,null,null,null,null,null,null,0]
[null,null,null,null,null,null,null,0]
[null,null,null,null,null,null,null,0]
[null,null,null,null,null,null,null,0]
[null,null,null,null,null,null,null,0]
[null,null,null,null,null,null,null,0]
[null,null,null,null,null,null,null,0]
[null,null,null,null,null,null,null,0]
[null,null,null,null,null,null,null,0]
[null,null,null,null,null,null,null,0]
[null,null,null,null,null,null,null,0]
[null,null,null,null,null,null,null,0]
[null,null,null,null,null,null,null,0]
[null,null,null,null,null,null,null,0]
[null,null,null,null,null,null,null,0]
[null,null,null,null,null,null,null,0]
[null,null,null,null,null,null,null,0]
[null,null,null,null,null,null,null,0]
[null,null,null,null,null,null,null,0]
[null,null,null,null,null,null,null,0]
[null,null,null,null,null,null,null,0]
[null,null,null,null,null,null,null,0]
[null,null,null,null,null,null,null,0]
[null,null,null,null,null,null,null,0]
[null,null,null,null,null,null,null,0]
[null,null,null,null,null,null,null,0]
[null,null,null,null,null,null,null,0]
[null,null,null,null,null,null,null,0]
[null,null,null,null,null,null,null,0]
[null,null,null,null,null,null,null,0]
[null,null,null,null,null,null,null,0]
[null,null,null,null,null,null,null,0]
[null,null,null,null,null,null,null,0]
[null,null,null,null,null,null,null,0]
[null,null,null,null,null,null,null,0]
[null,null,null,null,null,null,null,0]
[null,null,null,null,null,null,null,0]
[null,null,null,null,null,null,null,0]
[null,null,null,null,null,null,null,0]
[null,null,null,null,null,null,null,0]
[null,null,null,null,null,null,null,0]
[null,null,null,null,null,null,null,0]
[null,null,null,null,null,null,null,0]
[null,null,null,null,null,null,null,0]
[null,null,null,null,null,null,null,0]
[null,null,null,null,null,null,null,0]
[null,null,null,null,null,null,null,0]
[null,null,null,null,null,null,null,0]
[null,null,null,null,null,null,null,{"$f":"SUM(D716:G716)","v":0}]
[null,null,null,null,null,null,null,0]
[null,null,null,null,null,null,null,0]
[null,null,null,null,null,null,null,0]
[null,null,null,null,null,null,null,0]
[null,null,null,null,null,null,null,0]
[null,null,null,null,null,null,null,0]
[null,null,null,null,null,null,null,0]
[null,null,null,null,null,null,null,0]
[null,null,null,null,null,null,null,0]
[null,null,null,null,null,null,null,0]
[null,null,null,null,null,null,null,0]
[null,null,null,null,null,null,null,0]
[null,null,null,null,null,null,null,0]
[null,null,null,null,null,null,null,0]
[null,null,null,null,null,null,null,0]
[null,null,null,null,null,null,null,0]
[null,null,null,null,null,null,null,0]
[null,null,null,null,null,null,null,0]
[null,null,null,null,null,null,null,0]
[null,null,null,null,null,null,null,0]
[null,null,null,null,null,null,null,0]
[null,null,null,null,null,null,null,0]
[null,null,null,null,null,null,null,0]
[null,null,null,null,null,null,null,0]
[null,null,null,null,null,null,null,0]
[null,null,null,null,null,null,null,0]
[null,null,null,null,null,null,null,0]
[null,null,null,null,null,null,null,0]
[null,null,null,null,null,null,null,0]
[null,null,null,null,null,null,null,0]
[null,null,null,null,null,null,null,0]
[null,null,null,null,null,null,null,0]
[null,null,null,null,null,null,null,0]
[null,null,null,null,null,null,null,0]
[null,null,null,null,null,null,null,0]
[null,null,null,null,null,null,null,0]
[null,null,null,null,null,null,null,0]
[null,null,null,null,null,null,null,0]
[null,null,null,null,null,null,null,0]
[null,null,null,null,null,null,null,0]
[null,null,null,null,null,null,null,0]
[null,null,null,null,null,null,null,0]
[null,null,null,null,null,null,null,0]
[null,null,null,null,null,null,null,0]
[null,null,null,null,null,null,null,0]
[null,null,null,null,null,null,null,0]
[null,null,null,null,null,null,null,0]
[null,null,null,null,null,null,null,0]
[null,null,null,null,null,null,null,0]
[null,null,null,null,null,null,null,0]
[null,null,null,null,null,null,null,0]
[null,null,null,null,null,null,null,0]
[null,null,null,null,null,null,null,0]
[null,null,null,null,null,null,null,0]
[null,null,null,null,null,null,null,0]
[null,null,null,null,null,null,null,0]
[null,null,null,null,null,null,null,0]
[null,null,null,null,null,null,null,0]
[null,null,null,null,null,null,null,0]
[null,null,null,null,null,null,null,0]
[null,null,null,null,null,null,null,0]
[null,null,null,null,null,null,null,0]
[null,null,null,null,null,null,null,0]
[null,null,null,null,null,null,null,{"$f":"SUM(D780:G780)","v":0}]
[null,null,null,null,null,null,null,0]
[null,null,null,null,null,null,null,0]
[null,null,null,null,null,null,null,0]
[null,null,null,null,null,null,null,0]
[null,null,null,null,null,null,null,0]
[null,null,null,null,null,null,null,0]
[null,null,null,null,null,null,null,0]
[null,null,null,null,null,null,null,0]
[null,null,null,null,null,null,null,0]
[null,null,null,null,null,null,null,0]
[null,null,null,null,null,null,null,0]
[null,null,null,null,null,null,null,0]
[null,null,null,null,null,null,null,0]
[null,null,null,null,null,null,null,0]
[null,null,null,null,null,null,null,0]
[null,null,null,null,null,null,null,0]
[null,null,null,null,null,null,null,0]
[null,null,null,null,null,null,null,0]
[null,null,null,null,null,null,null,0]
[null,null,null,null,null,null,null,0]
[null,null,null,null,null,null,null,0]
[null,null,null,null,null,null,null,0]
[null,null,null,null,null,null,null,0]
[null,null,null,null,null,null,null,0]
[null,null,null,null,null,null,null,0]
[null,null,null,null,null,null,null,0]
[null,null,null,null,null,null,null,0]
[null,null,null,null,null,null,null,0]
[null,null,null,null,null,null,null,0]
[null,null,null,null,null,null,null,0]
[null,null,null,null,null,null,null,0]
[null,null,null,null,null,null,null,0]
[null,null,null,null,null,null,null,0]
[null,null,null,null,null,null,null,0]
[null,null,null,null,null,null,null,0]
[null,null,null,null,null,null,null,0]
[null,null,null,null,null,null,null,0]
[null,null,null,null,null,null,null,0]
[null,null,null,null,null,null,null,0]
[null,null,null,null,null,null,null,0]
[null,null,null,null,null,null,null,0]
[null,null,null,null,null,null,null,0]
[null,null,null,null,null,null,null,0]
[null,null,null,null,null,null,null,0]
[null,null,null,null,null,null,null,0]
[null,null,null,null,null,null,null,0]
[null,null,null,null,null,null,null,0]
[null,null,null,null,null,null,null,0]
[null,null,null,null,null,null,null,0]
[null,null,null,null,null,null,null,0]
[null,null,null,null,null,null,null,0]
[null,null,null,null,null,null,null,0]
[null,null,null,null,null,null,null,0]
[null,null,null,null,null,null,null,0]
[null,null,null,null,null,null,null,0]
[null,null,null,null,null,null,null,0]
[null,null,null,null,null,null,null,0]
[null,null,null,null,null,null,null,0]
[null,null,null,null,null,null,null,0]
[null,null,null,null,null,null,null,0]
[null,null,null,null,null,null,null,0]
[null,null,null,null,null,null,null,0]
[null,null,null,null,null,null,null,0]
[null,null,null,null,null,null,null,{"$f":"SUM(D844:G844)","v":0}]
[null,null,null,null,null,null,null,0]
[null,null,null,null,null,null,null,0]
[null,null,null,null,null,null,null,0]
[null,null,null,null,null,null,null,0]
[null,null,null,null,null,null,null,0]
[null,null,null,null,null,null,null,0]
[null,null,null,null,null,null,null,0]
[null,null,null,null,null,null,null,0]
[null,null,null,null,null,null,null,0]
[null,null,null,null,null,null,null,0]
[null,null,null,null,null,null,null,0]
[null,null,null,null,null,null,null,0]
[null,null,null,null,null,null,null,0]
[null,null,null,null,null,null,null,0]
[null,null,null,null,null,null,null,0]
[null,null,null,null,null,null,null,0]
[null,null,null,null,null,null,null,0]
[null,null,null,null,null,null,null,0]
[null,null,null,null,null,null,null,0]
[null,null,null,null,null,null,null,0]
[null,null,null,null,null,null,null,0]
[null,null,null,null,null,null,null,0]
[null,null,null,null,null,null,null,0]
[null,null,null,null,null,null,null,0]
[null,null,null,null,null,null,null,0]
[null,null,null,null,null,null,null,0]
[null,null,null,null,null,null,null,0]
[null,null,null,null,null,null,null,0]
[null,null,null,null,null,null,null,0]
[null,null,null,null,null,null,null,0]
[null,null,null,null,null,null,null,0]
[null,null,null,null,null,null,null,0]
[null,null,null,null,null,null,null,0]
[null,null,null,null,null,null,null,0]
[null,null,null,null,null,null,null,0]
[null,null,null,null,null,null,null,0]
[null,null,null,null,null,null,null,0]
[null,null,null,null,null,null,null,0]
[null,null,null,null,null,null,null,0]
[null,null,null,null,null,null,null,0]
[null,null,null,null,null,null,null,0]
[null,null,null,null,null,null,null,0]
[null,null,null,null,null,null,null,0]
[null,null,null,null,null,null,null,0]
[null,null,null,null,null,null,null,0]
[null,null,null,null,null,null,null,0]
[null,null,null,null,null,null,null,0]
[null,null,null,null,null,null,null,0]
[null,null,null,null,null,null,null,0]
[null,null,null,null,null,null,null,0]
[null,null,null,null,null,null,null,0]
[null,null,null,null,null,null,null,0]
[null,null,null,null,null,null,null,0]
[null,null,null,null,null,null,null,0]
[null,null,null,null,null,null,null,0]
[null,null,null,null,null,null,null,0]
[null,null,null,null,null,null,null,0]
[null,null,null,null,null,null,null,0]
[null,null,null,null,null,null,null,0]
[null,null,null,null,null,null,null,0]
[null,null,null,null,null,null,null,0]
[null,null,null,null,null,null,null,0]
[null,null,null,null,null,null,null,0]
[null,null,null,null,null,null,null,{"$f":"SUM(D908:G908)","v":0}]
[null,null,null,null,null,null,null,0]
[null,null,null,null,null,null,null,0]
[null,null,null,null,null,null,null,0]
[null,null,null,null,null,null,null,0]
[null,null,null,null,null,null,null,0]
[null,null,null,null,null,null,null,0]
[null,null,null,null,null,null,null,0]
[null,null,null,null,null,null,null,0]
[null,null,null,null,null,null,null,0]
[null,null,null,null,null,null,null,0]
[null,null,null,null,null,null,null,0]
[null,null,null,null,null,null,null,0]
[null,null,null,null,null,null,null,0]
[null,null,null,null,null,null,null,0]
[null,null,null,null,null,null,null,0]
[null,null,null,null,null,null,null,0]
[null,null,null,null,null,null,null,0]
[null,null,null,null,null,null,null,0]
[null,null,null,null,null,null,null,0]
[null,null,null,null,null,null,null,0]
[null,null,null,null,null,null,null,0]
[null,null,null,null,null,null,null,0]
[null,null,null,null,null,null,null,0]
[null,null,null,null,null,null,null,0]
[null,null,null,null,null,null,null,0]
[null,null,null,null,null,null,null,0]
[null,null,null,null,null,null,null,0]
[null,null,null,null,null,null,null,0]
[null,null,null,null,null,null,null,0]
[null,null,null,null,null,null,null,0]
[null,null,null,null,null,null,null,0]
[null,null,null,null,null,null,null,0]
[null,null,null,null,null,null,null,0]
[null,null,null,null,null,null,null,0]
[null,null,null,null,null,null,null,0]
[null,null,null,null,null,null,null,0]
[null,null,null,null,null,null,null,0]
[null,null,null,null,null,null,null,0]
[null,null,null,null,null,null,null,0]
[null,null,null,null,null,null,null,0]
[null,null,null,null,null,null,null,0]
[null,null,null,null,null,null,null,0]
[null,null,null,null,null,null,null,0]
[null,null,null,null,null,null,null,0]
[null,null,null,null,null,null,null,0]
[null,null,null,null,null,null,null,0]
[null,null,null,null,null,null,null,0]
[null,null,null,null,null,null,null,0]
[null,null,null,null,null,null,null,0]
[null,null,null,null,null,null,null,0]
[null,null,null,null,null,null,null,0]
[null,null,null,null,null,null,null,0]
[null,null,null,null,null,null,null,0]
[null,null,null,null,null,null,null,0]
[null,null,null,null,null,null,null,0]
[null,null,null,null,null,null,null,0]
[null,null,null,null,null,null,null,0]
[null,null,null,null,null,null,null,0]
[null,null,null,null,null,null,null,0]
[null,null,null,null,null,null,null,0]
[null,null,null,null,null,null,null,0]
[null,null,null,null,null,null,null,0]
[null,null,null,null,null,null,null,0]
[null,null,null,null,null,null,null,{"$f":"SUM(D972:G972)","v":0}]
[null,null,null,null,null,null,null,0]
[null,null,null,null,null,null,null,0]
[null,null,null,null,null,null,null,0]
[null,null,null,null,null,null,null,0]
[null,null,null,null,null,null,null,0]
[null,null,null,null,null,null,null,0]
[null,null,null,null,null,null,null,0]
[null,null,null,null,null,null,null,0]
[null,null,null,null,null,null,null,0]
[null,null,null,null,null,null,null,0]
[null,null,null,null,null,null,null,0]
[null,null,null,null,null,null,null,0]
[null,null,null,null,null,null,null,0]
[null,null,null,null,null,null,null,0]
[null,null,null,null,null,null,null,0]
[null,null,null,null,null,null,null,0]
[null,null,null,null,null,null,null,0]
[null,null,null,null,null,null,null,0]
[null,null,null,null,null,null,null,0]
[null,null,null,null,null,null,null,0]
[null,null,null,null,null,null,null,0]
[null,null,null,null,null,null,null,0]
[null,null,null,null,null,null,null,0]
[null,null,null,null,null,null,null,0]
[null,null,null,null,null,null,null,0]
[null,null,null,null,null,null,null,0]
[null,null,null,null,null,null,null,0]
[null,null,null,null,null,null,null,0]
[null,null,null,null,null,null,null,0]
[null,null,null,null,null,null,null,0]
[null,null,null,null,null,null,null,0]
[null,null,null,null,null,null,null,0]
[null,null,null,null,null,null,null,0]
[null,null,null,null,null,null,null,0]
[null,null,null,null,null,null,null,0]
[null,null,null,null,null,null,null,0]
[null,null,null,null,null,null,null,0]
[null,null,null,null,null,null,null,0]
[null,null,null,null,null,null,null,0]
[null,null,null,null,null,null,null,0]
[null,null,null,null,null,null,null,0]
[null,null,null,null,null,null,null,0]
[null,null,null,null,null,null,null,0]
[null,null,null,null,null,null,null,0]
[null,null,null,null,null,null,null,0]
[null,null,null,null,null,null,null,0]
[null,null,null,null,null,null,null,0]
[null,null,null,null,null,null,null,0]
[null,null,null,null,null,null,null,0]
[null,null,null,null,null,null,null,0]
[null,null,null,null,null,null,null,0]
[null,null,null,null,null,null,null,0]
[null,null,null,null,null,null,null,0]
[null,null,null,null,null,null,null,0]
[null,null,null,null,null,null,null,0]
[null,null,null,null,null,null,null,0]
[null,null,null,null,null,null,null,0]
[null,null,null,null,null,null,null,0]
[null,null,null,null,null,null,null,0]
[null,null,null,null,null,null,null,0]
[null,null,null,null,null,null,null,0]
[null,null,null,null,null,null,null,0]
[null,null,null,null,null,null,null,0]
[null,null,null,null,null,null,null,{"$f":"SUM(D1036:G1036)","v":0}]
[null,null,null,null,null,null,null,0]
[null,null,null,null,null,null,null,0]
[null,null,null,null,null,null,null,0]
[null,null,null,null,null,null,null,0]
[null,null,null,null,null,null,null,0]
[null,null,null,null,null,null,null,0]
[null,null,null,null,null,null,null,0]
[null,null,null,null,null,null,null,0]
[null,null,null,null,null,null,null,0]
[null,null,null,null,null,null,null,0]
[null,null,null,null,null,null,null,0]
[null,null,null,null,null,null,null,0]
[null,null,null,null,null,null,null,0]
[null,null,null,null,null,null,null,0]
[null,null,null,null,null,null,null,0]
[null,null,null,null,null,null,null,0]
[null,null,null,null,null,null,null,0]
[null,null,null,null,null,null,null,0]
[null,null,null,null,null,null,null,0]
[null,null,null,null,null,null,null,0]
[null,null,null,null,null,null,null,0]
[null,null,null,null,null,null,null,0]
[null,null,null,null,null,null,null,0]
[null,null,null,null,null,null,null,0]
[null,null,null,null,null,null,null,0]
[null,null,null,null,null,null,null,0]
[null,null,null,null,null,null,null,0]
[null,null,null,null,null,null,null,0]
[null,null,null,null,null,null,null,0]
[null,null,null,null,null,null,null,0]
[null,null,null,null,null,null,null,0]
[null,null,null,null,null,null,null,0]
[null,null,null,null,null,null,null,0]
[null,null,null,null,null,null,null,0]
[null,null,null,null,null,null,null,0]
[null,null,null,null,null,null,null,0]
[null,null,null,null,null,null,null,0]
[null,null,null,null,null,null,null,0]
[null,null,null,null,null,null,null,0]
[null,null,null,null,null,null,null,0]
[null,null,null,null,null,null,null,0]
[null,null,null,null,null,null,null,0]
[null,null,null,null,null,null,null,0]
[null,null,null,null,null,null,null,0]
[null,null,null,null,null,null,null,0]
[null,null,null,null,null,null,null,0]
[null,null,null,null,null,null,null,0]
[null,null,null,null,null,null,null,0]
[null,null,null,null,null,null,null,0]
[null,null,null,null,null,null,null,0]
[null,null,null,null,null,null,null,0]
[null,null,null,null,null,null,null,0]
[null,null,null,null,null,null,null,0]
[null,null,null,null,null,null,null,0]
[null,null,null,null,null,null,null,0]
[null,null,null,null,null,null,null,0]
[null,null,null,null,null,null,null,0]
[null,null,null,null,null,null,null,0]
[null,null,null,null,null,null,null,0]
[null,null,null,null,null,null,null,0]
[null,null,null,null,null,null,null,0]
[null,null,null,null,null,null,null,0]
[null,null,null,null,null,null,null,0]
[null,null,null,null,null,null,null,{"$f":"SUM(D1100:G1100)","v":0}]
[null,null,null,null,null,null,null,0]
[null,null,null,null,null,null,null,0]
[null,null,null,null,null,null,null,0]
[null,null,null,null,null,null,null,0]
[null,null,null,null,null,null,null,0]
[null,null,null,null,null,null,null,0]
[null,null,null,null,null,null,null,0]
[null,null,null,null,null,null,null,0]
[null,null,null,null,null,null,null,0]
[null,null,null,null,null,null,null,0]
[null,null,null,null,null,null,null,0]
[null,null,null,null,null,null,null,0]
[null,null,null,null,null,null,null,0]
[null,null,null,null,null,null,null,0]
[null,null,null,null,null,null,null,0]
[null,null,null,null,null,null,null,0]
[null,null,null,null,null,null,null,0]
[null,null,null,null,null,null,null,0]
[null,null,null,null,null,null,null,0]
[null,null,null,null,null,null,null,0]
[null,null,null,null,null,null,null,0]
[null,null,null,null,null,null,null,0]
[null,null,null,null,null,null,null,0]
[null,null,null,null,null,null,null,0]
[null,null,null,null,null,null,null,0]
[null,null,null,null,null,null,null,0]
[null,null,null,null,null,null,null,0]
[null,null,null,null,null,null,null,0]
[null,null,null,null,null,null,null,0]
[null,null,null,null,null,null,null,0]
[null,null,null,null,null,null,null,0]
[null,null,null,null,null,null,null,0]
[null,null,null,null,null,null,null,0]
[null,null,null,null,null,null,null,0]
[null,null,null,null,null,null,null,0]
[null,null,null,null,null,null,null,0]
[null,null,null,null,null,null,null,0]
[null,null,null,null,null,null,null,0]
[null,null,null,null,null,null,null,0]
[null,null,null,null,null,null,null,0]
[null,null,null,null,null,null,null,0]
[null,null,null,null,null,null,null,0]
[null,null,null,null,null,null,null,0]
[null,null,null,null,null,null,null,0]
[null,null,null,null,null,null,null,0]
[null,null,null,null,null,null,null,0]
[null,null,null,null,null,null,null,0]
[null,null,null,null,null,null,null,0]
[null,null,null,null,null,null,null,0]
[null,null,null,null,null,null,null,0]
[null,null,null,null,null,null,null,0]
[null,null,null,null,null,null,null,0]
[null,null,null,null,null,null,null,0]
[null,null,null,null,null,null,null,0]
[null,null,null,null,null,null,null,0]
[null,null,null,null,null,null,null,0]
[null,null,null,null,null,null,null,0]
[null,null,null,null,null,null,null,0]
[null,null,null,null,null,null,null,0]
[null,null,null,null,null,null,null,0]
[null,null,null,null,null,null,null,0]
[null,null,null,null,null,null,null,0]
[null,null,null,null,null,null,null,0]
[null,null,null,null,null,null,null,{"$f":"SUM(D1164:G1164)","v":0}]
[null,null,null,null,null,null,null,0]
[null,null,null,null,null,null,null,0]
[null,null,null,null,null,null,null,0]
[null,null,null,null,null,null,null,0]
[null,null,null,null,null,null,null,0]
[null,null,null,null,null,null,null,0]
[null,null,null,null,null,null,null,0]
[null,null,null,null,null,null,null,0]
[null,null,null,null,null,null,null,0]
[null,null,null,null,null,null,null,0]
[null,null,null,null,null,null,null,0]
[null,null,null,null,null,null,null,0]
[null,null,null,null,null,null,null,0]
[null,null,null,null,null,null,null,0]
[null,null,null,null,null,null,null,0]
[null,null,null,null,null,null,null,0]
[null,null,null,null,null,null,null,0]
[null,null,null,null,null,null,null,0]
[null,null,null,null,null,null,null,0]
[null,null,null,null,null,null,null,0]
[null,null,null,null,null,null,null,0]
[null,null,null,null,null,null,null,0]
[null,null,null,null,null,null,null,0]
[null,null,null,null,null,null,null,0]
[null,null,null,null,null,null,null,0]
[null,null,null,null,null,null,null,0]
[null,null,null,null,null,null,null,0]
[null,null,null,null,null,null,null,0]
[null,null,null,null,null,null,null,0]
[null,null,null,null,null,null,null,0]
[null,null,null,null,null,null,null,0]
[null,null,null,null,null,null,null,0]
[null,null,null,null,null,null,null,0]
[null,null,null,null,null,null,null,0]
[null,null,null,null,null,null,null,0]
[null,null,null,null,null,null,null,0]
[null,null,null,null,null,null,null,0]
[null,null,null,null,null,null,null,0]
[null,null,null,null,null,null,null,0]
[null,null,null,null,null,null,null,0]
[null,null,null,null,null,null,null,0]
[null,null,null,null,null,null,null,0]
[null,null,null,null,null,null,null,0]
[null,null,null,null,null,null,null,0]
[null,null,null,null,null,null,null,0]
[null,null,null,null,null,null,null,0]
[null,null,null,null,null,null,null,0]
[null,null,null,null,null,null,null,0]
[null,null,null,null,null,null,null,0]
[null,null,null,null,null,null,null,0]
[null,null,null,null,null,null,null,0]
[null,null,null,null,null,null,null,0]
[null,null,null,null,null,null,null,0]
[null,null,null,null,null,null,null,0]
[null,null,null,null,null,null,null,0]
[null,null,null,null,null,null,null,0]
[null,null,null,null,null,null,null,0]
[null,null,null,null,null,null,null,0]
[null,null,null,null,null,null,null,0]
[null,null,null,null,null,null,null,0]
[null,null,null,null,null,null,null,0]
[null,null,null,null,null,null,null,0]
[null,null,null,null,null,null,null,0]
[null,null,null,null,null,null,null,{"$f":"SUM(D1228:G1228)","v":0}]
[null,null,null,null,null,null,null,0]
[null,null,null,null,null,null,null,0]
[null,null,null,null,null,null,null,0]
[null,null,null,null,null,null,null,0]
[null,null,null,null,null,null,null,0]
[null,null,null,null,null,null,null,0]
[null,null,null,null,null,null,null,0]
[null,null,null,null,null,null,null,0]
[null,null,null,null,null,null,null,0]
[null,null,null,null,null,null,null,0]
[null,null,null,null,null,null,null,0]
[null,null,null,null,null,null,null,0]
[null,null,null,null,null,null,null,0]
[null,null,null,null,null,null,null,0]
[null,null,null,null,null,null,null,0]
[null,null,null,null,null,null,null,0]
[null,null,null,null,null,null,null,0]
[null,null,null,null,null,null,null,0]
[null,null,null,null,null,null,null,0]
[null,null,null,null,null,null,null,0]
[null,null,null,null,null,null,null,0]
[null,null,null,null,null,null,null,0]
[null,null,null,null,null,null,null,0]
[null,null,null,null,null,null,null,0]
[null,null,null,null,null,null,null,0]
[null,null,null,null,null,null,null,0]
[null,null,null,null,null,null,null,0]
[null,null,null,null,null,null,null,0]
[null,null,null,null,null,null,null,0]
[null,null,null,null,null,null,null,0]
[null,null,null,null,null,null,null,0]
[null,null,null,null,null,null,null,0]
[null,null,null,null,null,null,null,0]
[null,null,null,null,null,null,null,0]
[null,null,null,null,null,null,null,0]
[null,null,null,null,null,null,null,0]
[null,null,null,null,null,null,null,0]
[null,null,null,null,null,null,null,0]
[null,null,null,null,null,null,null,0]
[null,null,null,null,null,null,null,0]
[null,null,null,null,null,null,null,0]
[null,null,null,null,null,null,null,0]
[null,null,null,null,null,null,null,0]
[null,null,null,null,null,null,null,0]
[null,null,null,null,null,null,null,0]
[null,null,null,null,null,null,null,0]
[null,null,null,null,null,null,null,0]
[null,null,null,null,null,null,null,0]
[null,null,null,null,null,null,null,0]
[null,null,null,null,null,null,null,0]
[null,null,null,null,null,null,null,0]
[null,null,null,null,null,null,null,0]
[null,null,null,null,null,null,null,0]
[null,null,null,null,null,null,null,0]
[null,null,null,null,null,null,null,0]
[null,null,null,null,null,null,null,0]
[null,null,null,null,null,null,null,0]
[null,null,null,null,null,null,null,0]
[null,null,null,null,null,null,null,0]
[null,null,null,null,null,null,null,0]
[null,null,null,null,null,null,null,0]
[null,null,null,null,null,null,null,0]
[null,null,null,null,null,null,null,0]
[null,null,null,null,null,null,null,{"$f":"SUM(D1292:G1292)","v":0}]
[null,null,null,null,null,null,null,0]
[null,null,null,null,null,null,null,0]
[null,null,null,null,null,null,null,0]
[null,null,null,null,null,null,null,0]
[null,null,null,null,null,null,null,0]
[null,null,null,null,null,null,null,0]
[null,null,null,null,null,null,null,0]
[null,null,null,null,null,null,null,0]
[null,null,null,null,null,null,null,0]
[null,null,null,null,null,null,null,0]
[null,null,null,null,null,null,null,0]
[null,null,null,null,null,null,null,0]
[null,null,null,null,null,null,null,0]
[null,null,null,null,null,null,null,0]
[null,null,null,null,null,null,null,0]
[null,null,null,null,null,null,null,0]
[null,null,null,null,null,null,null,0]
[null,null,null,null,null,null,null,0]
[null,null,null,null,null,null,null,0]
[null,null,null,null,null,null,null,0]
[null,null,null,null,null,null,null,0]
[null,null,null,null,null,null,null,0]
[null,null,null,null,null,null,null,0]
[null,null,null,null,null,null,null,0]
[null,null,null,null,null,null,null,0]
[null,null,null,null,null,null,null,0]
[null,null,null,null,null,null,null,0]
[null,null,null,null,null,null,null,0]
[null,null,null,null,null,null,null,0]
[null,null,null,null,null,null,null,0]
[null,null,null,null,null,null,null,0]
[null,null,null,null,null,null,null,0]
[null,null,null,null,null,null,null,0]
[null,null,null,null,null,null,null,0]
[null,null,null,null,null,null,null,0]
[null,null,null,null,null,null,null,0]
[null,null,null,null,null,null,null,0]
[null,null,null,null,null,null,null,0]
[null,null,null,null,null,null,null,0]
[null,null,null,null,null,null,null,0]
[null,null,null,null,null,null,null,0]
[null,null,null,null,null,null,null,0]
[null,null,null,null,null,null,null,0]
[null,null,null,null,null,null,null,0]
[null,null,null,null,null,null,null,0]
[null,null,null,null,null,null,null,0]
[null,null,null,null,null,null,null,0]
[null,null,null,null,null,null,null,0]
[null,null,null,null,null,null,null,0]
[null,null,null,null,null,null,null,0]
[null,null,null,null,null,null,null,0]
[null,null,null,null,null,null,null,0]
[null,null,null,null,null,null,null,0]
[null,null,null,null,null,null,null,0]
[null,null,null,null,null,null,null,0]
[null,null,null,null,null,null,null,0]
[null,null,null,null,null,null,null,0]
[null,null,null,null,null,null,null,0]
[null,null,null,null,null,null,null,0]
[null,null,null,null,null,null,null,0]
[null,null,null,null,null,null,null,0]
[null,null,null,null,null,null,null,0]
[null,null,null,null,null,null,null,0]
[null,null,null,null,null,null,null,{"$f":"SUM(D1356:G1356)","v":0}]
[null,null,null,null,null,null,null,0]
[null,null,null,null,null,null,null,0]
[null,null,null,null,null,null,null,0]
[null,null,null,null,null,null,null,0]
[null,null,null,null,null,null,null,0]
[null,null,null,null,null,null,null,0]
[null,null,null,null,null,null,null,0]
[null,null,null,null,null,null,null,0]
[null,null,null,null,null,null,null,0]
[null,null,null,null,null,null,null,0]
[null,null,null,null,null,null,null,0]
[null,null,null,null,null,null,null,0]
[null,null,null,null,null,null,null,0]
[null,null,null,null,null,null,null,0]
[null,null,null,null,null,null,null,0]
[null,null,null,null,null,null,null,0]
[null,null,null,null,null,null,null,0]
[null,null,null,null,null,null,null,0]
[null,null,null,null,null,null,null,0]
[null,null,null,null,null,null,null,0]
[null,null,null,null,null,null,null,0]
[null,null,null,null,null,null,null,0]
[null,null,null,null,null,null,null,0]
[null,null,null,null,null,null,null,0]
[null,null,null,null,null,null,null,0]
[null,null,null,null,null,null,null,0]
[null,null,null,null,null,null,null,0]
[null,null,null,null,null,null,null,0]
[null,null,null,null,null,null,null,0]
[null,null,null,null,null,null,null,0]
[null,null,null,null,null,null,null,0]
[null,null,null,null,null,null,null,0]
[null,null,null,null,null,null,null,0]
[null,null,null,null,null,null,null,0]
[null,null,null,null,null,null,null,0]
[null,null,null,null,null,null,null,0]
[null,null,null,null,null,null,null,0]
[null,null,null,null,null,null,null,0]
[null,null,null,null,null,null,null,0]
[null,null,null,null,null,null,null,0]
[null,null,null,null,null,null,null,0]
[null,null,null,null,null,null,null,0]
[null,null,null,null,null,null,null,0]
[null,null,null,null,null,null,null,0]
[null,null,null,null,null,null,null,0]
[null,null,null,null,null,null,null,0]
[null,null,null,null,null,null,null,0]
[null,null,null,null,null,null,null,0]
[null,null,null,null,null,null,null,0]
[null,null,null,null,null,null,null,0]
[null,null,null,null,null,null,null,0]
[null,null,null,null,null,null,null,0]
[null,null,null,null,null,null,null,0]
[null,null,null,null,null,null,null,0]
[null,null,null,null,null,null,null,0]
[null,null,null,null,null,null,null,0]
[null,null,null,null,null,null,null,0]
[null,null,null,null,null,null,null,0]
[null,null,null,null,null,null,null,0]
[null,null,null,null,null,null,null,0]
[null,null,null,null,null,null,null,0]
[null,null,null,null,null,null,null,0]
[null,null,null,null,null,null,null,0]
[null,null,null,null,null,null,null,{"$f":"SUM(D1420:G1420)","v":0}]
[null,null,null,null,null,null,null,0]
[null,null,null,null,null,null,null,0]
[null,null,null,null,null,null,null,0]
[null,null,null,null,null,null,null,0]
[null,null,null,null,null,null,null,0]
[null,null,null,null,null,null,null,0]
[null,null,null,null,null,null,null,0]
[null,null,null,null,null,null,null,0]
[null,null,null,null,null,null,null,0]
[null,null,null,null,null,null,null,0]
[null,null,null,null,null,null,null,0]
[null,null,null,null,null,null,null,0]
[null,null,null,null,null,null,null,0]
[null,null,null,null,null,null,null,0]
[null,null,null,null,null,null,null,0]
[null,null,null,null,null,null,null,0]
[null,null,null,null,null,null,null,0]
[null,null,null,null,null,null,null,0]
[null,null,null,null,null,null,null,0]
[null,null,null,null,null,null,null,0]
[null,null,null,null,null,null,null,0]
[null,null,null,null,null,null,null,0]
[null,null,null,null,null,null,null,0]
[null,null,null,null,null,null,null,0]
[null,null,null,null,null,null,null,0]
[null,null,null,null,null,null,null,0]
[null,null,null,null,null,null,null,0]
[null,null,null,null,null,null,null,0]
[null,null,null,null,null,null,null,0]
[null,null,null,null,null,null,null,0]
[null,null,null,null,null,null,null,0]
[null,null,null,null,null,null,null,0]
[null,null,null,null,null,null,null,0]
[null,null,null,null,null,null,null,0]
[null,null,null,null,null,null,null,0]
[null,null,null,null,null,null,null,0]
[null,null,null,null,null,null,null,0]
[null,null,null,null,null,null,null,0]
[null,null,null,null,null,null,null,0]
[null,null,null,null,null,null,null,0]
[null,null,null,null,null,null,null,0]
[null,null,null,null,null,null,null,0]
[null,null,null,null,null,null,null,0]
[null,null,null,null,null,null,null,0]
[null,null,null,null,null,null,null,0]
[null,null,null,null,null,null,null,0]
[null,null,null,null,null,null,null,0]
[null,null,null,null,null,null,null,0]
[null,null,null,null,null,null,null,0]
[null,null,null,null,null,null,null,0]
[null,null,null,null,null,null,null,0]
[null,null,null,null,null,null,null,0]
[null,null,null,null,null,null,null,0]
[null,null,null,null,null,null,null,0]
[null,null,null,null,null,null,null,0]
[null,null,null,null,null,null,null,0]
[null,null,null,null,null,null,null,0]
[null,null,null,null,null,null,null,0]
[null,null,null,null,null,null,null,0]
[null,null,null,null,null,null,null,0]
[null,null,null,null,null,null,null,0]
[null,null,null,null,null,null,null,0]
[null,null,null,null,null,null,null,0]
[null,null,null,null,null,null,null,{"$f":"SUM(D1484:G1484)","v":0}]
[null,null,null,null,null,null,null,0]
[null,null,null,null,null,null,null,0]
[null,null,null,null,null,null,null,0]
[null,null,null,null,null,null,null,0]
[null,null,null,null,null,null,null,0]
[null,null,null,null,null,null,null,0]
[null,null,null,null,null,null,null,0]
[null,null,null,null,null,null,null,0]
[null,null,null,null,null,null,null,0]
[null,null,null,null,null,null,null,0]
[null,null,null,null,null,null,null,0]
[null,null,null,null,null,null,null,0]
[null,null,null,null,null,null,null,0]
[null,null,null,null,null,null,null,0]
[null,null,null,null,null,null,null,0]
[null,null,null,null,null,null,null,0]
[null,null,null,null,null,null,null,0]
[null,null,null,null,null,null,null,0]
[null,null,null,null,null,null,null,0]
[null,null,null,null,null,null,null,0]
[null,null,null,null,null,null,null,0]
[null,null,null,null,null,null,null,0]
[null,null,null,null,null,null,null,0]
[null,null,null,null,null,null,null,0]
[null,null,null,null,null,null,null,0]
[null,null,null,null,null,null,null,0]
[null,null,null,null,null,null,null,0]
[null,null,null,null,null,null,null,0]
[null,null,null,null,null,null,null,0]
[null,null,null,null,null,null,null,0]
[null,null,null,null,null,null,null,0]
[null,null,null,null,null,null,null,0]
[null,null,null,null,null,null,null,0]
[null,null,null,null,null,null,null,0]
[null,null,null,null,null,null,null,0]
[null,null,null,null,null,null,null,0]
[null,null,null,null,null,null,null,0]
[null,null,null,null,null,null,null,0]
[null,null,null,null,null,null,null,0]
[null,null,null,null,null,null,null,0]
[null,null,null,null,null,null,null,0]
[null,null,null,null,null,null,null,0]
[null,null,null,null,null,null,null,0]
[null,null,null,null,null,null,null,0]
[null,null,null,null,null,null,null,0]
[null,null,null,null,null,null,null,0]
[null,null,null,null,null,null,null,0]
[null,null,null,null,null,null,null,0]
[null,null,null,null,null,null,null,0]
[null,null,null,null,null,null,null,0]
[null,null,null,null,null,null,null,0]
[null,null,null,null,null,null,null,0]
[null,null,null,null,null,null,null,0]
[null,null,null,null,null,null,null,0]
[null,null,null,null,null,null,null,0]
[null,null,null,null,null,null,null,0]
[null,null,null,null,null,null,null,0]
[null,null,null,null,null,null,null,0]
[null,null,null,null,null,null,null,0]
[null,null,null,null,null,null,null,0]
[null,null,null,null,null,null,null,0]
[null,null,null,null,null,null,null,0]
[null,null,null,null,null,null,null,0]
[null,null,null,null,null,null,null,{"$f":"SUM(D1548:G1548)","v":0}]
[null,null,null,null,null,null,null,0]
[null,null,null,null,null,null,null,0]
[null,null,null,null,null,null,null,0]
[null,null,null,null,null,null,null,0]
[null,null,null,null,null,null,null,0]
[null,null,null,null,null,null,null,0]
[null,null,null,null,null,null,null,0]
[null,null,null,null,null,null,null,0]
[null,null,null,null,null,null,null,0]
[null,null,null,null,null,null,null,0]
[null,null,null,null,null,null,null,0]
[null,null,null,null,null,null,null,0]
[null,null,null,null,null,null,null,0]
[null,null,null,null,null,null,null,0]
[null,null,null,null,null,null,null,0]
[null,null,null,null,null,null,null,0]
[null,null,null,null,null,null,null,0]
[null,null,null,null,null,null,null,0]
[null,null,null,null,null,null,null,0]
[null,null,null,null,null,null,null,0]
[null,null,null,null,null,null,null,0]
[null,null,null,null,null,null,null,0]
[null,null,null,null,null,null,null,0]
[null,null,null,null,null,null,null,0]
[null,null,null,null,null,null,null,0]
[null,null,null,null,null,null,null,0]
[null,null,null,null,null,null,null,0]
[null,null,null,null,null,null,null,0]
[null,null,null,null,null,null,null,0]
[null,null,null,null,null,null,null,0]
[null,null,null,null,null,null,null,0]
[null,null,null,null,null,null,null,0]
[null,null,null,null,null,null,null,0]
[null,null,null,null,null,null,null,0]
[null,null,null,null,null,null,null,0]
[null,null,null,null,null,null,null,0]
[null,null,null,null,null,null,null,0]
[null,null,null,null,null,null,null,0]
[null,null,null,null,null,null,null,0]
[null,null,null,null,null,null,null,0]
[null,null,null,null,null,null,null,0]
[null,null,null,null,null,null,null,0]
[null,null,null,null,null,null,null,0]
[null,null,null,null,null,null,null,0]
[null,null,null,null,null,null,null,0]
[null,null,null,null,null,null,null,0]
[null,null,null,null,null,null,null,0]
[null,null,null,null,null,null,null,0]
[null,null,null,null,null,null,null,0]
[null,null,null,null,null,null,null,0]
[null,null,null,null,null,null,null,0]
[null,null,null,null,null,null,null,0]
[null,null,null,null,null,null,null,0]
[null,null,null,null,null,null,null,0]
[null,null,null,null,null,null,null,0]
[null,null,null,null,null,null,null,0]
[null,null,null,null,null,null,null,0]
[null,null,null,null,null,null,null,0]
[null,null,null,null,null,null,null,0]
[null,null,null,null,null,null,null,0]
[null,null,null,null,null,null,null,0]
[null,null,null,null,null,null,null,0]
[null,null,null,null,null,null,null,0]
[null,null,null,null,null,null,null,{"$f":"SUM(D1612:G1612)","v":0}]
[null,null,null,null,null,null,null,0]
[null,null,null,null,null,null,null,0]
[null,null,null,null,null,null,null,0]
[null,null,null,null,null,null,null,0]
[null,null,null,null,null,null,null,0]
[null,null,null,null,null,null,null,0]
[null,null,null,null,null,null,null,0]
[null,null,null,null,null,null,null,0]
[null,null,null,null,null,null,null,0]
[null,null,null,null,null,null,null,0]
[null,null,null,null,null,null,null,0]
[null,null,null,null,null,null,null,0]
[null,null,null,null,null,null,null,0]
[null,null,null,null,null,null,null,0]
[null,null,null,null,null,null,null,0]
[null,null,null,null,null,null,null,0]
[null,null,null,null,null,null,null,0]
[null,null,null,null,null,null,null,0]
[null,null,null,null,null,null,null,0]
[null,null,null,null,null,null,null,0]
[null,null,null,null,null,null,null,0]
[null,null,null,null,null,null,null,0]
[null,null,null,null,null,null,null,0]
[null,null,null,null,null,null,null,0]
[null,null,null,null,null,null,null,0]
[null,null,null,null,null,null,null,0]
[null,null,null,null,null,null,null,0]
[null,null,null,null,null,null,null,0]
[null,null,null,null,null,null,null,0]
[null,null,null,null,null,null,null,0]
[null,null,null,null,null,null,null,0]
[null,null,null,null,null,null,null,0]
[null,null,null,null,null,null,null,0]
[null,null,null,null,null,null,null,0]
[null,null,null,null,null,null,null,0]
[null,null,null,null,null,null,null,0]
[null,null,null,null,null,null,null,0]
[null,null,null,null,null,null,null,0]
[null,null,null,null,null,null,null,0]
[null,null,null,null,null,null,null,0]
[null,null,null,null,null,null,null,0]
[null,null,null,null,null,null,null,0]
[null,null,null,null,null,null,null,0]
[null,null,null,null,null,null,null,0]
[null,null,null,null,null,null,null,0]
[null,null,null,null,null,null,null,0]
[null,null,null,null,null,null,null,0]
[null,null,null,null,null,null,null,0]
[null,null,null,null,null,null,null,0]
[null,null,null,null,null,null,null,0]
[null,null,null,null,null,null,null,0]
[null,null,null,null,null,null,null,0]
[null,null,null,null,null,null,null,0]
[null,null,null,null,null,null,null,0]
[null,null,null,null,null,null,null,0]
[null,null,null,null,null,null,null,0]
[null,null,null,null,null,null,null,0]
[null,null,null,null,null,null,null,0]
[null,null,null,null,null,null,null,0]
[null,null,null,null,null,null,null,0]
[null,null,null,null,null,null,null,0]
[null,null,null,null,null,null,null,0]
[null,null,null,null,null,null,null,0]
[null,null,null,null,null,null,null,{"$f":"SUM(D1676:G1676)","v":0}]
[null,null,null,null,null,null,null,0]
[null,null,null,null,null,null,null,0]
[null,null,null,null,null,null,null,0]
[null,null,null,null,null,null,null,0]
[null,null,null,null,null,null,null,0]
[null,null,null,null,null,null,null,0]
[null,null,null,null,null,null,null,0]
[null,null,null,null,null,null,null,0]
[null,null,null,null,null,null,null,0]
[null,null,null,null,null,null,null,0]
[null,null,null,null,null,null,null,0]
[null,null,null,null,null,null,null,0]
[null,null,null,null,null,null,null,0]
[null,null,null,null,null,null,null,0]
[null,null,null,null,null,null,null,0]
[null,null,null,null,null,null,null,0]
[null,null,null,null,null,null,null,0]
[null,null,null,null,null,null,null,0]
[null,null,null,null,null,null,null,0]
[null,null,null,null,null,null,null,0]
[null,null,null,null,null,null,null,0]
[null,null,null,null,null,null,null,0]
[null,null,null,null,null,null,null,0]
[null,null,null,null,null,null,null,0]
[null,null,null,null,null,null,null,0]
[null,null,null,null,null,null,null,0]
[null,null,null,null,null,null,null,0]
[null,null,null,null,null,null,null,0]
[null,null,null,null,null,null,null,0]
[null,null,null,null,null,null,null,0]
[null,null,null,null,null,null,null,0]
[null,null,null,null,null,null,null,0]
[null,null,null,null,null,null,null,0]
[null,null,null,null,null,null,null,0]
[null,null,null,null,null,null,null,0]
[null,null,null,null,null,null,null,0]
[null,null,null,null,null,null,null,0]
[null,null,null,null,null,null,null,0]
[null,null,null,null,null,null,null,0]
[null,null,null,null,null,null,null,0]
[null,null,null,null,null,null,null,0]
[null,null,null,null,null,null,null,0]
[null,null,null,null,null,null,null,0]
[null,null,null,null,null,null,null,0]
[null,null,null,null,null,null,null,0]
[null,null,null,null,null,null,null,0]
[null,null,null,null,null,null,null,0]
[null,null,null,null,null,null,null,0]
[null,null,null,null,null,null,null,0]
[null,null,null,null,null,null,null,0]
[null,null,null,null,null,null,null,0]
[null,null,null,null,null,null,null,0]
[null,null,null,null,null,null,null,0]
[null,null,null,null,null,null,null,0]
[null,null,null,null,null,null,null,0]
[null,null,null,null,null,null,null,0]
[null,null,null,null,null,null,null,0]
[null,null,null,null,null,null,null,0]
[null,null,null,null,null,null,null,0]
[null,null,null,null,null,null,null,0]
[null,null,null,null,null,null,null,0]
[null,null,null,null,null,null,null,0]
[null,null,null,null,null,null,null,0]
[null,null,null,null,null,null,null,{"$f":"SUM(D1740:G1740)","v":0}]
[null,null,null,null,null,null,null,0]
[null,null,null,null,null,null,null,0]
[null,null,null,null,null,null,null,0]
[null,null,null,null,null,null,null,0]
[null,null,null,null,null,null,null,0]
[null,null,null,null,null,null,null,0]
[null,null,null,null,null,null,null,0]
[null,null,null,null,null,null,null,0]
[null,null,null,null,null,null,null,0]
[null,null,null,null,null,null,null,0]
[null,null,null,null,null,null,null,0]
[null,null,null,null,null,null,null,0]
[null,null,null,null,null,null,null,0]
[null,null,null,null,null,null,null,0]
[null,null,null,null,null,null,null,0]
[null,null,null,null,null,null,null,0]
[null,null,null,null,null,null,null,0]
[null,null,null,null,null,null,null,0]
[null,null,null,null,null,null,null,0]
[null,null,null,null,null,null,null,0]
[null,null,null,null,null,null,null,0]
[null,null,null,null,null,null,null,0]
[null,null,null,null,null,null,null,0]
[null,null,null,null,null,null,null,0]
[null,null,null,null,null,null,null,0]
[null,null,null,null,null,null,null,0]
[null,null,null,null,null,null,null,0]
[null,null,null,null,null,null,null,0]
[null,null,null,null,null,null,null,0]
[null,null,null,null,null,null,null,0]
[null,null,null,null,null,null,null,0]
[null,null,null,null,null,null,null,0]
[null,null,null,null,null,null,null,0]
[null,null,null,null,null,null,null,0]
[null,null,null,null,null,null,null,0]
[null,null,null,null,null,null,null,0]
[null,null,null,null,null,null,null,0]
[null,null,null,null,null,null,null,0]
[null,null,null,null,null,null,null,0]
[null,null,null,null,null,null,null,0]
[null,null,null,null,null,null,null,0]
[null,null,null,null,null,null,null,0]
[null,null,null,null,null,null,null,0]
[null,null,null,null,null,null,null,0]
[null,null,null,null,null,null,null,0]
[null,null,null,null,null,null,null,0]
[null,null,null,null,null,null,null,0]
[null,null,null,null,null,null,null,0]
[null,null,null,null,null,null,null,0]
[null,null,null,null,null,null,null,0]
[null,null,null,null,null,null,null,0]
[null,null,null,null,null,null,null,0]
[null,null,null,null,null,null,null,0]
[null,null,null,null,null,null,null,0]
[null,null,null,null,null,null,null,0]
[null,null,null,null,null,null,null,0]
[null,null,null,null,null,null,null,0]
[null,null,null,null,null,null,null,0]
[null,null,null,null,null,null,null,0]
[null,null,null,null,null,null,null,0]
[null,null,null,null,null,null,null,0]
[null,null,null,null,null,null,null,0]
[null,null,null,null,null,null,null,0]
[null,null,null,null,null,null,null,{"$f":"SUM(D1804:G1804)","v":0}]
[null,null,null,null,null,null,null,0]
[null,null,null,null,null,null,null,0]
[null,null,null,null,null,null,null,0]
[null,null,null,null,null,null,null,0]
[null,null,null,null,null,null,null,0]
[null,null,null,null,null,null,null,0]
[null,null,null,null,null,null,null,0]
[null,null,null,null,null,null,null,0]
[null,null,null,null,null,null,null,0]
[null,null,null,null,null,null,null,0]
[null,null,null,null,null,null,null,0]
[null,null,null,null,null,null,null,0]
[null,null,null,null,null,null,null,0]
[null,null,null,null,null,null,null,0]
[null,null,null,null,null,null,null,0]
[null,null,null,null,null,null,null,0]
[null,null,null,null,null,null,null,0]
[null,null,null,null,null,null,null,0]
[null,null,null,null,null,null,null,0]
[null,null,null,null,null,null,null,0]
[null,null,null,null,null,null,null,0]
[null,null,null,null,null,null,null,0]
[null,null,null,null,null,null,null,0]
[null,null,null,null,null,null,null,0]
[null,null,null,null,null,null,null,0]
[null,null,null,null,null,null,null,0]
[null,null,null,null,null,null,null,0]
[null,null,null,null,null,null,null,0]
[null,null,null,null,null,null,null,0]
[null,null,null,null,null,null,null,0]
[null,null,null,null,null,null,null,0]
[null,null,null,null,null,null,null,0]
[null,null,null,null,null,null,null,0]
[null,null,null,null,null,null,null,0]
[null,null,null,null,null,null,null,0]
[null,null,null,null,null,null,null,0]
[null,null,null,null,null,null,null,0]
[null,null,null,null,null,null,null,0]
[null,null,null,null,null,null,null,0]
[null,null,null,null,null,null,null,0]
[null,null,null,null,null,null,null,0]
[null,null,null,null,null,null,null,0]
[null,null,null,null,null,null,null,0]
[null,null,null,null,null,null,null,0]
[null,null,null,null,null,null,null,0]
[null,null,null,null,null,null,null,0]
[null,null,null,null,null,null,null,0]
[null,null,null,null,null,null,null,0]
[null,null,null,null,null,null,null,0]
[null,null,null,null,null,null,null,0]
[null,null,null,null,null,null,null,0]
[null,null,null,null,null,null,null,0]
[null,null,null,null,null,null,null,0]
[null,null,null,null,null,null,null,0]
[null,null,null,null,null,null,null,0]
[null,null,null,null,null,null,null,0]
[null,null,null,null,null,null,null,0]
[null,null,null,null,null,null,null,0]
[null,null,null,null,null,null,null,0]
[null,null,null,null,null,null,null,0]
[null,null,null,null,null,null,null,0]
[null,null,null,null,null,null,null,0]
[null,null,null,null,null,null,null,0]
[null,null,null,null,null,null,null,{"$f":"SUM(D1868:G1868)","v":0}]
[null,null,null,null,null,null,null,0]
[null,null,null,null,null,null,null,0]
[null,null,null,null,null,null,null,0]
[null,null,null,null,null,null,null,0]
[null,null,null,null,null,null,null,0]
[null,null,null,null,null,null,null,0]
[null,null,null,null,null,null,null,0]
[null,null,null,null,null,null,null,0]
[null,null,null,null,null,null,null,0]
[null,null,null,null,null,null,null,0]
[null,null,null,null,null,null,null,0]
[null,null,null,null,null,null,null,0]
[null,null,null,null,null,null,null,0]
[null,null,null,null,null,null,null,0]
[null,null,null,null,null,null,null,0]
[null,null,null,null,null,null,null,0]
[null,null,null,null,null,null,null,0]
[null,null,null,null,null,null,null,0]
[null,null,null,null,null,null,null,0]
[null,null,null,null,null,null,null,0]
[null,null,null,null,null,null,null,0]
[null,null,null,null,null,null,null,0]
[null,null,null,null,null,null,null,0]
[null,null,null,null,null,null,null,0]
[null,null,null,null,null,null,null,0]
[null,null,null,null,null,null,null,0]
[null,null,null,null,null,null,null,0]
[null,null,null,null,null,null,null,0]
[null,null,null,null,null,null,null,0]
[null,null,null,null,null,null,null,0]
[null,null,null,null,null,null,null,0]
[null,null,null,null,null,null,null,0]
[null,null,null,null,null,null,null,0]
[null,null,null,null,null,null,null,0]
[null,null,null,null,null,null,null,0]
[null,null,null,null,null,null,null,0]
[null,null,null,null,null,null,null,0]
[null,null,null,null,null,null,null,0]
[null,null,null,null,null,null,null,0]
[null,null,null,null,null,null,null,0]
[null,null,null,null,null,null,null,0]
[null,null,null,null,null,null,null,0]
[null,null,null,null,null,null,null,0]
[null,null,null,null,null,null,null,0]
[null,null,null,null,null,null,null,0]
[null,null,null,null,null,null,null,0]
[null,null,null,null,null,null,null,0]
[null,null,null,null,null,null,null,0]
[null,null,null,null,null,null,null,0]
[null,null,null,null,null,null,null,0]
[null,null,null,null,null,null,null,0]
[null,null,null,null,null,null,null,0]
[null,null,null,null,null,null,null,0]
[null,null,null,null,null,null,null,0]
[null,null,null,null,null,null,null,0]
[null,null,null,null,null,null,null,0]
[null,null,null,null,null,null,null,0]
[null,null,null,null,null,null,null,0]
[null,null,null,null,null,null,null,0]
[null,null,null,null,null,null,null,0]
[null,null,null,null,null,null,null,0]
[null,null,null,null,null,null,null,0]
[null,null,null,null,null,null,null,0]
[null,null,null,null,null,null,null,{"$f":"SUM(D1932:G1932)","v":0}]
[null,null,null,null,null,null,null,0]
[null,null,null,null,null,null,null,0]
[null,null,null,null,null,null,null,0]
[null,null,null,null,null,null,null,0]
[null,null,null,null,null,null,null,0]
[null,null,null,null,null,null,null,0]
[null,null,null,null,null,null,null,0]
[null,null,null,null,null,null,null,0]
[null,null,null,null,null,null,null,0]
[null,null,null,null,null,null,null,0]
[null,null,null,null,null,null,null,0]
[null,null,null,null,null,null,null,0]
[null,null,null,null,null,null,null,0]
[null,null,null,null,null,null,null,0]
[null,null,null,null,null,null,null,0]
[null,null,null,null,null,null,null,0]
[null,null,null,null,null,null,null,0]
[null,null,null,null,null,null,null,0]
[null,null,null,null,null,null,null,0]
[null,null,null,null,null,null,null,0]
[null,null,null,null,null,null,null,0]
[null,null,null,null,null,null,null,0]
[null,null,null,null,null,null,null,0]
[null,null,null,null,null,null,null,0]
[null,null,null,null,null,null,null,0]
[null,null,null,null,null,null,null,0]
[null,null,null,null,null,null,null,0]
[null,null,null,null,null,null,null,0]
[null,null,null,null,null,null,null,0]
[null,null,null,null,null,null,null,0]
[null,null,null,null,null,null,null,0]
[null,null,null,null,null,null,null,0]
[null,null,null,null,null,null,null,0]
[null,null,null,null,null,null,null,0]
[null,null,null,null,null,null,null,0]
[null,null,null,null,null,null,null,0]
[null,null,null,null,null,null,null,0]
[null,null,null,null,null,null,null,0]
[null,null,null,null,null,null,null,0]
[null,null,null,null,null,null,null,0]
[null,null,null,null,null,null,null,0]
[null,null,null,null,null,null,null,0]
[null,null,null,null,null,null,null,0]
[null,null,null,null,null,null,null,0]
[null,null,null,null,null,null,null,0]
[null,null,null,null,null,null,null,0]
[null,null,null,null,null,null,null,0]
[null,null,null,null,null,null,null,0]
[null,null,null,null,null,null,null,0]
[null,null,null,null,null,null,null,0]
[null,null,null,null,null,null,null,0]
[null,null,null,null,null,null,null,0]
[null,null,null,null,null,null,null,0]
[null,null,null,null,null,null,null,0]
[null,null,null,null,null,null,null,0]
[null,null,null,null,null,null,null,0]
[null,null,null,null,null,null,null,0]
[null,null,null,null,null,null,null,0]
[null,null,null,null,null,null,null,0]
[null,null,null,null,null,null,null,0]
[null,null,null,null,null,null,null,0]
[null,null,null,null,null,null,null,0]
[null,null,null,null,null,null,null,0]
[null,null,null,null,null,null,null,{"$f":"SUM(D1996:G1996)","v":0}]
[null,null,null,null,null,null,null,0]
[null,null,null,null,null,null,null,0]
[null,null,null,null,null,null,null,0]
[null,null,null,null,null,null,null,0]
[null,null,null,null,null,null,null,0]
[null,null,null,null,null,null,null,0]
[null,null,null,null,null,null,null,0]

{"sheet":"REFERENCES","index":3,"n_rows":123,"n_cols":26,"rows_kept":123,"cut":false,"hidden":false,"merged":[[1,0,21,0],[98,2,98,10],[99,2,99,10],[1,1,7,1],[8,1,14,1],[15,1,21,1]]}
[null,null,null,"References & Data Sources",null,null,"RFPG MAP",null,"2023 Amended Regional Flood Plans | Texas Water Development Board",null,null,null,null,null,null,null,null,null,"https://www.twdb.texas.gov/flood/planning/regions/index.asp ",null,null,null,null,null,null,"Flood_Planning_Region Boundaries_Map.pdf (texas.gov)"]
[null,"A","Dam","National Inventory of Dams (NID)","Dam Safety Program"]
[null,null,"Levee","National Levee Database (army.mil)"]
[null,null,"River","TPWD:Texas River Guide; River Authority Webpages"]
[null,null,"Sea Wall","TCRMP Technical Report (texas.gov)"]
[null,null,"Sea Barrier","2023-tcrmp-overview.pdf (texas.gov)"]
[null,null,"Low Water Crossing","Low Water Crossings"]
[null,null,"Roadway Stream Crossing","USGS WaterWatch -- Streamflow conditions"]
[null,"B","Storm Drain System","http://onlinemanuals.txdot.gov/txdotmanuals/hyd/index.htm "]
[null,null,"Stormwater Channel","Culvert and Storm Drain System Inspection Manual"]
[null,null,"Weir","Science & Tools Library | Texas Flood"]
[null,null,"Reservoir","Hydraulic Design Manual: Reservoirs (txdot.gov)"]
[null,null,"Revetment","Pile Buck"]
[null,null,"Tributary","Flood Hazard Quilt | Hub: GIS Resources, Flooding Planning, Texas (arcgis.com)"]
[null,null,"Pond","Stormwater Wet Pond and Wetland Management Guidebook, February 2009 (epa.gov)","NPDES: Stormwater Best Management Practices, Dry Detention Ponds (epa.gov)"]
[null,"C","Tidal Barrier","Executive Summary (txdot.gov)"]
[null,null,"Tidal Gate","Coastal Texas Project"]
[null,null,"Wetland","National Wetland Condition Assessment ","National Wetlands Inventory (usgs.gov)"]
[null,null,"Dune","Dune Protection and Improvement Manual"]
[null,null,"Sinkhole","Coastal Habitat Restoration GIS"]
[null,null,"Other-Natural","Playa Lakes | Texas Water Development Board"]
[null,null,"Other-Constructed","Hydraulic Design Manual"]
[]
[]
[]
[]
[]
[]
[]
[]
[]
[]
[]
[]
[]
[]
[]
[]
[]
[]
[]
[]
[]
[]
[]
[]
[]
[]
[]
[]
[]
[]
[]
[]
[]
[]
[]
[]
[]
[]
[]
[]
[]
[]
[]
[]
[]
[]
[]
[]
[]
[]
[]
[]
[]
[]
[]
[]
[]
[]
[]
[]
[]
[]
[]
[]
[]
[]
[]
[]
[]
[]
[]
[]
[]
[]
[]
[null,null,"References","(Reference for Remaining Useful Life Calcs)"]
[null,null,"EPA, Office of Water (4606M). 2003. Asset Management: A Handbook for Small Water Systems. EPA 816-R-03-016. https://www.epa.gov/dwcapacity/asset-management-resources-small-drinking-water-systems-0"]
[null,null,"City of Grand Rapids, MI Environmental Protection Services Department. 2016. Stormwater Asset Management and Capital Improvement Plan. http://grcity.us/enterprise-services/Environment-Services/Pages/Stormwater-Asset-Management-Plan.aspx"]
[]
[null,null,"8-digit HUC locator","Science in Your Watershed: Locate Your Watershed By HUC - Mapping Interface (usgs.gov)"]
[null,null,"Groundwater Statistics:","USGS Surface Water data for USA: USGS Groundwater-Level Annual Statistics"]
[null,null,"R01 Doc has info about adoption dates and policy.","R01_Amended RFP.pdf"]
[null,null,"TWDB Data Submittal Guidelines: ","05_Exhibit_D_DataSubmittalGuidelines_July2021.pdf (texas.gov)"]
[]
[null,null,"References from 2024 State Flood Plan Draft"]
[null,null,"ASCE (American Society of Civil Engineers – Texas Section), 2021, Texas infrastructure report card, infrastructurereportcard.org/state-item/texas/"]
[null,null,"Brazos River Authority, n.d., Why are there so many man-made lakes in Texas? brazos.org/About-Us/Education/Water-School/ArticleID/433"]
[null,null,"FEMA (Federal Emergency Management Agency), 2022a, Benefits of natural floodplains, www.fema.gov/floodplain-management/wildlife-conservation/benefits-natural"]
[null,null,"FEMA (Federal Emergency Management Agency), 2022b, What should I consider if I choose to develop in a floodplain, www.fema.gov/floodplain-management/wildlife-conservation/consider-develop"]
[null,null,"PLJV (Playa Lakes Joint Venture), 2012, Playa restoration on Grissom Ranch, https://pljv.org/playa-restoration-on-grissom-ranch/"]
[null,null,"RIDOT (Rhode Island Department of Transportation), 2019, Road-stream crossing assessment handbook, 359 p., www.dot.ri.gov/documents/about/protecting/stormwater/RIDOT_Road-Stream_Crossing_Assessment_Handbook.pdf"]
[null,null,"Texas Demographic Center, 2022, Texas population projections program–Vintage 2022 projections, demographics.texas.gov/Projections/2022/"]
[null,null,"TxDOT (Texas Department of Transportation), 2020, Report on Texas bridges, chrome-extension://efaidnbmnnnibpcajpcglclefindmkaj/https://ftp.txdot.gov/pub/txdot-info/library/reports/gov/bridge/fy20.pdf"]
[null,null,"TPWD (Texas Parks and Wildlife), n.d., Panhandle playa lakes, tpwd.texas.gov/landwater/land/habitats/high_plains/wetlands/playa.phtml"]
[null,null,"TSSWCB (Texas State Soil and Water Conservation Board), n.d., Flood control program, www.tsswcb.texas.gov/programs/flood-control-program"]
[null,null,"TSSWCB (Texas State Soil and Water Conservation Board), 2020, TSSWCB Flood Control Program, Ten-year dam repair, rehabilitation, and maintenance plan, 11 p., www.twdb.texas.gov/flood/planning/resources/doc/2020_05_TSSWCB%2010-Year%20Dam%20Repair,%20Rehabilitation,%20and%20Maintenance%20Plan.pdf TWDB (Texas Water Development Board), 2019, State flood assessment: Report to the 86th Texas Legislature, 58 p., texasfloodassessment.org/doc/State-Flood-Assessment-report-86th-Legislation.pdf"]
[null,null,"USACE (United States Army Corps of Engineers), 2018, U.S. Army Corps of Engineers levee portfolio report: A summary of risks and benefits associated with the USACE levee portfolio, 136 p., usace.contentdm.oclc.org/utils/getfile/collection/p266001coll1/id/6922 "]
[null,null,"USACE (United States Army Corps of Engineers), 2020, National Inventory of Dams, https://nid.sec.usace.army.mil/"]
[null,null,"USGS (United States Geological Survey), 2018, Sinkholes, www.usgs.gov/special-topics/water-science-school/science/sinkholes"]
[null,null,"VDEC (Vermont Department of Environmental Conservation), n.d., Wetland functions and values–water storage for flood water and storm runoff, dec.vermont.gov/watershed/wetlands/functions/storage"]
[null,null,"https://cms9files.revize.com/eastpointemi/Document_center/Department/Public%20Works%20and%20Divisions/Final_Stormwater_Asset_Management_Plan_-_2019.pdf "]

{"sheet":"Data Categories","index":4,"n_rows":2503,"n_cols":35,"rows_kept":2503,"cut":false,"hidden":true,"merged":[[1,24,1,26],[2,17,2,18],[6,17,6,18],[10,17,10,18],[1,1,1,15]]}
[]
[null,"LIST CATEGORIES",null,null,null,null,null,null,null,null,null,null,null,null,null,null,null,null,null,"ESTIMATED EFFECTIVE LIFE REFERENCE",null,null,null,null,"AGGREGATED RESULTS"]
[null,"Year",null,"County",null,"Category",null,null,"TWDB Constructed Asset",null,null,"City Subcategory",null,"Material:",null,"ft",null,"FUNCTIONALITY RATING",null,null,"Asset","EEL (Years)",null,"Aggregated?","TWDB Infra Type","Point","Line","Area",null,null,"Infrastructure Aggregation","Infrastructure Type ","INFRA_TYPE","Text"]
[null,2025,null,"MULTIPLE",null,"CONSTRUCTED",null,null,"BRIDGE",null,null,"DETENTION/RETENTION POND",null,"BRICK",null,1,null,1,"FUNCTIONAL",null,"BRIDGE",75,null,"Y","Dam","Y",null,"Y",null,null,null,"Functional/Non-deficient ","FUNCT_NONDEF","Double","Count of Functional, Non-deficient infrastructure"]
[null,2024,null,"ANDERSON",null,"NATURAL",null,"A","COASTAL-CONSTRUCTED",null,null,"MANHOLE",null,"CLAY",null,2,null,2,"NON-FUNCTIONAL",null,"CULVERT",50,null,"Y","Levee",null,"Y",null,null,null,null,"Non-Functional/Non-deficient ","NONFUNCT_NONDEF","Double","Count of Non-functional, Non-deficient infrastructure"]
[null,2023,null,"ANDREWS",null,null,null,null,"CULVERT",null,null,"OUTLET",null,"CONCRETE",null,3,null,null,null,null,"DAM",75,null,"Y","Low Water Crossing","Y","Y",null,null,null,null,"Functional/Deficient ","FUNCT_DEF","Double","Count of Functional, Deficient infrastructure"]
[null,2022,null,"ANGELINA",null,null,null,"A","DAM",null,null,"PIPE",null,"CORRUGATED METAL",null,4,null,"DEFICIENCY RATING",null,null,"DETENTION/RETENTION POND",50,null,"Y","Roadway Stream Crossing","Y","Y",null,null,null,null,"Non-Functional/Deficient ","NONFUNT_DEF","Double","Count of Non-functional, Deficient infrastructure"]
[null,2021,null,"ARANSAS",null,null,null,null,"INLET",null,null,"PUMP STATION",null,"DUCTILE IRON",null,5,null,1,"DEFICIENT",null,"INLET",50,null,"Y","Sea Wall",null,"Y",null,null,null,null,"Total Quantity ","TOTAL","Double","Total"]
[null,2020,null,"ARCHER",null,null,null,"A","LEVEE",null,"A","SEA BARRIER",null,"PLASTIC/PVC",null,6,null,2,"NON-DEFICIENT",null,"LEVEE",50,null,"Y","Sea Barrier",null,"Y",null,null,null,null,"Unit of Measure ","UNIT MEASURE","Text"]
[null,2019,null,"ARMSTRONG",null,null,null,"A","LOW WATER CROSSING",null,"A","SEA WALL",null,"STEEL",null,7,null,null,null,null,"LOW WATER CROSSING",50,null,"Y","Pond","Y",null,"Y",null,null,null,"Functionality Data Confidence ","FUNCTDATACONF","Text"]
[null,2018,null,"ATASCOSA",null,null,null,"C","OTHER-CONSTRUCTED",null,"C","TIDAL BARRIER",null,"EARTH",null,8,null,"CONFIDENCE RATING",null,null,"MANHOLE",50,null,"Y","Reservoir","Y",null,"Y",null,null,null,"Deficiency Data Confidence ","DEFDATACONF","Text"]
[null,2017,null,"AUSTIN",null,null,null,"B","POND",null,"C","TIDAL GATE",null,null,null,9,null,1,"LOW",null,"OTHER-CONSTRUCTED",50,null,"Y","Revetment","Y",null,null,null,null,null,"General Location of Assets ","LOCATION","Text","<needs description> "]
[null,2016,null,"BAILEY",null,null,null,"B","RESERVOIR",null,null,"BEACH",null,null,null,10,null,2,"HIGH",null,"POND",50,null,"Y","Storm Drain System","Y","Y"]
[null,2015,null,"BANDERA",null,null,null,"B","REVETMENT",null,null,"PARK OR OPEN SPACE",null,null,null,11,null,null,null,null,"PUMP STATION",50,null,"Y","Stormwater Canal",null,"Y"]
[null,2014,null,"BASTROP",null,null,null,"B","STORM DRAIN SYSTEM",null,null,"NATURE PRESERVE OR RESERVE",null,null,null,12,null,null,null,null,"RESERVOIR",50,null,"Y","Weir",null,"Y"]
[null,2013,null,"BAYLOR",null,null,null,"B","STORM DRAIN CHANNEL",null,null,null,null,null,null,13,null,null,null,null,"REVETMENT",50,null,"Y","Tidal Gate",null,"Y"]
[null,2012,null,"BEE",null,null,null,null,"STORMWATER TUNNEL",null,null,null,null,null,null,14,null,null,null,null,"ROADWAY STREAM CROSSING",50,null,"Y","Tidal Barrier",null,"Y"]
[null,2011,null,"BELL",null,null,null,"B","WEIR",null,null,null,null,null,null,15,null,null,null,null,"SEA BARRIER",50,null,"Y","Other-Constructed","Y","Y","Y",null,null,"High Confidence","# of Years Since Report or Study Criteria"]
[null,2010,null,"BEXAR",null,null,null,null,"GAUGE/SENSOR",null,null,null,null,null,null,16,null,null,null,null,"SEA WALL",75,null,"Y","River",null,"Y",null,null,null,null,"Condition","Functionality"]
[null,2009,null,"BLANCO",null,null,null,null,null,null,null,null,null,null,null,17,null,null,null,null,"STORM DRAIN SYSTEM",50,null,"Y","Tributary","Y","Y",null,null,null,"DAM",10,10]
[null,2008,null,"BORDEN",null,null,null,null,"TWDB Natural Asset",null,null,null,null,null,null,18,null,null,null,null,"STORM DRAIN CANAL",50,null,"Y","Wetland","Y","Y","Y",null,null,"RESERVOIR",10,10]
[null,2007,null,"BOSQUE",null,null,null,null,"ESTUARY",null,null,null,null,null,null,19,null,null,null,null,"STORM DRAIN CHANNEL",50,null,"Y","Sinkhole","Y",null,null,null,null,"WEIR",10,10]
[null,2006,null,"BOWIE",null,null,null,null,"COASTAL-NATURAL",null,null,null,null,null,null,20,null,null,null,null,"TIDAL BARRIER",50,null,"Y","Dune",null,null,null,null,null,"BRIDGE",10,5]
[null,2005,null,"BRAZORIA",null,null,null,"C","DUNE",null,null,null,null,null,null,21,null,null,null,null,"TIDAL GATE",50,null,"Y","Other-Natural","Y","Y","Y",null,null,"CULVERT",10,5]
[null,2004,null,"BRAZOS",null,null,null,null,"FAN",null,null,null,null,null,null,22,null,null,null,null,"WEIR",50,null,null,null,null,null,null,null,null,"INLET",10,5]
[null,2003,null,"BREWSTER",null,null,null,"C","OTHER-NATURAL",null,null,null,null,null,null,23,null,null,null,null,null,null,null,null,null,null,null,null,null,null,"LEVEE",10,5]
[null,2002,null,"BRISCOE",null,null,null,null,"PLAYA",null,null,null,null,null,null,24,null,null,null,null,null,null,null,null,null,null,null,null,null,null,"POND",10,5]
[null,2001,null,"BROOKS",null,null,null,"A","RIVER",null,null,null,null,null,null,25,null,null,null,null,null,null,null,null,null,null,null,null,null,null,"REVETMENT",10,5]
[null,2000,null,"BROWN",null,null,null,"A","ROADWAY STREAM CROSSING",null,null,null,null,null,null,26,null,null,null,null,null,null,null,null,null,null,null,null,null,null,"STORM DRAIN SYSTEM",10,5]
[null,1999,null,"BURLESON",null,null,null,"B","TRIBUTARY",null,null,null,null,null,null,27,null,null,null,null,null,null,null,null,null,null,null,null,null,null,"STORM DRAIN CHANNEL",10,5]
[null,1998,null,"BURNET",null,null,null,"C","SINKHOLE",null,null,null,null,null,null,28,null,null,null,null,null,null,null,null,null,null,null,null,null,null,"STORMWATER TUNNEL",10,5]
[null,1997,null,"CALDWELL",null,null,null,"C","WETLAND",null,null,null,null,null,null,29,null,null,null,null,null,null,null,null,null,null,null,null,null,null,"ROADWAY STREAM CROSSING",10,5]
[null,1996,null,"CALHOUN",null,null,null,null,null,null,null,null,null,null,null,30,null,null,null,null,null,null,null,null,null,null,null,null,null,null,"SEA BARRIER",10,5]
[null,1995,null,"CALLAHAN",null,null,null,null,"BRIDGE",null,null,null,null,null,null,31,null,null,null,null,null,null,null,null,null,null,null,null,null,null,"SEA WALL",10,5]
[null,1994,null,"CAMERON",null,null,null,null,"CULVERT",null,null,null,null,null,null,32,null,null,null,null,null,null,null,null,null,null,null,null,null,null,"TIDAL BARRIER",10,5]
[null,1993,null,"CAMP",null,null,null,null,"DAM",null,null,null,null,null,null,33,null,null,null,null,null,null,null,null,null,null,null,null,null,null,"TIDAL GATE",10,5]
[null,1992,null,"CARSON",null,null,null,null,"INLET",null,null,null,null,null,null,34,null,null,null,null,null,null,null,null,null,null,null,null,null,null,"MANHOLE",10,5]
[null,1991,null,"CASS",null,null,null,null,"LEVEE",null,null,null,null,null,null,35,null,null,null,null,null,null,null,null,null,null,null,null,null,null,"OUTLET",10,5]
[null,1990,null,"CASTRO",null,null,null,null,"POND",null,null,null,null,null,null,36,null,null,null,null,null,null,null,null,null,null,null,null,null,null,"PIPE",10,5]
[null,1989,null,"CHAMBERS",null,null,null,null,"RESERVOIR",null,null,null,null,null,null,37,null,null,null,null,null,null,null,null,null,null,null,null,null,null,"PUMP STATION",10,5,"included with storm drain systems?"]
[null,1988,null,"CHEROKEE",null,null,null,null,"REVETMENT",null,null,null,null,null,null,38,null,null,null,null,null,null,null,null,null,null,null,null,null,null,"DETENTION/RETENTION POND",10,5]
[null,1987,null,"CHILDRESS",null,null,null,null,"STORM DRAIN SYSTEM",null,null,null,null,null,null,39,null,null,null,null,null,null,null,null,null,null,null,null,null,null,"LOW WATER CROSSING",null,10]
[null,1986,null,"CLAY",null,null,null,null,"STORM DRAIN CHANNEL",null,null,null,null,null,null,40,null,null,null,null,null,null,null,null,null,null,null,null,null,null,"ESTUARY",10]
[null,1985,null,"COCHRAN",null,null,null,null,"STORMWATER TUNNEL",null,null,null,null,null,null,41,null,null,null,null,null,null,null,null,null,null,null,null,null,null,"DUNE",10]
[null,1984,null,"COKE",null,null,null,null,"WEIR",null,null,null,null,null,null,42,null,null,null,null,null,null,null,null,null,null,null,null,null,null,"PLAYA",10]
[null,1983,null,"COLEMAN",null,null,null,null,"GAUGE/SENSOR",null,null,null,null,null,null,43,null,null,null,null,null,null,null,null,null,null,null,null,null,null,"RIVER",10]
[null,1982,null,"COLLIN",null,null,null,null,"ESTUARY",null,null,null,null,null,null,44,null,null,null,null,null,null,null,null,null,null,null,null,null,null,"TRIBUTARY",10]
[null,1981,null,"COLLINGSWORTH",null,null,null,null,"DUNE",null,null,null,null,null,null,45,null,null,null,null,null,null,null,null,null,null,null,null,null,null,"SINKHOLE",10]
[null,1980,null,"COLORADO",null,null,null,null,"FAN",null,null,null,null,null,null,46,null,null,null,null,null,null,null,null,null,null,null,null,null,null,"WETLAND",10]
[null,1979,null,"COMAL",null,null,null,null,"LOW WATER CROSSING",null,null,null,null,null,null,47,null,null,null,null,null,null,null,null,null,null,null,null,null,null,"FAN"]
[null,1978,null,"COMANCHE",null,null,null,null,"PLAYA",null,null,null,null,null,null,48,null,null,null,null,null,null,null,null,null,null,null,null,null,null,"GAUGE/SENSOR"]
[null,1977,null,"CONCHO",null,null,null,null,"RIVER",null,null,null,null,null,null,49,null,null,null,null,null,null,null,null,null,null,null,null,null,null,"BEACH"]
[null,1976,null,"COOKE",null,null,null,null,"ROADWAY STREAM CROSSING",null,null,null,null,null,null,50,null,null,null,null,null,null,null,null,null,null,null,null,null,null,"PARK OR OPEN SPACE"]
[null,1975,null,"CORYELL",null,null,null,null,"TRIBUTARY",null,null,null,null,null,null,51,null,null,null,null,null,null,null,null,null,null,null,null,null,null,"NATURE PRESERVE OR RESERVE"]
[null,1974,null,"COTTLE",null,null,null,null,"SINKHOLE",null,null,null,null,null,null,52]
[null,1973,null,"CRANE",null,null,null,null,"WETLAND",null,null,null,null,null,null,53]
[null,1972,null,"CROCKETT",null,null,null,null,"DETENTION/RETENTION POND",null,null,null,null,null,null,54]
[null,1971,null,"CROSBY",null,null,null,null,"MANHOLE",null,null,null,null,null,null,55]
[null,1970,null,"CULBERSON",null,null,null,null,"OUTLET",null,null,null,null,null,null,56]
[null,1969,null,"DALLAM",null,null,null,null,"PIPE",null,null,null,null,null,null,57]
[null,1968,null,"DALLAS",null,null,null,null,"PUMP STATION",null,null,null,null,null,null,58]
[null,1967,null,"DAWSON",null,null,null,null,"SEA BARRIER",null,null,null,null,null,null,59]
[null,1966,null,"DEAF SMITH",null,null,null,null,"SEA WALL",null,null,null,null,null,null,60]
[null,1965,null,"DELTA",null,null,null,null,"TIDAL BARRIER",null,null,null,null,null,null,61]
[null,1964,null,"DENTON",null,null,null,null,"TIDAL GATE",null,null,null,null,null,null,62]
[null,1963,null,"DEWITT",null,null,null,null,"BEACH",null,null,null,null,null,null,63]
[null,1962,null,"DICKENS",null,null,null,null,"PARK OR OPEN SPACE",null,null,null,null,null,null,64]
[null,1961,null,"DIMMIT",null,null,null,null,"NATURE PRESERVE OR RESERVE",null,null,null,null,null,null,65]
[null,1960,null,"DONLEY",null,null,null,null,null,null,null,null,null,null,null,66]
[null,1959,null,"DUVAL",null,null,null,null,null,null,null,null,null,null,null,67]
[null,1958,null,"EASTLAND",null,null,null,null,null,null,null,null,null,null,null,68]
[null,1957,null,"ECTOR",null,null,null,null,null,null,null,null,null,null,null,69]
[null,1956,null,"EDWARDS",null,null,null,null,null,null,null,null,null,null,null,70]
[null,1955,null,"ELLIS",null,null,null,null,null,null,null,null,null,null,null,71]
[null,1954,null,"EL PASO",null,null,null,null,null,null,null,null,null,null,null,72]
[null,1953,null,"ERATH",null,null,null,null,null,null,null,null,null,null,null,73]
[null,1952,null,"FALLS",null,null,null,null,null,null,null,null,null,null,null,74]
[null,1951,null,"FANNIN",null,null,null,null,null,null,null,null,null,null,null,75]
[null,1950,null,"FAYETTE",null,null,null,null,null,null,null,null,null,null,null,76]
[null,1949,null,"FISHER",null,null,null,null,null,null,null,null,null,null,null,77]
[null,1948,null,"FLOYD",null,null,null,null,null,null,null,null,null,null,null,78]
[null,1947,null,"FOARD",null,null,null,null,null,null,null,null,null,null,null,79]
[null,1946,null,"FORT BEND",null,null,null,null,null,null,null,null,null,null,null,80]
[null,1945,null,"FRANKLIN",null,null,null,null,null,null,null,null,null,null,null,81]
[null,1944,null,"FREESTONE",null,null,null,null,null,null,null,null,null,null,null,82]
[null,1943,null,"FRIO",null,null,null,null,null,null,null,null,null,null,null,83]
[null,1942,null,"GAINES",null,null,null,null,null,null,null,null,null,null,null,84]
[null,1941,null,"GALVESTON",null,null,null,null,null,null,null,null,null,null,null,85]
[null,1940,null,"GARZA",null,null,null,null,null,null,null,null,null,null,null,86]
[null,1939,null,"GILLESPIE",null,null,null,null,null,null,null,null,null,null,null,87]
[null,1938,null,"GLASSCOCK",null,null,null,null,null,null,null,null,null,null,null,88]
[null,1937,null,"GOLIAD",null,null,null,null,null,null,null,null,null,null,null,89]
[null,1936,null,"GONZALES",null,null,null,null,null,null,null,null,null,null,null,90]
[null,1935,null,"GRAY",null,null,null,null,null,null,null,null,null,null,null,91]
[null,1934,null,"GRAYSON",null,null,null,null,null,null,null,null,null,null,null,92]
[null,1933,null,"GREGG",null,null,null,null,null,null,null,null,null,null,null,93]
[null,1932,null,"GRIMES",null,null,null,null,null,null,null,null,null,null,null,94]
[null,1931,null,"GUADALUPE",null,null,null,null,null,null,null,null,null,null,null,95]
[null,1930,null,"HALE",null,null,null,null,null,null,null,null,null,null,null,96]
[null,1929,null,"HALL",null,null,null,null,null,null,null,null,null,null,null,97]
[null,1928,null,"HAMILTON",null,null,null,null,null,null,null,null,null,null,null,98]
[null,1927,null,"HANSFORD",null,null,null,null,null,null,null,null,null,null,null,99]
[null,1926,null,"HARDEMAN",null,null,null,null,null,null,null,null,null,null,null,100]
[null,1925,null,"HARDIN",null,null,null,null,null,null,null,null,null,null,null,101]
[null,1924,null,"HARRIS",null,null,null,null,null,null,null,null,null,null,null,102]
[null,1923,null,"HARRISON",null,null,null,null,null,null,null,null,null,null,null,103]
[null,1922,null,"HARTLEY",null,null,null,null,null,null,null,null,null,null,null,104]
[null,1921,null,"HASKELL",null,null,null,null,null,null,null,null,null,null,null,105]
[null,1920,null,"HAYS",null,null,null,null,null,null,null,null,null,null,null,106]
[null,1919,null,"HEMPHILL",null,null,null,null,null,null,null,null,null,null,null,107]
[null,1918,null,"HENDERSON",null,null,null,null,null,null,null,null,null,null,null,108]
[null,1917,null,"HIDALGO",null,null,null,null,null,null,null,null,null,null,null,109]
[null,1916,null,"HILL",null,null,null,null,null,null,null,null,null,null,null,110]
[null,1915,null,"HOCKLEY",null,null,null,null,null,null,null,null,null,null,null,111]
[null,1914,null,"HOOD",null,null,null,null,null,null,null,null,null,null,null,112]
[null,1913,null,"HOPKINS",null,null,null,null,null,null,null,null,null,null,null,113]
[null,1912,null,"HOUSTON",null,null,null,null,null,null,null,null,null,null,null,114]
[null,1911,null,"HOWARD",null,null,null,null,null,null,null,null,null,null,null,115]
[null,1910,null,"HUDSPETH",null,null,null,null,null,null,null,null,null,null,null,116]
[null,1909,null,"HUNT",null,null,null,null,null,null,null,null,null,null,null,117]
[null,1908,null,"HUTCHINSON",null,null,null,null,null,null,null,null,null,null,null,118]
[null,1907,null,"IRION",null,null,null,null,null,null,null,null,null,null,null,119]
[null,1906,null,"JACK",null,null,null,null,null,null,null,null,null,null,null,120]
[null,1905,null,"JACKSON",null,null,null,null,null,null,null,null,null,null,null,121]
[null,1904,null,"JASPER",null,null,null,null,null,null,null,null,null,null,null,122]
[null,1903,null,"JEFF DAVIS",null,null,null,null,null,null,null,null,null,null,null,123]
[null,1902,null,"JEFFERSON",null,null,null,null,null,null,null,null,null,null,null,124]
[null,1901,null,"JIM HOGG",null,null,null,null,null,null,null,null,null,null,null,125]
[null,1900,null,"JIM WELLS",null,null,null,null,null,null,null,null,null,null,null,126]
[null,"Unknown",null,"JOHNSON",null,null,null,null,null,null,null,null,null,null,null,127]
[null,null,null,"JONES",null,null,null,null,null,null,null,null,null,null,null,128]
[null,null,null,"KARNES",null,null,null,null,null,null,null,null,null,null,null,129]
[null,null,null,"KAUFMAN",null,null,null,null,null,null,null,null,null,null,null,130]
[null,null,null,"KENDALL",null,null,null,null,null,null,null,null,null,null,null,131]
[null,null,null,"KENEDY",null,null,null,null,null,null,null,null,null,null,null,132]
[null,null,null,"KENT",null,null,null,null,null,null,null,null,null,null,null,133]
[null,null,null,"KERR",null,null,null,null,null,null,null,null,null,null,null,134]
[null,null,null,"KIMBLE",null,null,null,null,null,null,null,null,null,null,null,135]
[null,null,null,"KING",null,null,null,null,null,null,null,null,null,null,null,136]
[null,null,null,"KINNEY",null,null,null,null,null,null,null,null,null,null,null,137]
[null,null,null,"KLEBERG",null,null,null,null,null,null,null,null,null,null,null,138]
[null,null,null,"KNOX",null,null,null,null,null,null,null,null,null,null,null,139]
[null,null,null,"LAMAR",null,null,null,null,null,null,null,null,null,null,null,140]
[null,null,null,"LAMB",null,null,null,null,null,null,null,null,null,null,null,141]
[null,null,null,"LAMPASAS",null,null,null,null,null,null,null,null,null,null,null,142]
[null,null,null,"LA SALLE",null,null,null,null,null,null,null,null,null,null,null,143]
[null,null,null,"LAVACA",null,null,null,null,null,null,null,null,null,null,null,144]
[null,null,null,"LEE",null,null,null,null,null,null,null,null,null,null,null,145]
[null,null,null,"LEON",null,null,null,null,null,null,null,null,null,null,null,146]
[null,null,null,"LIBERTY",null,null,null,null,null,null,null,null,null,null,null,147]
[null,null,null,"LIMESTONE",null,null,null,null,null,null,null,null,null,null,null,148]
[null,null,null,"LIPSCOMB",null,null,null,null,null,null,null,null,null,null,null,149]
[null,null,null,"LIVE OAK",null,null,null,null,null,null,null,null,null,null,null,150]
[null,null,null,"LLANO",null,null,null,null,null,null,null,null,null,null,null,151]
[null,null,null,"LOVING",null,null,null,null,null,null,null,null,null,null,null,152]
[null,null,null,"LUBBOCK",null,null,null,null,null,null,null,null,null,null,null,153]
[null,null,null,"LYNN",null,null,null,null,null,null,null,null,null,null,null,154]
[null,null,null,"MCCULLOCH",null,null,null,null,null,null,null,null,null,null,null,155]
[null,null,null,"MCLENNAN",null,null,null,null,null,null,null,null,null,null,null,156]
[null,null,null,"MCMULLEN",null,null,null,null,null,null,null,null,null,null,null,157]
[null,null,null,"MADISON",null,null,null,null,null,null,null,null,null,null,null,158]
[null,null,null,"MARION",null,null,null,null,null,null,null,null,null,null,null,159]
[null,null,null,"MARTIN",null,null,null,null,null,null,null,null,null,null,null,160]
[null,null,null,"MASON",null,null,null,null,null,null,null,null,null,null,null,161]
[null,null,null,"MATAGORDA",null,null,null,null,null,null,null,null,null,null,null,162]
[null,null,null,"MAVERICK",null,null,null,null,null,null,null,null,null,null,null,163]
[null,null,null,"MEDINA",null,null,null,null,null,null,null,null,null,null,null,164]
[null,null,null,"MENARD",null,null,null,null,null,null,null,null,null,null,null,165]
[null,null,null,"MIDLAND",null,null,null,null,null,null,null,null,null,null,null,166]
[null,null,null,"MILAM",null,null,null,null,null,null,null,null,null,null,null,167]
[null,null,null,"MILLS",null,null,null,null,null,null,null,null,null,null,null,168]
[null,null,null,"MITCHELL",null,null,null,null,null,null,null,null,null,null,null,169]
[null,null,null,"MONTAGUE",null,null,null,null,null,null,null,null,null,null,null,170]
[null,null,null,"MONTGOMERY",null,null,null,null,null,null,null,null,null,null,null,171]
[null,null,null,"MOORE",null,null,null,null,null,null,null,null,null,null,null,172]
[null,null,null,"MORRIS",null,null,null,null,null,null,null,null,null,null,null,173]
[null,null,null,"MOTLEY",null,null,null,null,null,null,null,null,null,null,null,174]
[null,null,null,"NACOGDOCHES",null,null,null,null,null,null,null,null,null,null,null,175]
[null,null,null,"NAVARRO",null,null,null,null,null,null,null,null,null,null,null,176]
[null,null,null,"NEWTON",null,null,null,null,null,null,null,null,null,null,null,177]
[null,null,null,"NOLAN",null,null,null,null,null,null,null,null,null,null,null,178]
[null,null,null,"NUECES",null,null,null,null,null,null,null,null,null,null,null,179]
[null,null,null,"OCHILTREE",null,null,null,null,null,null,null,null,null,null,null,180]
[null,null,null,"OLDHAM",null,null,null,null,null,null,null,null,null,null,null,181]
[null,null,null,"ORANGE",null,null,null,null,null,null,null,null,null,null,null,182]
[null,null,null,"PALO PINTO",null,null,null,null,null,null,null,null,null,null,null,183]
[null,null,null,"PANOLA",null,null,null,null,null,null,null,null,null,null,null,184]
[null,null,null,"PARKER",null,null,null,null,null,null,null,null,null,null,null,185]
[null,null,null,"PARMER",null,null,null,null,null,null,null,null,null,null,null,186]
[null,null,null,"PECOS",null,null,null,null,null,null,null,null,null,null,null,187]
[null,null,null,"POLK",null,null,null,null,null,null,null,null,null,null,null,188]
[null,null,null,"POTTER",null,null,null,null,null,null,null,null,null,null,null,189]
[null,null,null,"PRESIDIO",null,null,null,null,null,null,null,null,null,null,null,190]
[null,null,null,"RAINS",null,null,null,null,null,null,null,null,null,null,null,191]
[null,null,null,"RANDALL",null,null,null,null,null,null,null,null,null,null,null,192]
[null,null,null,"REAGAN",null,null,null,null,null,null,null,null,null,null,null,193]
[null,null,null,"REAL",null,null,null,null,null,null,null,null,null,null,null,194]
[null,null,null,"RED RIVER",null,null,null,null,null,null,null,null,null,null,null,195]
[null,null,null,"REEVES",null,null,null,null,null,null,null,null,null,null,null,196]
[null,null,null,"REFUGIO",null,null,null,null,null,null,null,null,null,null,null,197]
[null,null,null,"ROBERTS",null,null,null,null,null,null,null,null,null,null,null,198]
[null,null,null,"ROBERTSON",null,null,null,null,null,null,null,null,null,null,null,199]
[null,null,null,"ROCKWALL",null,null,null,null,null,null,null,null,null,null,null,200]
[null,null,null,"RUNNELS",null,null,null,null,null,null,null,null,null,null,null,201]
[null,null,null,"RUSK",null,null,null,null,null,null,null,null,null,null,null,202]
[null,null,null,"SABINE",null,null,null,null,null,null,null,null,null,null,null,203]
[null,null,null,"SAN AUGUSTINE",null,null,null,null,null,null,null,null,null,null,null,204]
[null,null,null,"SAN JACINTO",null,null,null,null,null,null,null,null,null,null,null,205]
[null,null,null,"SAN PATRICIO",null,null,null,null,null,null,null,null,null,null,null,206]
[null,null,null,"SAN SABA",null,null,null,null,null,null,null,null,null,null,null,207]
[null,null,null,"SCHLEICHER",null,null,null,null,null,null,null,null,null,null,null,208]
[null,null,null,"SCURRY",null,null,null,null,null,null,null,null,null,null,null,209]
[null,null,null,"SHACKELFORD",null,null,null,null,null,null,null,null,null,null,null,210]
[null,null,null,"SHELBY",null,null,null,null,null,null,null,null,null,null,null,211]
[null,null,null,"SHERMAN",null,null,null,null,null,null,null,null,null,null,null,212]
[null,null,null,"SMITH",null,null,null,null,null,null,null,null,null,null,null,213]
[null,null,null,"SOMERVELL",null,null,null,null,null,null,null,null,null,null,null,214]
[null,null,null,"STARR",null,null,null,null,null,null,null,null,null,null,null,215]
[null,null,null,"STEPHENS",null,null,null,null,null,null,null,null,null,null,null,216]
[null,null,null,"STERLING",null,null,null,null,null,null,null,null,null,null,null,217]
[null,null,null,"STONEWALL",null,null,null,null,null,null,null,null,null,null,null,218]
[null,null,null,"SUTTON",null,null,null,null,null,null,null,null,null,null,null,219]
[null,null,null,"SWISHER",null,null,null,null,null,null,null,null,null,null,null,220]
[null,null,null,"TARRANT",null,null,null,null,null,null,null,null,null,null,null,221]
[null,null,null,"TAYLOR",null,null,null,null,null,null,null,null,null,null,null,222]
[null,null,null,"TERRELL",null,null,null,null,null,null,null,null,null,null,null,223]
[null,null,null,"TERRY",null,null,null,null,null,null,null,null,null,null,null,224]
[null,null,null,"THROCKMORTON",null,null,null,null,null,null,null,null,null,null,null,225]
[null,null,null,"TITUS",null,null,null,null,null,null,null,null,null,null,null,226]
[null,null,null,"TOM GREEN",null,null,null,null,null,null,null,null,null,null,null,227]
[null,null,null,"TRAVIS",null,null,null,null,null,null,null,null,null,null,null,228]
[null,null,null,"TRINITY",null,null,null,null,null,null,null,null,null,null,null,229]
[null,null,null,"TYLER",null,null,null,null,null,null,null,null,null,null,null,230]
[null,null,null,"UPSHUR",null,null,null,null,null,null,null,null,null,null,null,231]
[null,null,null,"UPTON",null,null,null,null,null,null,null,null,null,null,null,232]
[null,null,null,"UVALDE",null,null,null,null,null,null,null,null,null,null,null,233]
[null,null,null,"VAL VERDE",null,null,null,null,null,null,null,null,null,null,null,234]
[null,null,null,"VAN ZANDT",null,null,null,null,null,null,null,null,null,null,null,235]
[null,null,null,"VICTORIA",null,null,null,null,null,null,null,null,null,null,null,236]
[null,null,null,"WALKER",null,null,null,null,null,null,null,null,null,null,null,237]
[null,null,null,"WALLER",null,null,null,null,null,null,null,null,null,null,null,238]
[null,null,null,"WARD",null,null,null,null,null,null,null,null,null,null,null,239]
[null,null,null,"WASHINGTON",null,null,null,null,null,null,null,null,null,null,null,240]
[null,null,null,"WEBB",null,null,null,null,null,null,null,null,null,null,null,241]
[null,null,null,"WHARTON",null,null,null,null,null,null,null,null,null,null,null,242]
[null,null,null,"WHEELER",null,null,null,null,null,null,null,null,null,null,null,243]
[null,null,null,"WICHITA",null,null,null,null,null,null,null,null,null,null,null,244]
[null,null,null,"WILBARGER",null,null,null,null,null,null,null,null,null,null,null,245]
[null,null,null,"WILLACY",null,null,null,null,null,null,null,null,null,null,null,246]
[null,null,null,"WILLIAMSON",null,null,null,null,null,null,null,null,null,null,null,247]
[null,null,null,"WILSON",null,null,null,null,null,null,null,null,null,null,null,248]
[null,null,null,"WINKLER",null,null,null,null,null,null,null,null,null,null,null,249]
[null,null,null,"WISE",null,null,null,null,null,null,null,null,null,null,null,250]
[null,null,null,"WOOD",null,null,null,null,null,null,null,null,null,null,null,251]
[null,null,null,"YOAKUM",null,null,null,null,null,null,null,null,null,null,null,252]
[null,null,null,"YOUNG",null,null,null,null,null,null,null,null,null,null,null,253]
[null,null,null,"ZAPATA",null,null,null,null,null,null,null,null,null,null,null,254]
[null,null,null,"ZAVALA",null,null,null,null,null,null,null,null,null,null,null,255]
[null,null,null,null,null,null,null,null,null,null,null,null,null,null,null,256]
[null,null,null,null,null,null,null,null,null,null,null,null,null,null,null,257]
[null,null,null,null,null,null,null,null,null,null,null,null,null,null,null,258]
[null,null,null,null,null,null,null,null,null,null,null,null,null,null,null,259]
[null,null,null,null,null,null,null,null,null,null,null,null,null,null,null,260]
[null,null,null,null,null,null,null,null,null,null,null,null,null,null,null,261]
[null,null,null,null,null,null,null,null,null,null,null,null,null,null,null,262]
[null,null,null,null,null,null,null,null,null,null,null,null,null,null,null,263]
[null,null,null,null,null,null,null,null,null,null,null,null,null,null,null,264]
[null,null,null,null,null,null,null,null,null,null,null,null,null,null,null,265]
[null,null,null,null,null,null,null,null,null,null,null,null,null,null,null,266]
[null,null,null,null,null,null,null,null,null,null,null,null,null,null,null,267]
[null,null,null,null,null,null,null,null,null,null,null,null,null,null,null,268]
[null,null,null,null,null,null,null,null,null,null,null,null,null,null,null,269]
[null,null,null,null,null,null,null,null,null,null,null,null,null,null,null,270]
[null,null,null,null,null,null,null,null,null,null,null,null,null,null,null,271]
[null,null,null,null,null,null,null,null,null,null,null,null,null,null,null,272]
[null,null,null,null,null,null,null,null,null,null,null,null,null,null,null,273]
[null,null,null,null,null,null,null,null,null,null,null,null,null,null,null,274]
[null,null,null,null,null,null,null,null,null,null,null,null,null,null,null,275]
[null,null,null,null,null,null,null,null,null,null,null,null,null,null,null,276]
[null,null,null,null,null,null,null,null,null,null,null,null,null,null,null,277]
[null,null,null,null,null,null,null,null,null,null,null,null,null,null,null,278]
[null,null,null,null,null,null,null,null,null,null,null,null,null,null,null,279]
[null,null,null,null,null,null,null,null,null,null,null,null,null,null,null,280]
[null,null,null,null,null,null,null,null,null,null,null,null,null,null,null,281]
[null,null,null,null,null,null,null,null,null,null,null,null,null,null,null,282]
[null,null,null,null,null,null,null,null,null,null,null,null,null,null,null,283]
[null,null,null,null,null,null,null,null,null,null,null,null,null,null,null,284]
[null,null,null,null,null,null,null,null,null,null,null,null,null,null,null,285]
[null,null,null,null,null,null,null,null,null,null,null,null,null,null,null,286]
[null,null,null,null,null,null,null,null,null,null,null,null,null,null,null,287]
[null,null,null,null,null,null,null,null,null,null,null,null,null,null,null,288]
[null,null,null,null,null,null,null,null,null,null,null,null,null,null,null,289]
[null,null,null,null,null,null,null,null,null,null,null,null,null,null,null,290]
[null,null,null,null,null,null,null,null,null,null,null,null,null,null,null,291]
[null,null,null,null,null,null,null,null,null,null,null,null,null,null,null,292]
[null,null,null,null,null,null,null,null,null,null,null,null,null,null,null,293]
[null,null,null,null,null,null,null,null,null,null,null,null,null,null,null,294]
[null,null,null,null,null,null,null,null,null,null,null,null,null,null,null,295]
[null,null,null,null,null,null,null,null,null,null,null,null,null,null,null,296]
[null,null,null,null,null,null,null,null,null,null,null,null,null,null,null,297]
[null,null,null,null,null,null,null,null,null,null,null,null,null,null,null,298]
[null,null,null,null,null,null,null,null,null,null,null,null,null,null,null,299]
[null,null,null,null,null,null,null,null,null,null,null,null,null,null,null,300]
[null,null,null,null,null,null,null,null,null,null,null,null,null,null,null,301]
[null,null,null,null,null,null,null,null,null,null,null,null,null,null,null,302]
[null,null,null,null,null,null,null,null,null,null,null,null,null,null,null,303]
[null,null,null,null,null,null,null,null,null,null,null,null,null,null,null,304]
[null,null,null,null,null,null,null,null,null,null,null,null,null,null,null,305]
[null,null,null,null,null,null,null,null,null,null,null,null,null,null,null,306]
[null,null,null,null,null,null,null,null,null,null,null,null,null,null,null,307]
[null,null,null,null,null,null,null,null,null,null,null,null,null,null,null,308]
[null,null,null,null,null,null,null,null,null,null,null,null,null,null,null,309]
[null,null,null,null,null,null,null,null,null,null,null,null,null,null,null,310]
[null,null,null,null,null,null,null,null,null,null,null,null,null,null,null,311]
[null,null,null,null,null,null,null,null,null,null,null,null,null,null,null,312]
[null,null,null,null,null,null,null,null,null,null,null,null,null,null,null,313]
[null,null,null,null,null,null,null,null,null,null,null,null,null,null,null,314]
[null,null,null,null,null,null,null,null,null,null,null,null,null,null,null,315]
[null,null,null,null,null,null,null,null,null,null,null,null,null,null,null,316]
[null,null,null,null,null,null,null,null,null,null,null,null,null,null,null,317]
[null,null,null,null,null,null,null,null,null,null,null,null,null,null,null,318]
[null,null,null,null,null,null,null,null,null,null,null,null,null,null,null,319]
[null,null,null,null,null,null,null,null,null,null,null,null,null,null,null,320]
[null,null,null,null,null,null,null,null,null,null,null,null,null,null,null,321]
[null,null,null,null,null,null,null,null,null,null,null,null,null,null,null,322]
[null,null,null,null,null,null,null,null,null,null,null,null,null,null,null,323]
[null,null,null,null,null,null,null,null,null,null,null,null,null,null,null,324]
[null,null,null,null,null,null,null,null,null,null,null,null,null,null,null,325]
[null,null,null,null,null,null,null,null,null,null,null,null,null,null,null,326]
[null,null,null,null,null,null,null,null,null,null,null,null,null,null,null,327]
[null,null,null,null,null,null,null,null,null,null,null,null,null,null,null,328]
[null,null,null,null,null,null,null,null,null,null,null,null,null,null,null,329]
[null,null,null,null,null,null,null,null,null,null,null,null,null,null,null,330]
[null,null,null,null,null,null,null,null,null,null,null,null,null,null,null,331]
[null,null,null,null,null,null,null,null,null,null,null,null,null,null,null,332]
[null,null,null,null,null,null,null,null,null,null,null,null,null,null,null,333]
[null,null,null,null,null,null,null,null,null,null,null,null,null,null,null,334]
[null,null,null,null,null,null,null,null,null,null,null,null,null,null,null,335]
[null,null,null,null,null,null,null,null,null,null,null,null,null,null,null,336]
[null,null,null,null,null,null,null,null,null,null,null,null,null,null,null,337]
[null,null,null,null,null,null,null,null,null,null,null,null,null,null,null,338]
[null,null,null,null,null,null,null,null,null,null,null,null,null,null,null,339]
[null,null,null,null,null,null,null,null,null,null,null,null,null,null,null,340]
[null,null,null,null,null,null,null,null,null,null,null,null,null,null,null,341]
[null,null,null,null,null,null,null,null,null,null,null,null,null,null,null,342]
[null,null,null,null,null,null,null,null,null,null,null,null,null,null,null,343]
[null,null,null,null,null,null,null,null,null,null,null,null,null,null,null,344]
[null,null,null,null,null,null,null,null,null,null,null,null,null,null,null,345]
[null,null,null,null,null,null,null,null,null,null,null,null,null,null,null,346]
[null,null,null,null,null,null,null,null,null,null,null,null,null,null,null,347]
[null,null,null,null,null,null,null,null,null,null,null,null,null,null,null,348]
[null,null,null,null,null,null,null,null,null,null,null,null,null,null,null,349]
[null,null,null,null,null,null,null,null,null,null,null,null,null,null,null,350]
[null,null,null,null,null,null,null,null,null,null,null,null,null,null,null,351]
[null,null,null,null,null,null,null,null,null,null,null,null,null,null,null,352]
[null,null,null,null,null,null,null,null,null,null,null,null,null,null,null,353]
[null,null,null,null,null,null,null,null,null,null,null,null,null,null,null,354]
[null,null,null,null,null,null,null,null,null,null,null,null,null,null,null,355]
[null,null,null,null,null,null,null,null,null,null,null,null,null,null,null,356]
[null,null,null,null,null,null,null,null,null,null,null,null,null,null,null,357]
[null,null,null,null,null,null,null,null,null,null,null,null,null,null,null,358]
[null,null,null,null,null,null,null,null,null,null,null,null,null,null,null,359]
[null,null,null,null,null,null,null,null,null,null,null,null,null,null,null,360]
[null,null,null,null,null,null,null,null,null,null,null,null,null,null,null,361]
[null,null,null,null,null,null,null,null,null,null,null,null,null,null,null,362]
[null,null,null,null,null,null,null,null,null,null,null,null,null,null,null,363]
[null,null,null,null,null,null,null,null,null,null,null,null,null,null,null,364]
[null,null,null,null,null,null,null,null,null,null,null,null,null,null,null,365]
[null,null,null,null,null,null,null,null,null,null,null,null,null,null,null,366]
[null,null,null,null,null,null,null,null,null,null,null,null,null,null,null,367]
[null,null,null,null,null,null,null,null,null,null,null,null,null,null,null,368]
[null,null,null,null,null,null,null,null,null,null,null,null,null,null,null,369]
[null,null,null,null,null,null,null,null,null,null,null,null,null,null,null,370]
[null,null,null,null,null,null,null,null,null,null,null,null,null,null,null,371]
[null,null,null,null,null,null,null,null,null,null,null,null,null,null,null,372]
[null,null,null,null,null,null,null,null,null,null,null,null,null,null,null,373]
[null,null,null,null,null,null,null,null,null,null,null,null,null,null,null,374]
[null,null,null,null,null,null,null,null,null,null,null,null,null,null,null,375]
[null,null,null,null,null,null,null,null,null,null,null,null,null,null,null,376]
[null,null,null,null,null,null,null,null,null,null,null,null,null,null,null,377]
[null,null,null,null,null,null,null,null,null,null,null,null,null,null,null,378]
[null,null,null,null,null,null,null,null,null,null,null,null,null,null,null,379]
[null,null,null,null,null,null,null,null,null,null,null,null,null,null,null,380]
[null,null,null,null,null,null,null,null,null,null,null,null,null,null,null,381]
[null,null,null,null,null,null,null,null,null,null,null,null,null,null,null,382]
[null,null,null,null,null,null,null,null,null,null,null,null,null,null,null,383]
[null,null,null,null,null,null,null,null,null,null,null,null,null,null,null,384]
[null,null,null,null,null,null,null,null,null,null,null,null,null,null,null,385]
[null,null,null,null,null,null,null,null,null,null,null,null,null,null,null,386]
[null,null,null,null,null,null,null,null,null,null,null,null,null,null,null,387]
[null,null,null,null,null,null,null,null,null,null,null,null,null,null,null,388]
[null,null,null,null,null,null,null,null,null,null,null,null,null,null,null,389]
[null,null,null,null,null,null,null,null,null,null,null,null,null,null,null,390]
[null,null,null,null,null,null,null,null,null,null,null,null,null,null,null,391]
[null,null,null,null,null,null,null,null,null,null,null,null,null,null,null,392]
[null,null,null,null,null,null,null,null,null,null,null,null,null,null,null,393]
[null,null,null,null,null,null,null,null,null,null,null,null,null,null,null,394]
[null,null,null,null,null,null,null,null,null,null,null,null,null,null,null,395]
[null,null,null,null,null,null,null,null,null,null,null,null,null,null,null,396]
[null,null,null,null,null,null,null,null,null,null,null,null,null,null,null,397]
[null,null,null,null,null,null,null,null,null,null,null,null,null,null,null,398]
[null,null,null,null,null,null,null,null,null,null,null,null,null,null,null,399]
[null,null,null,null,null,null,null,null,null,null,null,null,null,null,null,400]
[null,null,null,null,null,null,null,null,null,null,null,null,null,null,null,401]
[null,null,null,null,null,null,null,null,null,null,null,null,null,null,null,402]
[null,null,null,null,null,null,null,null,null,null,null,null,null,null,null,403]
[null,null,null,null,null,null,null,null,null,null,null,null,null,null,null,404]
[null,null,null,null,null,null,null,null,null,null,null,null,null,null,null,405]
[null,null,null,null,null,null,null,null,null,null,null,null,null,null,null,406]
[null,null,null,null,null,null,null,null,null,null,null,null,null,null,null,407]
[null,null,null,null,null,null,null,null,null,null,null,null,null,null,null,408]
[null,null,null,null,null,null,null,null,null,null,null,null,null,null,null,409]
[null,null,null,null,null,null,null,null,null,null,null,null,null,null,null,410]
[null,null,null,null,null,null,null,null,null,null,null,null,null,null,null,411]
[null,null,null,null,null,null,null,null,null,null,null,null,null,null,null,412]
[null,null,null,null,null,null,null,null,null,null,null,null,null,null,null,413]
[null,null,null,null,null,null,null,null,null,null,null,null,null,null,null,414]
[null,null,null,null,null,null,null,null,null,null,null,null,null,null,null,415]
[null,null,null,null,null,null,null,null,null,null,null,null,null,null,null,416]
[null,null,null,null,null,null,null,null,null,null,null,null,null,null,null,417]
[null,null,null,null,null,null,null,null,null,null,null,null,null,null,null,418]
[null,null,null,null,null,null,null,null,null,null,null,null,null,null,null,419]
[null,null,null,null,null,null,null,null,null,null,null,null,null,null,null,420]
[null,null,null,null,null,null,null,null,null,null,null,null,null,null,null,421]
[null,null,null,null,null,null,null,null,null,null,null,null,null,null,null,422]
[null,null,null,null,null,null,null,null,null,null,null,null,null,null,null,423]
[null,null,null,null,null,null,null,null,null,null,null,null,null,null,null,424]
[null,null,null,null,null,null,null,null,null,null,null,null,null,null,null,425]
[null,null,null,null,null,null,null,null,null,null,null,null,null,null,null,426]
[null,null,null,null,null,null,null,null,null,null,null,null,null,null,null,427]
[null,null,null,null,null,null,null,null,null,null,null,null,null,null,null,428]
[null,null,null,null,null,null,null,null,null,null,null,null,null,null,null,429]
[null,null,null,null,null,null,null,null,null,null,null,null,null,null,null,430]
[null,null,null,null,null,null,null,null,null,null,null,null,null,null,null,431]
[null,null,null,null,null,null,null,null,null,null,null,null,null,null,null,432]
[null,null,null,null,null,null,null,null,null,null,null,null,null,null,null,433]
[null,null,null,null,null,null,null,null,null,null,null,null,null,null,null,434]
[null,null,null,null,null,null,null,null,null,null,null,null,null,null,null,435]
[null,null,null,null,null,null,null,null,null,null,null,null,null,null,null,436]
[null,null,null,null,null,null,null,null,null,null,null,null,null,null,null,437]
[null,null,null,null,null,null,null,null,null,null,null,null,null,null,null,438]
[null,null,null,null,null,null,null,null,null,null,null,null,null,null,null,439]
[null,null,null,null,null,null,null,null,null,null,null,null,null,null,null,440]
[null,null,null,null,null,null,null,null,null,null,null,null,null,null,null,441]
[null,null,null,null,null,null,null,null,null,null,null,null,null,null,null,442]
[null,null,null,null,null,null,null,null,null,null,null,null,null,null,null,443]
[null,null,null,null,null,null,null,null,null,null,null,null,null,null,null,444]
[null,null,null,null,null,null,null,null,null,null,null,null,null,null,null,445]
[null,null,null,null,null,null,null,null,null,null,null,null,null,null,null,446]
[null,null,null,null,null,null,null,null,null,null,null,null,null,null,null,447]
[null,null,null,null,null,null,null,null,null,null,null,null,null,null,null,448]
[null,null,null,null,null,null,null,null,null,null,null,null,null,null,null,449]
[null,null,null,null,null,null,null,null,null,null,null,null,null,null,null,450]
[null,null,null,null,null,null,null,null,null,null,null,null,null,null,null,451]
[null,null,null,null,null,null,null,null,null,null,null,null,null,null,null,452]
[null,null,null,null,null,null,null,null,null,null,null,null,null,null,null,453]
[null,null,null,null,null,null,null,null,null,null,null,null,null,null,null,454]
[null,null,null,null,null,null,null,null,null,null,null,null,null,null,null,455]
[null,null,null,null,null,null,null,null,null,null,null,null,null,null,null,456]
[null,null,null,null,null,null,null,null,null,null,null,null,null,null,null,457]
[null,null,null,null,null,null,null,null,null,null,null,null,null,null,null,458]
[null,null,null,null,null,null,null,null,null,null,null,null,null,null,null,459]
[null,null,null,null,null,null,null,null,null,null,null,null,null,null,null,460]
[null,null,null,null,null,null,null,null,null,null,null,null,null,null,null,461]
[null,null,null,null,null,null,null,null,null,null,null,null,null,null,null,462]
[null,null,null,null,null,null,null,null,null,null,null,null,null,null,null,463]
[null,null,null,null,null,null,null,null,null,null,null,null,null,null,null,464]
[null,null,null,null,null,null,null,null,null,null,null,null,null,null,null,465]
[null,null,null,null,null,null,null,null,null,null,null,null,null,null,null,466]
[null,null,null,null,null,null,null,null,null,null,null,null,null,null,null,467]
[null,null,null,null,null,null,null,null,null,null,null,null,null,null,null,468]
[null,null,null,null,null,null,null,null,null,null,null,null,null,null,null,469]
[null,null,null,null,null,null,null,null,null,null,null,null,null,null,null,470]
[null,null,null,null,null,null,null,null,null,null,null,null,null,null,null,471]
[null,null,null,null,null,null,null,null,null,null,null,null,null,null,null,472]
[null,null,null,null,null,null,null,null,null,null,null,null,null,null,null,473]
[null,null,null,null,null,null,null,null,null,null,null,null,null,null,null,474]
[null,null,null,null,null,null,null,null,null,null,null,null,null,null,null,475]
[null,null,null,null,null,null,null,null,null,null,null,null,null,null,null,476]
[null,null,null,null,null,null,null,null,null,null,null,null,null,null,null,477]
[null,null,null,null,null,null,null,null,null,null,null,null,null,null,null,478]
[null,null,null,null,null,null,null,null,null,null,null,null,null,null,null,479]
[null,null,null,null,null,null,null,null,null,null,null,null,null,null,null,480]
[null,null,null,null,null,null,null,null,null,null,null,null,null,null,null,481]
[null,null,null,null,null,null,null,null,null,null,null,null,null,null,null,482]
[null,null,null,null,null,null,null,null,null,null,null,null,null,null,null,483]
[null,null,null,null,null,null,null,null,null,null,null,null,null,null,null,484]
[null,null,null,null,null,null,null,null,null,null,null,null,null,null,null,485]
[null,null,null,null,null,null,null,null,null,null,null,null,null,null,null,486]
[null,null,null,null,null,null,null,null,null,null,null,null,null,null,null,487]
[null,null,null,null,null,null,null,null,null,null,null,null,null,null,null,488]
[null,null,null,null,null,null,null,null,null,null,null,null,null,null,null,489]
[null,null,null,null,null,null,null,null,null,null,null,null,null,null,null,490]
[null,null,null,null,null,null,null,null,null,null,null,null,null,null,null,491]
[null,null,null,null,null,null,null,null,null,null,null,null,null,null,null,492]
[null,null,null,null,null,null,null,null,null,null,null,null,null,null,null,493]
[null,null,null,null,null,null,null,null,null,null,null,null,null,null,null,494]
[null,null,null,null,null,null,null,null,null,null,null,null,null,null,null,495]
[null,null,null,null,null,null,null,null,null,null,null,null,null,null,null,496]
[null,null,null,null,null,null,null,null,null,null,null,null,null,null,null,497]
[null,null,null,null,null,null,null,null,null,null,null,null,null,null,null,498]
[null,null,null,null,null,null,null,null,null,null,null,null,null,null,null,499]
[null,null,null,null,null,null,null,null,null,null,null,null,null,null,null,500]
[null,null,null,null,null,null,null,null,null,null,null,null,null,null,null,501]
[null,null,null,null,null,null,null,null,null,null,null,null,null,null,null,502]
[null,null,null,null,null,null,null,null,null,null,null,null,null,null,null,503]
[null,null,null,null,null,null,null,null,null,null,null,null,null,null,null,504]
[null,null,null,null,null,null,null,null,null,null,null,null,null,null,null,505]
[null,null,null,null,null,null,null,null,null,null,null,null,null,null,null,506]
[null,null,null,null,null,null,null,null,null,null,null,null,null,null,null,507]
[null,null,null,null,null,null,null,null,null,null,null,null,null,null,null,508]
[null,null,null,null,null,null,null,null,null,null,null,null,null,null,null,509]
[null,null,null,null,null,null,null,null,null,null,null,null,null,null,null,510]
[null,null,null,null,null,null,null,null,null,null,null,null,null,null,null,511]
[null,null,null,null,null,null,null,null,null,null,null,null,null,null,null,512]
[null,null,null,null,null,null,null,null,null,null,null,null,null,null,null,513]
[null,null,null,null,null,null,null,null,null,null,null,null,null,null,null,514]
[null,null,null,null,null,null,null,null,null,null,null,null,null,null,null,515]
[null,null,null,null,null,null,null,null,null,null,null,null,null,null,null,516]
[null,null,null,null,null,null,null,null,null,null,null,null,null,null,null,517]
[null,null,null,null,null,null,null,null,null,null,null,null,null,null,null,518]
[null,null,null,null,null,null,null,null,null,null,null,null,null,null,null,519]
[null,null,null,null,null,null,null,null,null,null,null,null,null,null,null,520]
[null,null,null,null,null,null,null,null,null,null,null,null,null,null,null,521]
[null,null,null,null,null,null,null,null,null,null,null,null,null,null,null,522]
[null,null,null,null,null,null,null,null,null,null,null,null,null,null,null,523]
[null,null,null,null,null,null,null,null,null,null,null,null,null,null,null,524]
[null,null,null,null,null,null,null,null,null,null,null,null,null,null,null,525]
[null,null,null,null,null,null,null,null,null,null,null,null,null,null,null,526]
[null,null,null,null,null,null,null,null,null,null,null,null,null,null,null,527]
[null,null,null,null,null,null,null,null,null,null,null,null,null,null,null,528]
[null,null,null,null,null,null,null,null,null,null,null,null,null,null,null,529]
[null,null,null,null,null,null,null,null,null,null,null,null,null,null,null,530]
[null,null,null,null,null,null,null,null,null,null,null,null,null,null,null,531]
[null,null,null,null,null,null,null,null,null,null,null,null,null,null,null,532]
[null,null,null,null,null,null,null,null,null,null,null,null,null,null,null,533]
[null,null,null,null,null,null,null,null,null,null,null,null,null,null,null,534]
[null,null,null,null,null,null,null,null,null,null,null,null,null,null,null,535]
[null,null,null,null,null,null,null,null,null,null,null,null,null,null,null,536]
[null,null,null,null,null,null,null,null,null,null,null,null,null,null,null,537]
[null,null,null,null,null,null,null,null,null,null,null,null,null,null,null,538]
[null,null,null,null,null,null,null,null,null,null,null,null,null,null,null,539]
[null,null,null,null,null,null,null,null,null,null,null,null,null,null,null,540]
[null,null,null,null,null,null,null,null,null,null,null,null,null,null,null,541]
[null,null,null,null,null,null,null,null,null,null,null,null,null,null,null,542]
[null,null,null,null,null,null,null,null,null,null,null,null,null,null,null,543]
[null,null,null,null,null,null,null,null,null,null,null,null,null,null,null,544]
[null,null,null,null,null,null,null,null,null,null,null,null,null,null,null,545]
[null,null,null,null,null,null,null,null,null,null,null,null,null,null,null,546]
[null,null,null,null,null,null,null,null,null,null,null,null,null,null,null,547]
[null,null,null,null,null,null,null,null,null,null,null,null,null,null,null,548]
[null,null,null,null,null,null,null,null,null,null,null,null,null,null,null,549]
[null,null,null,null,null,null,null,null,null,null,null,null,null,null,null,550]
[null,null,null,null,null,null,null,null,null,null,null,null,null,null,null,551]
[null,null,null,null,null,null,null,null,null,null,null,null,null,null,null,552]
[null,null,null,null,null,null,null,null,null,null,null,null,null,null,null,553]
[null,null,null,null,null,null,null,null,null,null,null,null,null,null,null,554]
[null,null,null,null,null,null,null,null,null,null,null,null,null,null,null,555]
[null,null,null,null,null,null,null,null,null,null,null,null,null,null,null,556]
[null,null,null,null,null,null,null,null,null,null,null,null,null,null,null,557]
[null,null,null,null,null,null,null,null,null,null,null,null,null,null,null,558]
[null,null,null,null,null,null,null,null,null,null,null,null,null,null,null,559]
[null,null,null,null,null,null,null,null,null,null,null,null,null,null,null,560]
[null,null,null,null,null,null,null,null,null,null,null,null,null,null,null,561]
[null,null,null,null,null,null,null,null,null,null,null,null,null,null,null,562]
[null,null,null,null,null,null,null,null,null,null,null,null,null,null,null,563]
[null,null,null,null,null,null,null,null,null,null,null,null,null,null,null,564]
[null,null,null,null,null,null,null,null,null,null,null,null,null,null,null,565]
[null,null,null,null,null,null,null,null,null,null,null,null,null,null,null,566]
[null,null,null,null,null,null,null,null,null,null,null,null,null,null,null,567]
[null,null,null,null,null,null,null,null,null,null,null,null,null,null,null,568]
[null,null,null,null,null,null,null,null,null,null,null,null,null,null,null,569]
[null,null,null,null,null,null,null,null,null,null,null,null,null,null,null,570]
[null,null,null,null,null,null,null,null,null,null,null,null,null,null,null,571]
[null,null,null,null,null,null,null,null,null,null,null,null,null,null,null,572]
[null,null,null,null,null,null,null,null,null,null,null,null,null,null,null,573]
[null,null,null,null,null,null,null,null,null,null,null,null,null,null,null,574]
[null,null,null,null,null,null,null,null,null,null,null,null,null,null,null,575]
[null,null,null,null,null,null,null,null,null,null,null,null,null,null,null,576]
[null,null,null,null,null,null,null,null,null,null,null,null,null,null,null,577]
[null,null,null,null,null,null,null,null,null,null,null,null,null,null,null,578]
[null,null,null,null,null,null,null,null,null,null,null,null,null,null,null,579]
[null,null,null,null,null,null,null,null,null,null,null,null,null,null,null,580]
[null,null,null,null,null,null,null,null,null,null,null,null,null,null,null,581]
[null,null,null,null,null,null,null,null,null,null,null,null,null,null,null,582]
[null,null,null,null,null,null,null,null,null,null,null,null,null,null,null,583]
[null,null,null,null,null,null,null,null,null,null,null,null,null,null,null,584]
[null,null,null,null,null,null,null,null,null,null,null,null,null,null,null,585]
[null,null,null,null,null,null,null,null,null,null,null,null,null,null,null,586]
[null,null,null,null,null,null,null,null,null,null,null,null,null,null,null,587]
[null,null,null,null,null,null,null,null,null,null,null,null,null,null,null,588]
[null,null,null,null,null,null,null,null,null,null,null,null,null,null,null,589]
[null,null,null,null,null,null,null,null,null,null,null,null,null,null,null,590]
[null,null,null,null,null,null,null,null,null,null,null,null,null,null,null,591]
[null,null,null,null,null,null,null,null,null,null,null,null,null,null,null,592]
[null,null,null,null,null,null,null,null,null,null,null,null,null,null,null,593]
[null,null,null,null,null,null,null,null,null,null,null,null,null,null,null,594]
[null,null,null,null,null,null,null,null,null,null,null,null,null,null,null,595]
[null,null,null,null,null,null,null,null,null,null,null,null,null,null,null,596]
[null,null,null,null,null,null,null,null,null,null,null,null,null,null,null,597]
[null,null,null,null,null,null,null,null,null,null,null,null,null,null,null,598]
[null,null,null,null,null,null,null,null,null,null,null,null,null,null,null,599]
[null,null,null,null,null,null,null,null,null,null,null,null,null,null,null,600]
[null,null,null,null,null,null,null,null,null,null,null,null,null,null,null,601]
[null,null,null,null,null,null,null,null,null,null,null,null,null,null,null,602]
[null,null,null,null,null,null,null,null,null,null,null,null,null,null,null,603]
[null,null,null,null,null,null,null,null,null,null,null,null,null,null,null,604]
[null,null,null,null,null,null,null,null,null,null,null,null,null,null,null,605]
[null,null,null,null,null,null,null,null,null,null,null,null,null,null,null,606]
[null,null,null,null,null,null,null,null,null,null,null,null,null,null,null,607]
[null,null,null,null,null,null,null,null,null,null,null,null,null,null,null,608]
[null,null,null,null,null,null,null,null,null,null,null,null,null,null,null,609]
[null,null,null,null,null,null,null,null,null,null,null,null,null,null,null,610]
[null,null,null,null,null,null,null,null,null,null,null,null,null,null,null,611]
[null,null,null,null,null,null,null,null,null,null,null,null,null,null,null,612]
[null,null,null,null,null,null,null,null,null,null,null,null,null,null,null,613]
[null,null,null,null,null,null,null,null,null,null,null,null,null,null,null,614]
[null,null,null,null,null,null,null,null,null,null,null,null,null,null,null,615]
[null,null,null,null,null,null,null,null,null,null,null,null,null,null,null,616]
[null,null,null,null,null,null,null,null,null,null,null,null,null,null,null,617]
[null,null,null,null,null,null,null,null,null,null,null,null,null,null,null,618]
[null,null,null,null,null,null,null,null,null,null,null,null,null,null,null,619]
[null,null,null,null,null,null,null,null,null,null,null,null,null,null,null,620]
[null,null,null,null,null,null,null,null,null,null,null,null,null,null,null,621]
[null,null,null,null,null,null,null,null,null,null,null,null,null,null,null,622]
[null,null,null,null,null,null,null,null,null,null,null,null,null,null,null,623]
[null,null,null,null,null,null,null,null,null,null,null,null,null,null,null,624]
[null,null,null,null,null,null,null,null,null,null,null,null,null,null,null,625]
[null,null,null,null,null,null,null,null,null,null,null,null,null,null,null,626]
[null,null,null,null,null,null,null,null,null,null,null,null,null,null,null,627]
[null,null,null,null,null,null,null,null,null,null,null,null,null,null,null,628]
[null,null,null,null,null,null,null,null,null,null,null,null,null,null,null,629]
[null,null,null,null,null,null,null,null,null,null,null,null,null,null,null,630]
[null,null,null,null,null,null,null,null,null,null,null,null,null,null,null,631]
[null,null,null,null,null,null,null,null,null,null,null,null,null,null,null,632]
[null,null,null,null,null,null,null,null,null,null,null,null,null,null,null,633]
[null,null,null,null,null,null,null,null,null,null,null,null,null,null,null,634]
[null,null,null,null,null,null,null,null,null,null,null,null,null,null,null,635]
[null,null,null,null,null,null,null,null,null,null,null,null,null,null,null,636]
[null,null,null,null,null,null,null,null,null,null,null,null,null,null,null,637]
[null,null,null,null,null,null,null,null,null,null,null,null,null,null,null,638]
[null,null,null,null,null,null,null,null,null,null,null,null,null,null,null,639]
[null,null,null,null,null,null,null,null,null,null,null,null,null,null,null,640]
[null,null,null,null,null,null,null,null,null,null,null,null,null,null,null,641]
[null,null,null,null,null,null,null,null,null,null,null,null,null,null,null,642]
[null,null,null,null,null,null,null,null,null,null,null,null,null,null,null,643]
[null,null,null,null,null,null,null,null,null,null,null,null,null,null,null,644]
[null,null,null,null,null,null,null,null,null,null,null,null,null,null,null,645]
[null,null,null,null,null,null,null,null,null,null,null,null,null,null,null,646]
[null,null,null,null,null,null,null,null,null,null,null,null,null,null,null,647]
[null,null,null,null,null,null,null,null,null,null,null,null,null,null,null,648]
[null,null,null,null,null,null,null,null,null,null,null,null,null,null,null,649]
[null,null,null,null,null,null,null,null,null,null,null,null,null,null,null,650]
[null,null,null,null,null,null,null,null,null,null,null,null,null,null,null,651]
[null,null,null,null,null,null,null,null,null,null,null,null,null,null,null,652]
[null,null,null,null,null,null,null,null,null,null,null,null,null,null,null,653]
[null,null,null,null,null,null,null,null,null,null,null,null,null,null,null,654]
[null,null,null,null,null,null,null,null,null,null,null,null,null,null,null,655]
[null,null,null,null,null,null,null,null,null,null,null,null,null,null,null,656]
[null,null,null,null,null,null,null,null,null,null,null,null,null,null,null,657]
[null,null,null,null,null,null,null,null,null,null,null,null,null,null,null,658]
[null,null,null,null,null,null,null,null,null,null,null,null,null,null,null,659]
[null,null,null,null,null,null,null,null,null,null,null,null,null,null,null,660]
[null,null,null,null,null,null,null,null,null,null,null,null,null,null,null,661]
[null,null,null,null,null,null,null,null,null,null,null,null,null,null,null,662]
[null,null,null,null,null,null,null,null,null,null,null,null,null,null,null,663]
[null,null,null,null,null,null,null,null,null,null,null,null,null,null,null,664]
[null,null,null,null,null,null,null,null,null,null,null,null,null,null,null,665]
[null,null,null,null,null,null,null,null,null,null,null,null,null,null,null,666]
[null,null,null,null,null,null,null,null,null,null,null,null,null,null,null,667]
[null,null,null,null,null,null,null,null,null,null,null,null,null,null,null,668]
[null,null,null,null,null,null,null,null,null,null,null,null,null,null,null,669]
[null,null,null,null,null,null,null,null,null,null,null,null,null,null,null,670]
[null,null,null,null,null,null,null,null,null,null,null,null,null,null,null,671]
[null,null,null,null,null,null,null,null,null,null,null,null,null,null,null,672]
[null,null,null,null,null,null,null,null,null,null,null,null,null,null,null,673]
[null,null,null,null,null,null,null,null,null,null,null,null,null,null,null,674]
[null,null,null,null,null,null,null,null,null,null,null,null,null,null,null,675]
[null,null,null,null,null,null,null,null,null,null,null,null,null,null,null,676]
[null,null,null,null,null,null,null,null,null,null,null,null,null,null,null,677]
[null,null,null,null,null,null,null,null,null,null,null,null,null,null,null,678]
[null,null,null,null,null,null,null,null,null,null,null,null,null,null,null,679]
[null,null,null,null,null,null,null,null,null,null,null,null,null,null,null,680]
[null,null,null,null,null,null,null,null,null,null,null,null,null,null,null,681]
[null,null,null,null,null,null,null,null,null,null,null,null,null,null,null,682]
[null,null,null,null,null,null,null,null,null,null,null,null,null,null,null,683]
[null,null,null,null,null,null,null,null,null,null,null,null,null,null,null,684]
[null,null,null,null,null,null,null,null,null,null,null,null,null,null,null,685]
[null,null,null,null,null,null,null,null,null,null,null,null,null,null,null,686]
[null,null,null,null,null,null,null,null,null,null,null,null,null,null,null,687]
[null,null,null,null,null,null,null,null,null,null,null,null,null,null,null,688]
[null,null,null,null,null,null,null,null,null,null,null,null,null,null,null,689]
[null,null,null,null,null,null,null,null,null,null,null,null,null,null,null,690]
[null,null,null,null,null,null,null,null,null,null,null,null,null,null,null,691]
[null,null,null,null,null,null,null,null,null,null,null,null,null,null,null,692]
[null,null,null,null,null,null,null,null,null,null,null,null,null,null,null,693]
[null,null,null,null,null,null,null,null,null,null,null,null,null,null,null,694]
[null,null,null,null,null,null,null,null,null,null,null,null,null,null,null,695]
[null,null,null,null,null,null,null,null,null,null,null,null,null,null,null,696]
[null,null,null,null,null,null,null,null,null,null,null,null,null,null,null,697]
[null,null,null,null,null,null,null,null,null,null,null,null,null,null,null,698]
[null,null,null,null,null,null,null,null,null,null,null,null,null,null,null,699]
[null,null,null,null,null,null,null,null,null,null,null,null,null,null,null,700]
[null,null,null,null,null,null,null,null,null,null,null,null,null,null,null,701]
[null,null,null,null,null,null,null,null,null,null,null,null,null,null,null,702]
[null,null,null,null,null,null,null,null,null,null,null,null,null,null,null,703]
[null,null,null,null,null,null,null,null,null,null,null,null,null,null,null,704]
[null,null,null,null,null,null,null,null,null,null,null,null,null,null,null,705]
[null,null,null,null,null,null,null,null,null,null,null,null,null,null,null,706]
[null,null,null,null,null,null,null,null,null,null,null,null,null,null,null,707]
[null,null,null,null,null,null,null,null,null,null,null,null,null,null,null,708]
[null,null,null,null,null,null,null,null,null,null,null,null,null,null,null,709]
[null,null,null,null,null,null,null,null,null,null,null,null,null,null,null,710]
[null,null,null,null,null,null,null,null,null,null,null,null,null,null,null,711]
[null,null,null,null,null,null,null,null,null,null,null,null,null,null,null,712]
[null,null,null,null,null,null,null,null,null,null,null,null,null,null,null,713]
[null,null,null,null,null,null,null,null,null,null,null,null,null,null,null,714]
[null,null,null,null,null,null,null,null,null,null,null,null,null,null,null,715]
[null,null,null,null,null,null,null,null,null,null,null,null,null,null,null,716]
[null,null,null,null,null,null,null,null,null,null,null,null,null,null,null,717]
[null,null,null,null,null,null,null,null,null,null,null,null,null,null,null,718]
[null,null,null,null,null,null,null,null,null,null,null,null,null,null,null,719]
[null,null,null,null,null,null,null,null,null,null,null,null,null,null,null,720]
[null,null,null,null,null,null,null,null,null,null,null,null,null,null,null,721]
[null,null,null,null,null,null,null,null,null,null,null,null,null,null,null,722]
[null,null,null,null,null,null,null,null,null,null,null,null,null,null,null,723]
[null,null,null,null,null,null,null,null,null,null,null,null,null,null,null,724]
[null,null,null,null,null,null,null,null,null,null,null,null,null,null,null,725]
[null,null,null,null,null,null,null,null,null,null,null,null,null,null,null,726]
[null,null,null,null,null,null,null,null,null,null,null,null,null,null,null,727]
[null,null,null,null,null,null,null,null,null,null,null,null,null,null,null,728]
[null,null,null,null,null,null,null,null,null,null,null,null,null,null,null,729]
[null,null,null,null,null,null,null,null,null,null,null,null,null,null,null,730]
[null,null,null,null,null,null,null,null,null,null,null,null,null,null,null,731]
[null,null,null,null,null,null,null,null,null,null,null,null,null,null,null,732]
[null,null,null,null,null,null,null,null,null,null,null,null,null,null,null,733]
[null,null,null,null,null,null,null,null,null,null,null,null,null,null,null,734]
[null,null,null,null,null,null,null,null,null,null,null,null,null,null,null,735]
[null,null,null,null,null,null,null,null,null,null,null,null,null,null,null,736]
[null,null,null,null,null,null,null,null,null,null,null,null,null,null,null,737]
[null,null,null,null,null,null,null,null,null,null,null,null,null,null,null,738]
[null,null,null,null,null,null,null,null,null,null,null,null,null,null,null,739]
[null,null,null,null,null,null,null,null,null,null,null,null,null,null,null,740]
[null,null,null,null,null,null,null,null,null,null,null,null,null,null,null,741]
[null,null,null,null,null,null,null,null,null,null,null,null,null,null,null,742]
[null,null,null,null,null,null,null,null,null,null,null,null,null,null,null,743]
[null,null,null,null,null,null,null,null,null,null,null,null,null,null,null,744]
[null,null,null,null,null,null,null,null,null,null,null,null,null,null,null,745]
[null,null,null,null,null,null,null,null,null,null,null,null,null,null,null,746]
[null,null,null,null,null,null,null,null,null,null,null,null,null,null,null,747]
[null,null,null,null,null,null,null,null,null,null,null,null,null,null,null,748]
[null,null,null,null,null,null,null,null,null,null,null,null,null,null,null,749]
[null,null,null,null,null,null,null,null,null,null,null,null,null,null,null,750]
[null,null,null,null,null,null,null,null,null,null,null,null,null,null,null,751]
[null,null,null,null,null,null,null,null,null,null,null,null,null,null,null,752]
[null,null,null,null,null,null,null,null,null,null,null,null,null,null,null,753]
[null,null,null,null,null,null,null,null,null,null,null,null,null,null,null,754]
[null,null,null,null,null,null,null,null,null,null,null,null,null,null,null,755]
[null,null,null,null,null,null,null,null,null,null,null,null,null,null,null,756]
[null,null,null,null,null,null,null,null,null,null,null,null,null,null,null,757]
[null,null,null,null,null,null,null,null,null,null,null,null,null,null,null,758]
[null,null,null,null,null,null,null,null,null,null,null,null,null,null,null,759]
[null,null,null,null,null,null,null,null,null,null,null,null,null,null,null,760]
[null,null,null,null,null,null,null,null,null,null,null,null,null,null,null,761]
[null,null,null,null,null,null,null,null,null,null,null,null,null,null,null,762]
[null,null,null,null,null,null,null,null,null,null,null,null,null,null,null,763]
[null,null,null,null,null,null,null,null,null,null,null,null,null,null,null,764]
[null,null,null,null,null,null,null,null,null,null,null,null,null,null,null,765]
[null,null,null,null,null,null,null,null,null,null,null,null,null,null,null,766]
[null,null,null,null,null,null,null,null,null,null,null,null,null,null,null,767]
[null,null,null,null,null,null,null,null,null,null,null,null,null,null,null,768]
[null,null,null,null,null,null,null,null,null,null,null,null,null,null,null,769]
[null,null,null,null,null,null,null,null,null,null,null,null,null,null,null,770]
[null,null,null,null,null,null,null,null,null,null,null,null,null,null,null,771]
[null,null,null,null,null,null,null,null,null,null,null,null,null,null,null,772]
[null,null,null,null,null,null,null,null,null,null,null,null,null,null,null,773]
[null,null,null,null,null,null,null,null,null,null,null,null,null,null,null,774]
[null,null,null,null,null,null,null,null,null,null,null,null,null,null,null,775]
[null,null,null,null,null,null,null,null,null,null,null,null,null,null,null,776]
[null,null,null,null,null,null,null,null,null,null,null,null,null,null,null,777]
[null,null,null,null,null,null,null,null,null,null,null,null,null,null,null,778]
[null,null,null,null,null,null,null,null,null,null,null,null,null,null,null,779]
[null,null,null,null,null,null,null,null,null,null,null,null,null,null,null,780]
[null,null,null,null,null,null,null,null,null,null,null,null,null,null,null,781]
[null,null,null,null,null,null,null,null,null,null,null,null,null,null,null,782]
[null,null,null,null,null,null,null,null,null,null,null,null,null,null,null,783]
[null,null,null,null,null,null,null,null,null,null,null,null,null,null,null,784]
[null,null,null,null,null,null,null,null,null,null,null,null,null,null,null,785]
[null,null,null,null,null,null,null,null,null,null,null,null,null,null,null,786]
[null,null,null,null,null,null,null,null,null,null,null,null,null,null,null,787]
[null,null,null,null,null,null,null,null,null,null,null,null,null,null,null,788]
[null,null,null,null,null,null,null,null,null,null,null,null,null,null,null,789]
[null,null,null,null,null,null,null,null,null,null,null,null,null,null,null,790]
[null,null,null,null,null,null,null,null,null,null,null,null,null,null,null,791]
[null,null,null,null,null,null,null,null,null,null,null,null,null,null,null,792]
[null,null,null,null,null,null,null,null,null,null,null,null,null,null,null,793]
[null,null,null,null,null,null,null,null,null,null,null,null,null,null,null,794]
[null,null,null,null,null,null,null,null,null,null,null,null,null,null,null,795]
[null,null,null,null,null,null,null,null,null,null,null,null,null,null,null,796]
[null,null,null,null,null,null,null,null,null,null,null,null,null,null,null,797]
[null,null,null,null,null,null,null,null,null,null,null,null,null,null,null,798]
[null,null,null,null,null,null,null,null,null,null,null,null,null,null,null,799]
[null,null,null,null,null,null,null,null,null,null,null,null,null,null,null,800]
[null,null,null,null,null,null,null,null,null,null,null,null,null,null,null,801]
[null,null,null,null,null,null,null,null,null,null,null,null,null,null,null,802]
[null,null,null,null,null,null,null,null,null,null,null,null,null,null,null,803]
[null,null,null,null,null,null,null,null,null,null,null,null,null,null,null,804]
[null,null,null,null,null,null,null,null,null,null,null,null,null,null,null,805]
[null,null,null,null,null,null,null,null,null,null,null,null,null,null,null,806]
[null,null,null,null,null,null,null,null,null,null,null,null,null,null,null,807]
[null,null,null,null,null,null,null,null,null,null,null,null,null,null,null,808]
[null,null,null,null,null,null,null,null,null,null,null,null,null,null,null,809]
[null,null,null,null,null,null,null,null,null,null,null,null,null,null,null,810]
[null,null,null,null,null,null,null,null,null,null,null,null,null,null,null,811]
[null,null,null,null,null,null,null,null,null,null,null,null,null,null,null,812]
[null,null,null,null,null,null,null,null,null,null,null,null,null,null,null,813]
[null,null,null,null,null,null,null,null,null,null,null,null,null,null,null,814]
[null,null,null,null,null,null,null,null,null,null,null,null,null,null,null,815]
[null,null,null,null,null,null,null,null,null,null,null,null,null,null,null,816]
[null,null,null,null,null,null,null,null,null,null,null,null,null,null,null,817]
[null,null,null,null,null,null,null,null,null,null,null,null,null,null,null,818]
[null,null,null,null,null,null,null,null,null,null,null,null,null,null,null,819]
[null,null,null,null,null,null,null,null,null,null,null,null,null,null,null,820]
[null,null,null,null,null,null,null,null,null,null,null,null,null,null,null,821]
[null,null,null,null,null,null,null,null,null,null,null,null,null,null,null,822]
[null,null,null,null,null,null,null,null,null,null,null,null,null,null,null,823]
[null,null,null,null,null,null,null,null,null,null,null,null,null,null,null,824]
[null,null,null,null,null,null,null,null,null,null,null,null,null,null,null,825]
[null,null,null,null,null,null,null,null,null,null,null,null,null,null,null,826]
[null,null,null,null,null,null,null,null,null,null,null,null,null,null,null,827]
[null,null,null,null,null,null,null,null,null,null,null,null,null,null,null,828]
[null,null,null,null,null,null,null,null,null,null,null,null,null,null,null,829]
[null,null,null,null,null,null,null,null,null,null,null,null,null,null,null,830]
[null,null,null,null,null,null,null,null,null,null,null,null,null,null,null,831]
[null,null,null,null,null,null,null,null,null,null,null,null,null,null,null,832]
[null,null,null,null,null,null,null,null,null,null,null,null,null,null,null,833]
[null,null,null,null,null,null,null,null,null,null,null,null,null,null,null,834]
[null,null,null,null,null,null,null,null,null,null,null,null,null,null,null,835]
[null,null,null,null,null,null,null,null,null,null,null,null,null,null,null,836]
[null,null,null,null,null,null,null,null,null,null,null,null,null,null,null,837]
[null,null,null,null,null,null,null,null,null,null,null,null,null,null,null,838]
[null,null,null,null,null,null,null,null,null,null,null,null,null,null,null,839]
[null,null,null,null,null,null,null,null,null,null,null,null,null,null,null,840]
[null,null,null,null,null,null,null,null,null,null,null,null,null,null,null,841]
[null,null,null,null,null,null,null,null,null,null,null,null,null,null,null,842]
[null,null,null,null,null,null,null,null,null,null,null,null,null,null,null,843]
[null,null,null,null,null,null,null,null,null,null,null,null,null,null,null,844]
[null,null,null,null,null,null,null,null,null,null,null,null,null,null,null,845]
[null,null,null,null,null,null,null,null,null,null,null,null,null,null,null,846]
[null,null,null,null,null,null,null,null,null,null,null,null,null,null,null,847]
[null,null,null,null,null,null,null,null,null,null,null,null,null,null,null,848]
[null,null,null,null,null,null,null,null,null,null,null,null,null,null,null,849]
[null,null,null,null,null,null,null,null,null,null,null,null,null,null,null,850]
[null,null,null,null,null,null,null,null,null,null,null,null,null,null,null,851]
[null,null,null,null,null,null,null,null,null,null,null,null,null,null,null,852]
[null,null,null,null,null,null,null,null,null,null,null,null,null,null,null,853]
[null,null,null,null,null,null,null,null,null,null,null,null,null,null,null,854]
[null,null,null,null,null,null,null,null,null,null,null,null,null,null,null,855]
[null,null,null,null,null,null,null,null,null,null,null,null,null,null,null,856]
[null,null,null,null,null,null,null,null,null,null,null,null,null,null,null,857]
[null,null,null,null,null,null,null,null,null,null,null,null,null,null,null,858]
[null,null,null,null,null,null,null,null,null,null,null,null,null,null,null,859]
[null,null,null,null,null,null,null,null,null,null,null,null,null,null,null,860]
[null,null,null,null,null,null,null,null,null,null,null,null,null,null,null,861]
[null,null,null,null,null,null,null,null,null,null,null,null,null,null,null,862]
[null,null,null,null,null,null,null,null,null,null,null,null,null,null,null,863]
[null,null,null,null,null,null,null,null,null,null,null,null,null,null,null,864]
[null,null,null,null,null,null,null,null,null,null,null,null,null,null,null,865]
[null,null,null,null,null,null,null,null,null,null,null,null,null,null,null,866]
[null,null,null,null,null,null,null,null,null,null,null,null,null,null,null,867]
[null,null,null,null,null,null,null,null,null,null,null,null,null,null,null,868]
[null,null,null,null,null,null,null,null,null,null,null,null,null,null,null,869]
[null,null,null,null,null,null,null,null,null,null,null,null,null,null,null,870]
[null,null,null,null,null,null,null,null,null,null,null,null,null,null,null,871]
[null,null,null,null,null,null,null,null,null,null,null,null,null,null,null,872]
[null,null,null,null,null,null,null,null,null,null,null,null,null,null,null,873]
[null,null,null,null,null,null,null,null,null,null,null,null,null,null,null,874]
[null,null,null,null,null,null,null,null,null,null,null,null,null,null,null,875]
[null,null,null,null,null,null,null,null,null,null,null,null,null,null,null,876]
[null,null,null,null,null,null,null,null,null,null,null,null,null,null,null,877]
[null,null,null,null,null,null,null,null,null,null,null,null,null,null,null,878]
[null,null,null,null,null,null,null,null,null,null,null,null,null,null,null,879]
[null,null,null,null,null,null,null,null,null,null,null,null,null,null,null,880]
[null,null,null,null,null,null,null,null,null,null,null,null,null,null,null,881]
[null,null,null,null,null,null,null,null,null,null,null,null,null,null,null,882]
[null,null,null,null,null,null,null,null,null,null,null,null,null,null,null,883]
[null,null,null,null,null,null,null,null,null,null,null,null,null,null,null,884]
[null,null,null,null,null,null,null,null,null,null,null,null,null,null,null,885]
[null,null,null,null,null,null,null,null,null,null,null,null,null,null,null,886]
[null,null,null,null,null,null,null,null,null,null,null,null,null,null,null,887]
[null,null,null,null,null,null,null,null,null,null,null,null,null,null,null,888]
[null,null,null,null,null,null,null,null,null,null,null,null,null,null,null,889]
[null,null,null,null,null,null,null,null,null,null,null,null,null,null,null,890]
[null,null,null,null,null,null,null,null,null,null,null,null,null,null,null,891]
[null,null,null,null,null,null,null,null,null,null,null,null,null,null,null,892]
[null,null,null,null,null,null,null,null,null,null,null,null,null,null,null,893]
[null,null,null,null,null,null,null,null,null,null,null,null,null,null,null,894]
[null,null,null,null,null,null,null,null,null,null,null,null,null,null,null,895]
[null,null,null,null,null,null,null,null,null,null,null,null,null,null,null,896]
[null,null,null,null,null,null,null,null,null,null,null,null,null,null,null,897]
[null,null,null,null,null,null,null,null,null,null,null,null,null,null,null,898]
[null,null,null,null,null,null,null,null,null,null,null,null,null,null,null,899]
[null,null,null,null,null,null,null,null,null,null,null,null,null,null,null,900]
[null,null,null,null,null,null,null,null,null,null,null,null,null,null,null,901]
[null,null,null,null,null,null,null,null,null,null,null,null,null,null,null,902]
[null,null,null,null,null,null,null,null,null,null,null,null,null,null,null,903]
[null,null,null,null,null,null,null,null,null,null,null,null,null,null,null,904]
[null,null,null,null,null,null,null,null,null,null,null,null,null,null,null,905]
[null,null,null,null,null,null,null,null,null,null,null,null,null,null,null,906]
[null,null,null,null,null,null,null,null,null,null,null,null,null,null,null,907]
[null,null,null,null,null,null,null,null,null,null,null,null,null,null,null,908]
[null,null,null,null,null,null,null,null,null,null,null,null,null,null,null,909]
[null,null,null,null,null,null,null,null,null,null,null,null,null,null,null,910]
[null,null,null,null,null,null,null,null,null,null,null,null,null,null,null,911]
[null,null,null,null,null,null,null,null,null,null,null,null,null,null,null,912]
[null,null,null,null,null,null,null,null,null,null,null,null,null,null,null,913]
[null,null,null,null,null,null,null,null,null,null,null,null,null,null,null,914]
[null,null,null,null,null,null,null,null,null,null,null,null,null,null,null,915]
[null,null,null,null,null,null,null,null,null,null,null,null,null,null,null,916]
[null,null,null,null,null,null,null,null,null,null,null,null,null,null,null,917]
[null,null,null,null,null,null,null,null,null,null,null,null,null,null,null,918]
[null,null,null,null,null,null,null,null,null,null,null,null,null,null,null,919]
[null,null,null,null,null,null,null,null,null,null,null,null,null,null,null,920]
[null,null,null,null,null,null,null,null,null,null,null,null,null,null,null,921]
[null,null,null,null,null,null,null,null,null,null,null,null,null,null,null,922]
[null,null,null,null,null,null,null,null,null,null,null,null,null,null,null,923]
[null,null,null,null,null,null,null,null,null,null,null,null,null,null,null,924]
[null,null,null,null,null,null,null,null,null,null,null,null,null,null,null,925]
[null,null,null,null,null,null,null,null,null,null,null,null,null,null,null,926]
[null,null,null,null,null,null,null,null,null,null,null,null,null,null,null,927]
[null,null,null,null,null,null,null,null,null,null,null,null,null,null,null,928]
[null,null,null,null,null,null,null,null,null,null,null,null,null,null,null,929]
[null,null,null,null,null,null,null,null,null,null,null,null,null,null,null,930]
[null,null,null,null,null,null,null,null,null,null,null,null,null,null,null,931]
[null,null,null,null,null,null,null,null,null,null,null,null,null,null,null,932]
[null,null,null,null,null,null,null,null,null,null,null,null,null,null,null,933]
[null,null,null,null,null,null,null,null,null,null,null,null,null,null,null,934]
[null,null,null,null,null,null,null,null,null,null,null,null,null,null,null,935]
[null,null,null,null,null,null,null,null,null,null,null,null,null,null,null,936]
[null,null,null,null,null,null,null,null,null,null,null,null,null,null,null,937]
[null,null,null,null,null,null,null,null,null,null,null,null,null,null,null,938]
[null,null,null,null,null,null,null,null,null,null,null,null,null,null,null,939]
[null,null,null,null,null,null,null,null,null,null,null,null,null,null,null,940]
[null,null,null,null,null,null,null,null,null,null,null,null,null,null,null,941]
[null,null,null,null,null,null,null,null,null,null,null,null,null,null,null,942]
[null,null,null,null,null,null,null,null,null,null,null,null,null,null,null,943]
[null,null,null,null,null,null,null,null,null,null,null,null,null,null,null,944]
[null,null,null,null,null,null,null,null,null,null,null,null,null,null,null,945]
[null,null,null,null,null,null,null,null,null,null,null,null,null,null,null,946]
[null,null,null,null,null,null,null,null,null,null,null,null,null,null,null,947]
[null,null,null,null,null,null,null,null,null,null,null,null,null,null,null,948]
[null,null,null,null,null,null,null,null,null,null,null,null,null,null,null,949]
[null,null,null,null,null,null,null,null,null,null,null,null,null,null,null,950]
[null,null,null,null,null,null,null,null,null,null,null,null,null,null,null,951]
[null,null,null,null,null,null,null,null,null,null,null,null,null,null,null,952]
[null,null,null,null,null,null,null,null,null,null,null,null,null,null,null,953]
[null,null,null,null,null,null,null,null,null,null,null,null,null,null,null,954]
[null,null,null,null,null,null,null,null,null,null,null,null,null,null,null,955]
[null,null,null,null,null,null,null,null,null,null,null,null,null,null,null,956]
[null,null,null,null,null,null,null,null,null,null,null,null,null,null,null,957]
[null,null,null,null,null,null,null,null,null,null,null,null,null,null,null,958]
[null,null,null,null,null,null,null,null,null,null,null,null,null,null,null,959]
[null,null,null,null,null,null,null,null,null,null,null,null,null,null,null,960]
[null,null,null,null,null,null,null,null,null,null,null,null,null,null,null,961]
[null,null,null,null,null,null,null,null,null,null,null,null,null,null,null,962]
[null,null,null,null,null,null,null,null,null,null,null,null,null,null,null,963]
[null,null,null,null,null,null,null,null,null,null,null,null,null,null,null,964]
[null,null,null,null,null,null,null,null,null,null,null,null,null,null,null,965]
[null,null,null,null,null,null,null,null,null,null,null,null,null,null,null,966]
[null,null,null,null,null,null,null,null,null,null,null,null,null,null,null,967]
[null,null,null,null,null,null,null,null,null,null,null,null,null,null,null,968]
[null,null,null,null,null,null,null,null,null,null,null,null,null,null,null,969]
[null,null,null,null,null,null,null,null,null,null,null,null,null,null,null,970]
[null,null,null,null,null,null,null,null,null,null,null,null,null,null,null,971]
[null,null,null,null,null,null,null,null,null,null,null,null,null,null,null,972]
[null,null,null,null,null,null,null,null,null,null,null,null,null,null,null,973]
[null,null,null,null,null,null,null,null,null,null,null,null,null,null,null,974]
[null,null,null,null,null,null,null,null,null,null,null,null,null,null,null,975]
[null,null,null,null,null,null,null,null,null,null,null,null,null,null,null,976]
[null,null,null,null,null,null,null,null,null,null,null,null,null,null,null,977]
[null,null,null,null,null,null,null,null,null,null,null,null,null,null,null,978]
[null,null,null,null,null,null,null,null,null,null,null,null,null,null,null,979]
[null,null,null,null,null,null,null,null,null,null,null,null,null,null,null,980]
[null,null,null,null,null,null,null,null,null,null,null,null,null,null,null,981]
[null,null,null,null,null,null,null,null,null,null,null,null,null,null,null,982]
[null,null,null,null,null,null,null,null,null,null,null,null,null,null,null,983]
[null,null,null,null,null,null,null,null,null,null,null,null,null,null,null,984]
[null,null,null,null,null,null,null,null,null,null,null,null,null,null,null,985]
[null,null,null,null,null,null,null,null,null,null,null,null,null,null,null,986]
[null,null,null,null,null,null,null,null,null,null,null,null,null,null,null,987]
[null,null,null,null,null,null,null,null,null,null,null,null,null,null,null,988]
[null,null,null,null,null,null,null,null,null,null,null,null,null,null,null,989]
[null,null,null,null,null,null,null,null,null,null,null,null,null,null,null,990]
[null,null,null,null,null,null,null,null,null,null,null,null,null,null,null,991]
[null,null,null,null,null,null,null,null,null,null,null,null,null,null,null,992]
[null,null,null,null,null,null,null,null,null,null,null,null,null,null,null,993]
[null,null,null,null,null,null,null,null,null,null,null,null,null,null,null,994]
[null,null,null,null,null,null,null,null,null,null,null,null,null,null,null,995]
[null,null,null,null,null,null,null,null,null,null,null,null,null,null,null,996]
[null,null,null,null,null,null,null,null,null,null,null,null,null,null,null,997]
[null,null,null,null,null,null,null,null,null,null,null,null,null,null,null,998]
[null,null,null,null,null,null,null,null,null,null,null,null,null,null,null,999]
[null,null,null,null,null,null,null,null,null,null,null,null,null,null,null,1000]
[null,null,null,null,null,null,null,null,null,null,null,null,null,null,null,1001]
[null,null,null,null,null,null,null,null,null,null,null,null,null,null,null,1002]
[null,null,null,null,null,null,null,null,null,null,null,null,null,null,null,1003]
[null,null,null,null,null,null,null,null,null,null,null,null,null,null,null,1004]
[null,null,null,null,null,null,null,null,null,null,null,null,null,null,null,1005]
[null,null,null,null,null,null,null,null,null,null,null,null,null,null,null,1006]
[null,null,null,null,null,null,null,null,null,null,null,null,null,null,null,1007]
[null,null,null,null,null,null,null,null,null,null,null,null,null,null,null,1008]
[null,null,null,null,null,null,null,null,null,null,null,null,null,null,null,1009]
[null,null,null,null,null,null,null,null,null,null,null,null,null,null,null,1010]
[null,null,null,null,null,null,null,null,null,null,null,null,null,null,null,1011]
[null,null,null,null,null,null,null,null,null,null,null,null,null,null,null,1012]
[null,null,null,null,null,null,null,null,null,null,null,null,null,null,null,1013]
[null,null,null,null,null,null,null,null,null,null,null,null,null,null,null,1014]
[null,null,null,null,null,null,null,null,null,null,null,null,null,null,null,1015]
[null,null,null,null,null,null,null,null,null,null,null,null,null,null,null,1016]
[null,null,null,null,null,null,null,null,null,null,null,null,null,null,null,1017]
[null,null,null,null,null,null,null,null,null,null,null,null,null,null,null,1018]
[null,null,null,null,null,null,null,null,null,null,null,null,null,null,null,1019]
[null,null,null,null,null,null,null,null,null,null,null,null,null,null,null,1020]
[null,null,null,null,null,null,null,null,null,null,null,null,null,null,null,1021]
[null,null,null,null,null,null,null,null,null,null,null,null,null,null,null,1022]
[null,null,null,null,null,null,null,null,null,null,null,null,null,null,null,1023]
[null,null,null,null,null,null,null,null,null,null,null,null,null,null,null,1024]
[null,null,null,null,null,null,null,null,null,null,null,null,null,null,null,1025]
[null,null,null,null,null,null,null,null,null,null,null,null,null,null,null,1026]
[null,null,null,null,null,null,null,null,null,null,null,null,null,null,null,1027]
[null,null,null,null,null,null,null,null,null,null,null,null,null,null,null,1028]
[null,null,null,null,null,null,null,null,null,null,null,null,null,null,null,1029]
[null,null,null,null,null,null,null,null,null,null,null,null,null,null,null,1030]
[null,null,null,null,null,null,null,null,null,null,null,null,null,null,null,1031]
[null,null,null,null,null,null,null,null,null,null,null,null,null,null,null,1032]
[null,null,null,null,null,null,null,null,null,null,null,null,null,null,null,1033]
[null,null,null,null,null,null,null,null,null,null,null,null,null,null,null,1034]
[null,null,null,null,null,null,null,null,null,null,null,null,null,null,null,1035]
[null,null,null,null,null,null,null,null,null,null,null,null,null,null,null,1036]
[null,null,null,null,null,null,null,null,null,null,null,null,null,null,null,1037]
[null,null,null,null,null,null,null,null,null,null,null,null,null,null,null,1038]
[null,null,null,null,null,null,null,null,null,null,null,null,null,null,null,1039]
[null,null,null,null,null,null,null,null,null,null,null,null,null,null,null,1040]
[null,null,null,null,null,null,null,null,null,null,null,null,null,null,null,1041]
[null,null,null,null,null,null,null,null,null,null,null,null,null,null,null,1042]
[null,null,null,null,null,null,null,null,null,null,null,null,null,null,null,1043]
[null,null,null,null,null,null,null,null,null,null,null,null,null,null,null,1044]
[null,null,null,null,null,null,null,null,null,null,null,null,null,null,null,1045]
[null,null,null,null,null,null,null,null,null,null,null,null,null,null,null,1046]
[null,null,null,null,null,null,null,null,null,null,null,null,null,null,null,1047]
[null,null,null,null,null,null,null,null,null,null,null,null,null,null,null,1048]
[null,null,null,null,null,null,null,null,null,null,null,null,null,null,null,1049]
[null,null,null,null,null,null,null,null,null,null,null,null,null,null,null,1050]
[null,null,null,null,null,null,null,null,null,null,null,null,null,null,null,1051]
[null,null,null,null,null,null,null,null,null,null,null,null,null,null,null,1052]
[null,null,null,null,null,null,null,null,null,null,null,null,null,null,null,1053]
[null,null,null,null,null,null,null,null,null,null,null,null,null,null,null,1054]
[null,null,null,null,null,null,null,null,null,null,null,null,null,null,null,1055]
[null,null,null,null,null,null,null,null,null,null,null,null,null,null,null,1056]
[null,null,null,null,null,null,null,null,null,null,null,null,null,null,null,1057]
[null,null,null,null,null,null,null,null,null,null,null,null,null,null,null,1058]
[null,null,null,null,null,null,null,null,null,null,null,null,null,null,null,1059]
[null,null,null,null,null,null,null,null,null,null,null,null,null,null,null,1060]
[null,null,null,null,null,null,null,null,null,null,null,null,null,null,null,1061]
[null,null,null,null,null,null,null,null,null,null,null,null,null,null,null,1062]
[null,null,null,null,null,null,null,null,null,null,null,null,null,null,null,1063]
[null,null,null,null,null,null,null,null,null,null,null,null,null,null,null,1064]
[null,null,null,null,null,null,null,null,null,null,null,null,null,null,null,1065]
[null,null,null,null,null,null,null,null,null,null,null,null,null,null,null,1066]
[null,null,null,null,null,null,null,null,null,null,null,null,null,null,null,1067]
[null,null,null,null,null,null,null,null,null,null,null,null,null,null,null,1068]
[null,null,null,null,null,null,null,null,null,null,null,null,null,null,null,1069]
[null,null,null,null,null,null,null,null,null,null,null,null,null,null,null,1070]
[null,null,null,null,null,null,null,null,null,null,null,null,null,null,null,1071]
[null,null,null,null,null,null,null,null,null,null,null,null,null,null,null,1072]
[null,null,null,null,null,null,null,null,null,null,null,null,null,null,null,1073]
[null,null,null,null,null,null,null,null,null,null,null,null,null,null,null,1074]
[null,null,null,null,null,null,null,null,null,null,null,null,null,null,null,1075]
[null,null,null,null,null,null,null,null,null,null,null,null,null,null,null,1076]
[null,null,null,null,null,null,null,null,null,null,null,null,null,null,null,1077]
[null,null,null,null,null,null,null,null,null,null,null,null,null,null,null,1078]
[null,null,null,null,null,null,null,null,null,null,null,null,null,null,null,1079]
[null,null,null,null,null,null,null,null,null,null,null,null,null,null,null,1080]
[null,null,null,null,null,null,null,null,null,null,null,null,null,null,null,1081]
[null,null,null,null,null,null,null,null,null,null,null,null,null,null,null,1082]
[null,null,null,null,null,null,null,null,null,null,null,null,null,null,null,1083]
[null,null,null,null,null,null,null,null,null,null,null,null,null,null,null,1084]
[null,null,null,null,null,null,null,null,null,null,null,null,null,null,null,1085]
[null,null,null,null,null,null,null,null,null,null,null,null,null,null,null,1086]
[null,null,null,null,null,null,null,null,null,null,null,null,null,null,null,1087]
[null,null,null,null,null,null,null,null,null,null,null,null,null,null,null,1088]
[null,null,null,null,null,null,null,null,null,null,null,null,null,null,null,1089]
[null,null,null,null,null,null,null,null,null,null,null,null,null,null,null,1090]
[null,null,null,null,null,null,null,null,null,null,null,null,null,null,null,1091]
[null,null,null,null,null,null,null,null,null,null,null,null,null,null,null,1092]
[null,null,null,null,null,null,null,null,null,null,null,null,null,null,null,1093]
[null,null,null,null,null,null,null,null,null,null,null,null,null,null,null,1094]
[null,null,null,null,null,null,null,null,null,null,null,null,null,null,null,1095]
[null,null,null,null,null,null,null,null,null,null,null,null,null,null,null,1096]
[null,null,null,null,null,null,null,null,null,null,null,null,null,null,null,1097]
[null,null,null,null,null,null,null,null,null,null,null,null,null,null,null,1098]
[null,null,null,null,null,null,null,null,null,null,null,null,null,null,null,1099]
[null,null,null,null,null,null,null,null,null,null,null,null,null,null,null,1100]
[null,null,null,null,null,null,null,null,null,null,null,null,null,null,null,1101]
[null,null,null,null,null,null,null,null,null,null,null,null,null,null,null,1102]
[null,null,null,null,null,null,null,null,null,null,null,null,null,null,null,1103]
[null,null,null,null,null,null,null,null,null,null,null,null,null,null,null,1104]
[null,null,null,null,null,null,null,null,null,null,null,null,null,null,null,1105]
[null,null,null,null,null,null,null,null,null,null,null,null,null,null,null,1106]
[null,null,null,null,null,null,null,null,null,null,null,null,null,null,null,1107]
[null,null,null,null,null,null,null,null,null,null,null,null,null,null,null,1108]
[null,null,null,null,null,null,null,null,null,null,null,null,null,null,null,1109]
[null,null,null,null,null,null,null,null,null,null,null,null,null,null,null,1110]
[null,null,null,null,null,null,null,null,null,null,null,null,null,null,null,1111]
[null,null,null,null,null,null,null,null,null,null,null,null,null,null,null,1112]
[null,null,null,null,null,null,null,null,null,null,null,null,null,null,null,1113]
[null,null,null,null,null,null,null,null,null,null,null,null,null,null,null,1114]
[null,null,null,null,null,null,null,null,null,null,null,null,null,null,null,1115]
[null,null,null,null,null,null,null,null,null,null,null,null,null,null,null,1116]
[null,null,null,null,null,null,null,null,null,null,null,null,null,null,null,1117]
[null,null,null,null,null,null,null,null,null,null,null,null,null,null,null,1118]
[null,null,null,null,null,null,null,null,null,null,null,null,null,null,null,1119]
[null,null,null,null,null,null,null,null,null,null,null,null,null,null,null,1120]
[null,null,null,null,null,null,null,null,null,null,null,null,null,null,null,1121]
[null,null,null,null,null,null,null,null,null,null,null,null,null,null,null,1122]
[null,null,null,null,null,null,null,null,null,null,null,null,null,null,null,1123]
[null,null,null,null,null,null,null,null,null,null,null,null,null,null,null,1124]
[null,null,null,null,null,null,null,null,null,null,null,null,null,null,null,1125]
[null,null,null,null,null,null,null,null,null,null,null,null,null,null,null,1126]
[null,null,null,null,null,null,null,null,null,null,null,null,null,null,null,1127]
[null,null,null,null,null,null,null,null,null,null,null,null,null,null,null,1128]
[null,null,null,null,null,null,null,null,null,null,null,null,null,null,null,1129]
[null,null,null,null,null,null,null,null,null,null,null,null,null,null,null,1130]
[null,null,null,null,null,null,null,null,null,null,null,null,null,null,null,1131]
[null,null,null,null,null,null,null,null,null,null,null,null,null,null,null,1132]
[null,null,null,null,null,null,null,null,null,null,null,null,null,null,null,1133]
[null,null,null,null,null,null,null,null,null,null,null,null,null,null,null,1134]
[null,null,null,null,null,null,null,null,null,null,null,null,null,null,null,1135]
[null,null,null,null,null,null,null,null,null,null,null,null,null,null,null,1136]
[null,null,null,null,null,null,null,null,null,null,null,null,null,null,null,1137]
[null,null,null,null,null,null,null,null,null,null,null,null,null,null,null,1138]
[null,null,null,null,null,null,null,null,null,null,null,null,null,null,null,1139]
[null,null,null,null,null,null,null,null,null,null,null,null,null,null,null,1140]
[null,null,null,null,null,null,null,null,null,null,null,null,null,null,null,1141]
[null,null,null,null,null,null,null,null,null,null,null,null,null,null,null,1142]
[null,null,null,null,null,null,null,null,null,null,null,null,null,null,null,1143]
[null,null,null,null,null,null,null,null,null,null,null,null,null,null,null,1144]
[null,null,null,null,null,null,null,null,null,null,null,null,null,null,null,1145]
[null,null,null,null,null,null,null,null,null,null,null,null,null,null,null,1146]
[null,null,null,null,null,null,null,null,null,null,null,null,null,null,null,1147]
[null,null,null,null,null,null,null,null,null,null,null,null,null,null,null,1148]
[null,null,null,null,null,null,null,null,null,null,null,null,null,null,null,1149]
[null,null,null,null,null,null,null,null,null,null,null,null,null,null,null,1150]
[null,null,null,null,null,null,null,null,null,null,null,null,null,null,null,1151]
[null,null,null,null,null,null,null,null,null,null,null,null,null,null,null,1152]
[null,null,null,null,null,null,null,null,null,null,null,null,null,null,null,1153]
[null,null,null,null,null,null,null,null,null,null,null,null,null,null,null,1154]
[null,null,null,null,null,null,null,null,null,null,null,null,null,null,null,1155]
[null,null,null,null,null,null,null,null,null,null,null,null,null,null,null,1156]
[null,null,null,null,null,null,null,null,null,null,null,null,null,null,null,1157]
[null,null,null,null,null,null,null,null,null,null,null,null,null,null,null,1158]
[null,null,null,null,null,null,null,null,null,null,null,null,null,null,null,1159]
[null,null,null,null,null,null,null,null,null,null,null,null,null,null,null,1160]
[null,null,null,null,null,null,null,null,null,null,null,null,null,null,null,1161]
[null,null,null,null,null,null,null,null,null,null,null,null,null,null,null,1162]
[null,null,null,null,null,null,null,null,null,null,null,null,null,null,null,1163]
[null,null,null,null,null,null,null,null,null,null,null,null,null,null,null,1164]
[null,null,null,null,null,null,null,null,null,null,null,null,null,null,null,1165]
[null,null,null,null,null,null,null,null,null,null,null,null,null,null,null,1166]
[null,null,null,null,null,null,null,null,null,null,null,null,null,null,null,1167]
[null,null,null,null,null,null,null,null,null,null,null,null,null,null,null,1168]
[null,null,null,null,null,null,null,null,null,null,null,null,null,null,null,1169]
[null,null,null,null,null,null,null,null,null,null,null,null,null,null,null,1170]
[null,null,null,null,null,null,null,null,null,null,null,null,null,null,null,1171]
[null,null,null,null,null,null,null,null,null,null,null,null,null,null,null,1172]
[null,null,null,null,null,null,null,null,null,null,null,null,null,null,null,1173]
[null,null,null,null,null,null,null,null,null,null,null,null,null,null,null,1174]
[null,null,null,null,null,null,null,null,null,null,null,null,null,null,null,1175]
[null,null,null,null,null,null,null,null,null,null,null,null,null,null,null,1176]
[null,null,null,null,null,null,null,null,null,null,null,null,null,null,null,1177]
[null,null,null,null,null,null,null,null,null,null,null,null,null,null,null,1178]
[null,null,null,null,null,null,null,null,null,null,null,null,null,null,null,1179]
[null,null,null,null,null,null,null,null,null,null,null,null,null,null,null,1180]
[null,null,null,null,null,null,null,null,null,null,null,null,null,null,null,1181]
[null,null,null,null,null,null,null,null,null,null,null,null,null,null,null,1182]
[null,null,null,null,null,null,null,null,null,null,null,null,null,null,null,1183]
[null,null,null,null,null,null,null,null,null,null,null,null,null,null,null,1184]
[null,null,null,null,null,null,null,null,null,null,null,null,null,null,null,1185]
[null,null,null,null,null,null,null,null,null,null,null,null,null,null,null,1186]
[null,null,null,null,null,null,null,null,null,null,null,null,null,null,null,1187]
[null,null,null,null,null,null,null,null,null,null,null,null,null,null,null,1188]
[null,null,null,null,null,null,null,null,null,null,null,null,null,null,null,1189]
[null,null,null,null,null,null,null,null,null,null,null,null,null,null,null,1190]
[null,null,null,null,null,null,null,null,null,null,null,null,null,null,null,1191]
[null,null,null,null,null,null,null,null,null,null,null,null,null,null,null,1192]
[null,null,null,null,null,null,null,null,null,null,null,null,null,null,null,1193]
[null,null,null,null,null,null,null,null,null,null,null,null,null,null,null,1194]
[null,null,null,null,null,null,null,null,null,null,null,null,null,null,null,1195]
[null,null,null,null,null,null,null,null,null,null,null,null,null,null,null,1196]
[null,null,null,null,null,null,null,null,null,null,null,null,null,null,null,1197]
[null,null,null,null,null,null,null,null,null,null,null,null,null,null,null,1198]
[null,null,null,null,null,null,null,null,null,null,null,null,null,null,null,1199]
[null,null,null,null,null,null,null,null,null,null,null,null,null,null,null,1200]
[null,null,null,null,null,null,null,null,null,null,null,null,null,null,null,1201]
[null,null,null,null,null,null,null,null,null,null,null,null,null,null,null,1202]
[null,null,null,null,null,null,null,null,null,null,null,null,null,null,null,1203]
[null,null,null,null,null,null,null,null,null,null,null,null,null,null,null,1204]
[null,null,null,null,null,null,null,null,null,null,null,null,null,null,null,1205]
[null,null,null,null,null,null,null,null,null,null,null,null,null,null,null,1206]
[null,null,null,null,null,null,null,null,null,null,null,null,null,null,null,1207]
[null,null,null,null,null,null,null,null,null,null,null,null,null,null,null,1208]
[null,null,null,null,null,null,null,null,null,null,null,null,null,null,null,1209]
[null,null,null,null,null,null,null,null,null,null,null,null,null,null,null,1210]
[null,null,null,null,null,null,null,null,null,null,null,null,null,null,null,1211]
[null,null,null,null,null,null,null,null,null,null,null,null,null,null,null,1212]
[null,null,null,null,null,null,null,null,null,null,null,null,null,null,null,1213]
[null,null,null,null,null,null,null,null,null,null,null,null,null,null,null,1214]
[null,null,null,null,null,null,null,null,null,null,null,null,null,null,null,1215]
[null,null,null,null,null,null,null,null,null,null,null,null,null,null,null,1216]
[null,null,null,null,null,null,null,null,null,null,null,null,null,null,null,1217]
[null,null,null,null,null,null,null,null,null,null,null,null,null,null,null,1218]
[null,null,null,null,null,null,null,null,null,null,null,null,null,null,null,1219]
[null,null,null,null,null,null,null,null,null,null,null,null,null,null,null,1220]
[null,null,null,null,null,null,null,null,null,null,null,null,null,null,null,1221]
[null,null,null,null,null,null,null,null,null,null,null,null,null,null,null,1222]
[null,null,null,null,null,null,null,null,null,null,null,null,null,null,null,1223]
[null,null,null,null,null,null,null,null,null,null,null,null,null,null,null,1224]
[null,null,null,null,null,null,null,null,null,null,null,null,null,null,null,1225]
[null,null,null,null,null,null,null,null,null,null,null,null,null,null,null,1226]
[null,null,null,null,null,null,null,null,null,null,null,null,null,null,null,1227]
[null,null,null,null,null,null,null,null,null,null,null,null,null,null,null,1228]
[null,null,null,null,null,null,null,null,null,null,null,null,null,null,null,1229]
[null,null,null,null,null,null,null,null,null,null,null,null,null,null,null,1230]
[null,null,null,null,null,null,null,null,null,null,null,null,null,null,null,1231]
[null,null,null,null,null,null,null,null,null,null,null,null,null,null,null,1232]
[null,null,null,null,null,null,null,null,null,null,null,null,null,null,null,1233]
[null,null,null,null,null,null,null,null,null,null,null,null,null,null,null,1234]
[null,null,null,null,null,null,null,null,null,null,null,null,null,null,null,1235]
[null,null,null,null,null,null,null,null,null,null,null,null,null,null,null,1236]
[null,null,null,null,null,null,null,null,null,null,null,null,null,null,null,1237]
[null,null,null,null,null,null,null,null,null,null,null,null,null,null,null,1238]
[null,null,null,null,null,null,null,null,null,null,null,null,null,null,null,1239]
[null,null,null,null,null,null,null,null,null,null,null,null,null,null,null,1240]
[null,null,null,null,null,null,null,null,null,null,null,null,null,null,null,1241]
[null,null,null,null,null,null,null,null,null,null,null,null,null,null,null,1242]
[null,null,null,null,null,null,null,null,null,null,null,null,null,null,null,1243]
[null,null,null,null,null,null,null,null,null,null,null,null,null,null,null,1244]
[null,null,null,null,null,null,null,null,null,null,null,null,null,null,null,1245]
[null,null,null,null,null,null,null,null,null,null,null,null,null,null,null,1246]
[null,null,null,null,null,null,null,null,null,null,null,null,null,null,null,1247]
[null,null,null,null,null,null,null,null,null,null,null,null,null,null,null,1248]
[null,null,null,null,null,null,null,null,null,null,null,null,null,null,null,1249]
[null,null,null,null,null,null,null,null,null,null,null,null,null,null,null,1250]
[null,null,null,null,null,null,null,null,null,null,null,null,null,null,null,1251]
[null,null,null,null,null,null,null,null,null,null,null,null,null,null,null,1252]
[null,null,null,null,null,null,null,null,null,null,null,null,null,null,null,1253]
[null,null,null,null,null,null,null,null,null,null,null,null,null,null,null,1254]
[null,null,null,null,null,null,null,null,null,null,null,null,null,null,null,1255]
[null,null,null,null,null,null,null,null,null,null,null,null,null,null,null,1256]
[null,null,null,null,null,null,null,null,null,null,null,null,null,null,null,1257]
[null,null,null,null,null,null,null,null,null,null,null,null,null,null,null,1258]
[null,null,null,null,null,null,null,null,null,null,null,null,null,null,null,1259]
[null,null,null,null,null,null,null,null,null,null,null,null,null,null,null,1260]
[null,null,null,null,null,null,null,null,null,null,null,null,null,null,null,1261]
[null,null,null,null,null,null,null,null,null,null,null,null,null,null,null,1262]
[null,null,null,null,null,null,null,null,null,null,null,null,null,null,null,1263]
[null,null,null,null,null,null,null,null,null,null,null,null,null,null,null,1264]
[null,null,null,null,null,null,null,null,null,null,null,null,null,null,null,1265]
[null,null,null,null,null,null,null,null,null,null,null,null,null,null,null,1266]
[null,null,null,null,null,null,null,null,null,null,null,null,null,null,null,1267]
[null,null,null,null,null,null,null,null,null,null,null,null,null,null,null,1268]
[null,null,null,null,null,null,null,null,null,null,null,null,null,null,null,1269]
[null,null,null,null,null,null,null,null,null,null,null,null,null,null,null,1270]
[null,null,null,null,null,null,null,null,null,null,null,null,null,null,null,1271]
[null,null,null,null,null,null,null,null,null,null,null,null,null,null,null,1272]
[null,null,null,null,null,null,null,null,null,null,null,null,null,null,null,1273]
[null,null,null,null,null,null,null,null,null,null,null,null,null,null,null,1274]
[null,null,null,null,null,null,null,null,null,null,null,null,null,null,null,1275]
[null,null,null,null,null,null,null,null,null,null,null,null,null,null,null,1276]
[null,null,null,null,null,null,null,null,null,null,null,null,null,null,null,1277]
[null,null,null,null,null,null,null,null,null,null,null,null,null,null,null,1278]
[null,null,null,null,null,null,null,null,null,null,null,null,null,null,null,1279]
[null,null,null,null,null,null,null,null,null,null,null,null,null,null,null,1280]
[null,null,null,null,null,null,null,null,null,null,null,null,null,null,null,1281]
[null,null,null,null,null,null,null,null,null,null,null,null,null,null,null,1282]
[null,null,null,null,null,null,null,null,null,null,null,null,null,null,null,1283]
[null,null,null,null,null,null,null,null,null,null,null,null,null,null,null,1284]
[null,null,null,null,null,null,null,null,null,null,null,null,null,null,null,1285]
[null,null,null,null,null,null,null,null,null,null,null,null,null,null,null,1286]
[null,null,null,null,null,null,null,null,null,null,null,null,null,null,null,1287]
[null,null,null,null,null,null,null,null,null,null,null,null,null,null,null,1288]
[null,null,null,null,null,null,null,null,null,null,null,null,null,null,null,1289]
[null,null,null,null,null,null,null,null,null,null,null,null,null,null,null,1290]
[null,null,null,null,null,null,null,null,null,null,null,null,null,null,null,1291]
[null,null,null,null,null,null,null,null,null,null,null,null,null,null,null,1292]
[null,null,null,null,null,null,null,null,null,null,null,null,null,null,null,1293]
[null,null,null,null,null,null,null,null,null,null,null,null,null,null,null,1294]
[null,null,null,null,null,null,null,null,null,null,null,null,null,null,null,1295]
[null,null,null,null,null,null,null,null,null,null,null,null,null,null,null,1296]
[null,null,null,null,null,null,null,null,null,null,null,null,null,null,null,1297]
[null,null,null,null,null,null,null,null,null,null,null,null,null,null,null,1298]
[null,null,null,null,null,null,null,null,null,null,null,null,null,null,null,1299]
[null,null,null,null,null,null,null,null,null,null,null,null,null,null,null,1300]
[null,null,null,null,null,null,null,null,null,null,null,null,null,null,null,1301]
[null,null,null,null,null,null,null,null,null,null,null,null,null,null,null,1302]
[null,null,null,null,null,null,null,null,null,null,null,null,null,null,null,1303]
[null,null,null,null,null,null,null,null,null,null,null,null,null,null,null,1304]
[null,null,null,null,null,null,null,null,null,null,null,null,null,null,null,1305]
[null,null,null,null,null,null,null,null,null,null,null,null,null,null,null,1306]
[null,null,null,null,null,null,null,null,null,null,null,null,null,null,null,1307]
[null,null,null,null,null,null,null,null,null,null,null,null,null,null,null,1308]
[null,null,null,null,null,null,null,null,null,null,null,null,null,null,null,1309]
[null,null,null,null,null,null,null,null,null,null,null,null,null,null,null,1310]
[null,null,null,null,null,null,null,null,null,null,null,null,null,null,null,1311]
[null,null,null,null,null,null,null,null,null,null,null,null,null,null,null,1312]
[null,null,null,null,null,null,null,null,null,null,null,null,null,null,null,1313]
[null,null,null,null,null,null,null,null,null,null,null,null,null,null,null,1314]
[null,null,null,null,null,null,null,null,null,null,null,null,null,null,null,1315]
[null,null,null,null,null,null,null,null,null,null,null,null,null,null,null,1316]
[null,null,null,null,null,null,null,null,null,null,null,null,null,null,null,1317]
[null,null,null,null,null,null,null,null,null,null,null,null,null,null,null,1318]
[null,null,null,null,null,null,null,null,null,null,null,null,null,null,null,1319]
[null,null,null,null,null,null,null,null,null,null,null,null,null,null,null,1320]
[null,null,null,null,null,null,null,null,null,null,null,null,null,null,null,1321]
[null,null,null,null,null,null,null,null,null,null,null,null,null,null,null,1322]
[null,null,null,null,null,null,null,null,null,null,null,null,null,null,null,1323]
[null,null,null,null,null,null,null,null,null,null,null,null,null,null,null,1324]
[null,null,null,null,null,null,null,null,null,null,null,null,null,null,null,1325]
[null,null,null,null,null,null,null,null,null,null,null,null,null,null,null,1326]
[null,null,null,null,null,null,null,null,null,null,null,null,null,null,null,1327]
[null,null,null,null,null,null,null,null,null,null,null,null,null,null,null,1328]
[null,null,null,null,null,null,null,null,null,null,null,null,null,null,null,1329]
[null,null,null,null,null,null,null,null,null,null,null,null,null,null,null,1330]
[null,null,null,null,null,null,null,null,null,null,null,null,null,null,null,1331]
[null,null,null,null,null,null,null,null,null,null,null,null,null,null,null,1332]
[null,null,null,null,null,null,null,null,null,null,null,null,null,null,null,1333]
[null,null,null,null,null,null,null,null,null,null,null,null,null,null,null,1334]
[null,null,null,null,null,null,null,null,null,null,null,null,null,null,null,1335]
[null,null,null,null,null,null,null,null,null,null,null,null,null,null,null,1336]
[null,null,null,null,null,null,null,null,null,null,null,null,null,null,null,1337]
[null,null,null,null,null,null,null,null,null,null,null,null,null,null,null,1338]
[null,null,null,null,null,null,null,null,null,null,null,null,null,null,null,1339]
[null,null,null,null,null,null,null,null,null,null,null,null,null,null,null,1340]
[null,null,null,null,null,null,null,null,null,null,null,null,null,null,null,1341]
[null,null,null,null,null,null,null,null,null,null,null,null,null,null,null,1342]
[null,null,null,null,null,null,null,null,null,null,null,null,null,null,null,1343]
[null,null,null,null,null,null,null,null,null,null,null,null,null,null,null,1344]
[null,null,null,null,null,null,null,null,null,null,null,null,null,null,null,1345]
[null,null,null,null,null,null,null,null,null,null,null,null,null,null,null,1346]
[null,null,null,null,null,null,null,null,null,null,null,null,null,null,null,1347]
[null,null,null,null,null,null,null,null,null,null,null,null,null,null,null,1348]
[null,null,null,null,null,null,null,null,null,null,null,null,null,null,null,1349]
[null,null,null,null,null,null,null,null,null,null,null,null,null,null,null,1350]
[null,null,null,null,null,null,null,null,null,null,null,null,null,null,null,1351]
[null,null,null,null,null,null,null,null,null,null,null,null,null,null,null,1352]
[null,null,null,null,null,null,null,null,null,null,null,null,null,null,null,1353]
[null,null,null,null,null,null,null,null,null,null,null,null,null,null,null,1354]
[null,null,null,null,null,null,null,null,null,null,null,null,null,null,null,1355]
[null,null,null,null,null,null,null,null,null,null,null,null,null,null,null,1356]
[null,null,null,null,null,null,null,null,null,null,null,null,null,null,null,1357]
[null,null,null,null,null,null,null,null,null,null,null,null,null,null,null,1358]
[null,null,null,null,null,null,null,null,null,null,null,null,null,null,null,1359]
[null,null,null,null,null,null,null,null,null,null,null,null,null,null,null,1360]
[null,null,null,null,null,null,null,null,null,null,null,null,null,null,null,1361]
[null,null,null,null,null,null,null,null,null,null,null,null,null,null,null,1362]
[null,null,null,null,null,null,null,null,null,null,null,null,null,null,null,1363]
[null,null,null,null,null,null,null,null,null,null,null,null,null,null,null,1364]
[null,null,null,null,null,null,null,null,null,null,null,null,null,null,null,1365]
[null,null,null,null,null,null,null,null,null,null,null,null,null,null,null,1366]
[null,null,null,null,null,null,null,null,null,null,null,null,null,null,null,1367]
[null,null,null,null,null,null,null,null,null,null,null,null,null,null,null,1368]
[null,null,null,null,null,null,null,null,null,null,null,null,null,null,null,1369]
[null,null,null,null,null,null,null,null,null,null,null,null,null,null,null,1370]
[null,null,null,null,null,null,null,null,null,null,null,null,null,null,null,1371]
[null,null,null,null,null,null,null,null,null,null,null,null,null,null,null,1372]
[null,null,null,null,null,null,null,null,null,null,null,null,null,null,null,1373]
[null,null,null,null,null,null,null,null,null,null,null,null,null,null,null,1374]
[null,null,null,null,null,null,null,null,null,null,null,null,null,null,null,1375]
[null,null,null,null,null,null,null,null,null,null,null,null,null,null,null,1376]
[null,null,null,null,null,null,null,null,null,null,null,null,null,null,null,1377]
[null,null,null,null,null,null,null,null,null,null,null,null,null,null,null,1378]
[null,null,null,null,null,null,null,null,null,null,null,null,null,null,null,1379]
[null,null,null,null,null,null,null,null,null,null,null,null,null,null,null,1380]
[null,null,null,null,null,null,null,null,null,null,null,null,null,null,null,1381]
[null,null,null,null,null,null,null,null,null,null,null,null,null,null,null,1382]
[null,null,null,null,null,null,null,null,null,null,null,null,null,null,null,1383]
[null,null,null,null,null,null,null,null,null,null,null,null,null,null,null,1384]
[null,null,null,null,null,null,null,null,null,null,null,null,null,null,null,1385]
[null,null,null,null,null,null,null,null,null,null,null,null,null,null,null,1386]
[null,null,null,null,null,null,null,null,null,null,null,null,null,null,null,1387]
[null,null,null,null,null,null,null,null,null,null,null,null,null,null,null,1388]
[null,null,null,null,null,null,null,null,null,null,null,null,null,null,null,1389]
[null,null,null,null,null,null,null,null,null,null,null,null,null,null,null,1390]
[null,null,null,null,null,null,null,null,null,null,null,null,null,null,null,1391]
[null,null,null,null,null,null,null,null,null,null,null,null,null,null,null,1392]
[null,null,null,null,null,null,null,null,null,null,null,null,null,null,null,1393]
[null,null,null,null,null,null,null,null,null,null,null,null,null,null,null,1394]
[null,null,null,null,null,null,null,null,null,null,null,null,null,null,null,1395]
[null,null,null,null,null,null,null,null,null,null,null,null,null,null,null,1396]
[null,null,null,null,null,null,null,null,null,null,null,null,null,null,null,1397]
[null,null,null,null,null,null,null,null,null,null,null,null,null,null,null,1398]
[null,null,null,null,null,null,null,null,null,null,null,null,null,null,null,1399]
[null,null,null,null,null,null,null,null,null,null,null,null,null,null,null,1400]
[null,null,null,null,null,null,null,null,null,null,null,null,null,null,null,1401]
[null,null,null,null,null,null,null,null,null,null,null,null,null,null,null,1402]
[null,null,null,null,null,null,null,null,null,null,null,null,null,null,null,1403]
[null,null,null,null,null,null,null,null,null,null,null,null,null,null,null,1404]
[null,null,null,null,null,null,null,null,null,null,null,null,null,null,null,1405]
[null,null,null,null,null,null,null,null,null,null,null,null,null,null,null,1406]
[null,null,null,null,null,null,null,null,null,null,null,null,null,null,null,1407]
[null,null,null,null,null,null,null,null,null,null,null,null,null,null,null,1408]
[null,null,null,null,null,null,null,null,null,null,null,null,null,null,null,1409]
[null,null,null,null,null,null,null,null,null,null,null,null,null,null,null,1410]
[null,null,null,null,null,null,null,null,null,null,null,null,null,null,null,1411]
[null,null,null,null,null,null,null,null,null,null,null,null,null,null,null,1412]
[null,null,null,null,null,null,null,null,null,null,null,null,null,null,null,1413]
[null,null,null,null,null,null,null,null,null,null,null,null,null,null,null,1414]
[null,null,null,null,null,null,null,null,null,null,null,null,null,null,null,1415]
[null,null,null,null,null,null,null,null,null,null,null,null,null,null,null,1416]
[null,null,null,null,null,null,null,null,null,null,null,null,null,null,null,1417]
[null,null,null,null,null,null,null,null,null,null,null,null,null,null,null,1418]
[null,null,null,null,null,null,null,null,null,null,null,null,null,null,null,1419]
[null,null,null,null,null,null,null,null,null,null,null,null,null,null,null,1420]
[null,null,null,null,null,null,null,null,null,null,null,null,null,null,null,1421]
[null,null,null,null,null,null,null,null,null,null,null,null,null,null,null,1422]
[null,null,null,null,null,null,null,null,null,null,null,null,null,null,null,1423]
[null,null,null,null,null,null,null,null,null,null,null,null,null,null,null,1424]
[null,null,null,null,null,null,null,null,null,null,null,null,null,null,null,1425]
[null,null,null,null,null,null,null,null,null,null,null,null,null,null,null,1426]
[null,null,null,null,null,null,null,null,null,null,null,null,null,null,null,1427]
[null,null,null,null,null,null,null,null,null,null,null,null,null,null,null,1428]
[null,null,null,null,null,null,null,null,null,null,null,null,null,null,null,1429]
[null,null,null,null,null,null,null,null,null,null,null,null,null,null,null,1430]
[null,null,null,null,null,null,null,null,null,null,null,null,null,null,null,1431]
[null,null,null,null,null,null,null,null,null,null,null,null,null,null,null,1432]
[null,null,null,null,null,null,null,null,null,null,null,null,null,null,null,1433]
[null,null,null,null,null,null,null,null,null,null,null,null,null,null,null,1434]
[null,null,null,null,null,null,null,null,null,null,null,null,null,null,null,1435]
[null,null,null,null,null,null,null,null,null,null,null,null,null,null,null,1436]
[null,null,null,null,null,null,null,null,null,null,null,null,null,null,null,1437]
[null,null,null,null,null,null,null,null,null,null,null,null,null,null,null,1438]
[null,null,null,null,null,null,null,null,null,null,null,null,null,null,null,1439]
[null,null,null,null,null,null,null,null,null,null,null,null,null,null,null,1440]
[null,null,null,null,null,null,null,null,null,null,null,null,null,null,null,1441]
[null,null,null,null,null,null,null,null,null,null,null,null,null,null,null,1442]
[null,null,null,null,null,null,null,null,null,null,null,null,null,null,null,1443]
[null,null,null,null,null,null,null,null,null,null,null,null,null,null,null,1444]
[null,null,null,null,null,null,null,null,null,null,null,null,null,null,null,1445]
[null,null,null,null,null,null,null,null,null,null,null,null,null,null,null,1446]
[null,null,null,null,null,null,null,null,null,null,null,null,null,null,null,1447]
[null,null,null,null,null,null,null,null,null,null,null,null,null,null,null,1448]
[null,null,null,null,null,null,null,null,null,null,null,null,null,null,null,1449]
[null,null,null,null,null,null,null,null,null,null,null,null,null,null,null,1450]
[null,null,null,null,null,null,null,null,null,null,null,null,null,null,null,1451]
[null,null,null,null,null,null,null,null,null,null,null,null,null,null,null,1452]
[null,null,null,null,null,null,null,null,null,null,null,null,null,null,null,1453]
[null,null,null,null,null,null,null,null,null,null,null,null,null,null,null,1454]
[null,null,null,null,null,null,null,null,null,null,null,null,null,null,null,1455]
[null,null,null,null,null,null,null,null,null,null,null,null,null,null,null,1456]
[null,null,null,null,null,null,null,null,null,null,null,null,null,null,null,1457]
[null,null,null,null,null,null,null,null,null,null,null,null,null,null,null,1458]
[null,null,null,null,null,null,null,null,null,null,null,null,null,null,null,1459]
[null,null,null,null,null,null,null,null,null,null,null,null,null,null,null,1460]
[null,null,null,null,null,null,null,null,null,null,null,null,null,null,null,1461]
[null,null,null,null,null,null,null,null,null,null,null,null,null,null,null,1462]
[null,null,null,null,null,null,null,null,null,null,null,null,null,null,null,1463]
[null,null,null,null,null,null,null,null,null,null,null,null,null,null,null,1464]
[null,null,null,null,null,null,null,null,null,null,null,null,null,null,null,1465]
[null,null,null,null,null,null,null,null,null,null,null,null,null,null,null,1466]
[null,null,null,null,null,null,null,null,null,null,null,null,null,null,null,1467]
[null,null,null,null,null,null,null,null,null,null,null,null,null,null,null,1468]
[null,null,null,null,null,null,null,null,null,null,null,null,null,null,null,1469]
[null,null,null,null,null,null,null,null,null,null,null,null,null,null,null,1470]
[null,null,null,null,null,null,null,null,null,null,null,null,null,null,null,1471]
[null,null,null,null,null,null,null,null,null,null,null,null,null,null,null,1472]
[null,null,null,null,null,null,null,null,null,null,null,null,null,null,null,1473]
[null,null,null,null,null,null,null,null,null,null,null,null,null,null,null,1474]
[null,null,null,null,null,null,null,null,null,null,null,null,null,null,null,1475]
[null,null,null,null,null,null,null,null,null,null,null,null,null,null,null,1476]
[null,null,null,null,null,null,null,null,null,null,null,null,null,null,null,1477]
[null,null,null,null,null,null,null,null,null,null,null,null,null,null,null,1478]
[null,null,null,null,null,null,null,null,null,null,null,null,null,null,null,1479]
[null,null,null,null,null,null,null,null,null,null,null,null,null,null,null,1480]
[null,null,null,null,null,null,null,null,null,null,null,null,null,null,null,1481]
[null,null,null,null,null,null,null,null,null,null,null,null,null,null,null,1482]
[null,null,null,null,null,null,null,null,null,null,null,null,null,null,null,1483]
[null,null,null,null,null,null,null,null,null,null,null,null,null,null,null,1484]
[null,null,null,null,null,null,null,null,null,null,null,null,null,null,null,1485]
[null,null,null,null,null,null,null,null,null,null,null,null,null,null,null,1486]
[null,null,null,null,null,null,null,null,null,null,null,null,null,null,null,1487]
[null,null,null,null,null,null,null,null,null,null,null,null,null,null,null,1488]
[null,null,null,null,null,null,null,null,null,null,null,null,null,null,null,1489]
[null,null,null,null,null,null,null,null,null,null,null,null,null,null,null,1490]
[null,null,null,null,null,null,null,null,null,null,null,null,null,null,null,1491]
[null,null,null,null,null,null,null,null,null,null,null,null,null,null,null,1492]
[null,null,null,null,null,null,null,null,null,null,null,null,null,null,null,1493]
[null,null,null,null,null,null,null,null,null,null,null,null,null,null,null,1494]
[null,null,null,null,null,null,null,null,null,null,null,null,null,null,null,1495]
[null,null,null,null,null,null,null,null,null,null,null,null,null,null,null,1496]
[null,null,null,null,null,null,null,null,null,null,null,null,null,null,null,1497]
[null,null,null,null,null,null,null,null,null,null,null,null,null,null,null,1498]
[null,null,null,null,null,null,null,null,null,null,null,null,null,null,null,1499]
[null,null,null,null,null,null,null,null,null,null,null,null,null,null,null,1500]
[null,null,null,null,null,null,null,null,null,null,null,null,null,null,null,1501]
[null,null,null,null,null,null,null,null,null,null,null,null,null,null,null,1502]
[null,null,null,null,null,null,null,null,null,null,null,null,null,null,null,1503]
[null,null,null,null,null,null,null,null,null,null,null,null,null,null,null,1504]
[null,null,null,null,null,null,null,null,null,null,null,null,null,null,null,1505]
[null,null,null,null,null,null,null,null,null,null,null,null,null,null,null,1506]
[null,null,null,null,null,null,null,null,null,null,null,null,null,null,null,1507]
[null,null,null,null,null,null,null,null,null,null,null,null,null,null,null,1508]
[null,null,null,null,null,null,null,null,null,null,null,null,null,null,null,1509]
[null,null,null,null,null,null,null,null,null,null,null,null,null,null,null,1510]
[null,null,null,null,null,null,null,null,null,null,null,null,null,null,null,1511]
[null,null,null,null,null,null,null,null,null,null,null,null,null,null,null,1512]
[null,null,null,null,null,null,null,null,null,null,null,null,null,null,null,1513]
[null,null,null,null,null,null,null,null,null,null,null,null,null,null,null,1514]
[null,null,null,null,null,null,null,null,null,null,null,null,null,null,null,1515]
[null,null,null,null,null,null,null,null,null,null,null,null,null,null,null,1516]
[null,null,null,null,null,null,null,null,null,null,null,null,null,null,null,1517]
[null,null,null,null,null,null,null,null,null,null,null,null,null,null,null,1518]
[null,null,null,null,null,null,null,null,null,null,null,null,null,null,null,1519]
[null,null,null,null,null,null,null,null,null,null,null,null,null,null,null,1520]
[null,null,null,null,null,null,null,null,null,null,null,null,null,null,null,1521]
[null,null,null,null,null,null,null,null,null,null,null,null,null,null,null,1522]
[null,null,null,null,null,null,null,null,null,null,null,null,null,null,null,1523]
[null,null,null,null,null,null,null,null,null,null,null,null,null,null,null,1524]
[null,null,null,null,null,null,null,null,null,null,null,null,null,null,null,1525]
[null,null,null,null,null,null,null,null,null,null,null,null,null,null,null,1526]
[null,null,null,null,null,null,null,null,null,null,null,null,null,null,null,1527]
[null,null,null,null,null,null,null,null,null,null,null,null,null,null,null,1528]
[null,null,null,null,null,null,null,null,null,null,null,null,null,null,null,1529]
[null,null,null,null,null,null,null,null,null,null,null,null,null,null,null,1530]
[null,null,null,null,null,null,null,null,null,null,null,null,null,null,null,1531]
[null,null,null,null,null,null,null,null,null,null,null,null,null,null,null,1532]
[null,null,null,null,null,null,null,null,null,null,null,null,null,null,null,1533]
[null,null,null,null,null,null,null,null,null,null,null,null,null,null,null,1534]
[null,null,null,null,null,null,null,null,null,null,null,null,null,null,null,1535]
[null,null,null,null,null,null,null,null,null,null,null,null,null,null,null,1536]
[null,null,null,null,null,null,null,null,null,null,null,null,null,null,null,1537]
[null,null,null,null,null,null,null,null,null,null,null,null,null,null,null,1538]
[null,null,null,null,null,null,null,null,null,null,null,null,null,null,null,1539]
[null,null,null,null,null,null,null,null,null,null,null,null,null,null,null,1540]
[null,null,null,null,null,null,null,null,null,null,null,null,null,null,null,1541]
[null,null,null,null,null,null,null,null,null,null,null,null,null,null,null,1542]
[null,null,null,null,null,null,null,null,null,null,null,null,null,null,null,1543]
[null,null,null,null,null,null,null,null,null,null,null,null,null,null,null,1544]
[null,null,null,null,null,null,null,null,null,null,null,null,null,null,null,1545]
[null,null,null,null,null,null,null,null,null,null,null,null,null,null,null,1546]
[null,null,null,null,null,null,null,null,null,null,null,null,null,null,null,1547]
[null,null,null,null,null,null,null,null,null,null,null,null,null,null,null,1548]
[null,null,null,null,null,null,null,null,null,null,null,null,null,null,null,1549]
[null,null,null,null,null,null,null,null,null,null,null,null,null,null,null,1550]
[null,null,null,null,null,null,null,null,null,null,null,null,null,null,null,1551]
[null,null,null,null,null,null,null,null,null,null,null,null,null,null,null,1552]
[null,null,null,null,null,null,null,null,null,null,null,null,null,null,null,1553]
[null,null,null,null,null,null,null,null,null,null,null,null,null,null,null,1554]
[null,null,null,null,null,null,null,null,null,null,null,null,null,null,null,1555]
[null,null,null,null,null,null,null,null,null,null,null,null,null,null,null,1556]
[null,null,null,null,null,null,null,null,null,null,null,null,null,null,null,1557]
[null,null,null,null,null,null,null,null,null,null,null,null,null,null,null,1558]
[null,null,null,null,null,null,null,null,null,null,null,null,null,null,null,1559]
[null,null,null,null,null,null,null,null,null,null,null,null,null,null,null,1560]
[null,null,null,null,null,null,null,null,null,null,null,null,null,null,null,1561]
[null,null,null,null,null,null,null,null,null,null,null,null,null,null,null,1562]
[null,null,null,null,null,null,null,null,null,null,null,null,null,null,null,1563]
[null,null,null,null,null,null,null,null,null,null,null,null,null,null,null,1564]
[null,null,null,null,null,null,null,null,null,null,null,null,null,null,null,1565]
[null,null,null,null,null,null,null,null,null,null,null,null,null,null,null,1566]
[null,null,null,null,null,null,null,null,null,null,null,null,null,null,null,1567]
[null,null,null,null,null,null,null,null,null,null,null,null,null,null,null,1568]
[null,null,null,null,null,null,null,null,null,null,null,null,null,null,null,1569]
[null,null,null,null,null,null,null,null,null,null,null,null,null,null,null,1570]
[null,null,null,null,null,null,null,null,null,null,null,null,null,null,null,1571]
[null,null,null,null,null,null,null,null,null,null,null,null,null,null,null,1572]
[null,null,null,null,null,null,null,null,null,null,null,null,null,null,null,1573]
[null,null,null,null,null,null,null,null,null,null,null,null,null,null,null,1574]
[null,null,null,null,null,null,null,null,null,null,null,null,null,null,null,1575]
[null,null,null,null,null,null,null,null,null,null,null,null,null,null,null,1576]
[null,null,null,null,null,null,null,null,null,null,null,null,null,null,null,1577]
[null,null,null,null,null,null,null,null,null,null,null,null,null,null,null,1578]
[null,null,null,null,null,null,null,null,null,null,null,null,null,null,null,1579]
[null,null,null,null,null,null,null,null,null,null,null,null,null,null,null,1580]
[null,null,null,null,null,null,null,null,null,null,null,null,null,null,null,1581]
[null,null,null,null,null,null,null,null,null,null,null,null,null,null,null,1582]
[null,null,null,null,null,null,null,null,null,null,null,null,null,null,null,1583]
[null,null,null,null,null,null,null,null,null,null,null,null,null,null,null,1584]
[null,null,null,null,null,null,null,null,null,null,null,null,null,null,null,1585]
[null,null,null,null,null,null,null,null,null,null,null,null,null,null,null,1586]
[null,null,null,null,null,null,null,null,null,null,null,null,null,null,null,1587]
[null,null,null,null,null,null,null,null,null,null,null,null,null,null,null,1588]
[null,null,null,null,null,null,null,null,null,null,null,null,null,null,null,1589]
[null,null,null,null,null,null,null,null,null,null,null,null,null,null,null,1590]
[null,null,null,null,null,null,null,null,null,null,null,null,null,null,null,1591]
[null,null,null,null,null,null,null,null,null,null,null,null,null,null,null,1592]
[null,null,null,null,null,null,null,null,null,null,null,null,null,null,null,1593]
[null,null,null,null,null,null,null,null,null,null,null,null,null,null,null,1594]
[null,null,null,null,null,null,null,null,null,null,null,null,null,null,null,1595]
[null,null,null,null,null,null,null,null,null,null,null,null,null,null,null,1596]
[null,null,null,null,null,null,null,null,null,null,null,null,null,null,null,1597]
[null,null,null,null,null,null,null,null,null,null,null,null,null,null,null,1598]
[null,null,null,null,null,null,null,null,null,null,null,null,null,null,null,1599]
[null,null,null,null,null,null,null,null,null,null,null,null,null,null,null,1600]
[null,null,null,null,null,null,null,null,null,null,null,null,null,null,null,1601]
[null,null,null,null,null,null,null,null,null,null,null,null,null,null,null,1602]
[null,null,null,null,null,null,null,null,null,null,null,null,null,null,null,1603]
[null,null,null,null,null,null,null,null,null,null,null,null,null,null,null,1604]
[null,null,null,null,null,null,null,null,null,null,null,null,null,null,null,1605]
[null,null,null,null,null,null,null,null,null,null,null,null,null,null,null,1606]
[null,null,null,null,null,null,null,null,null,null,null,null,null,null,null,1607]
[null,null,null,null,null,null,null,null,null,null,null,null,null,null,null,1608]
[null,null,null,null,null,null,null,null,null,null,null,null,null,null,null,1609]
[null,null,null,null,null,null,null,null,null,null,null,null,null,null,null,1610]
[null,null,null,null,null,null,null,null,null,null,null,null,null,null,null,1611]
[null,null,null,null,null,null,null,null,null,null,null,null,null,null,null,1612]
[null,null,null,null,null,null,null,null,null,null,null,null,null,null,null,1613]
[null,null,null,null,null,null,null,null,null,null,null,null,null,null,null,1614]
[null,null,null,null,null,null,null,null,null,null,null,null,null,null,null,1615]
[null,null,null,null,null,null,null,null,null,null,null,null,null,null,null,1616]
[null,null,null,null,null,null,null,null,null,null,null,null,null,null,null,1617]
[null,null,null,null,null,null,null,null,null,null,null,null,null,null,null,1618]
[null,null,null,null,null,null,null,null,null,null,null,null,null,null,null,1619]
[null,null,null,null,null,null,null,null,null,null,null,null,null,null,null,1620]
[null,null,null,null,null,null,null,null,null,null,null,null,null,null,null,1621]
[null,null,null,null,null,null,null,null,null,null,null,null,null,null,null,1622]
[null,null,null,null,null,null,null,null,null,null,null,null,null,null,null,1623]
[null,null,null,null,null,null,null,null,null,null,null,null,null,null,null,1624]
[null,null,null,null,null,null,null,null,null,null,null,null,null,null,null,1625]
[null,null,null,null,null,null,null,null,null,null,null,null,null,null,null,1626]
[null,null,null,null,null,null,null,null,null,null,null,null,null,null,null,1627]
[null,null,null,null,null,null,null,null,null,null,null,null,null,null,null,1628]
[null,null,null,null,null,null,null,null,null,null,null,null,null,null,null,1629]
[null,null,null,null,null,null,null,null,null,null,null,null,null,null,null,1630]
[null,null,null,null,null,null,null,null,null,null,null,null,null,null,null,1631]
[null,null,null,null,null,null,null,null,null,null,null,null,null,null,null,1632]
[null,null,null,null,null,null,null,null,null,null,null,null,null,null,null,1633]
[null,null,null,null,null,null,null,null,null,null,null,null,null,null,null,1634]
[null,null,null,null,null,null,null,null,null,null,null,null,null,null,null,1635]
[null,null,null,null,null,null,null,null,null,null,null,null,null,null,null,1636]
[null,null,null,null,null,null,null,null,null,null,null,null,null,null,null,1637]
[null,null,null,null,null,null,null,null,null,null,null,null,null,null,null,1638]
[null,null,null,null,null,null,null,null,null,null,null,null,null,null,null,1639]
[null,null,null,null,null,null,null,null,null,null,null,null,null,null,null,1640]
[null,null,null,null,null,null,null,null,null,null,null,null,null,null,null,1641]
[null,null,null,null,null,null,null,null,null,null,null,null,null,null,null,1642]
[null,null,null,null,null,null,null,null,null,null,null,null,null,null,null,1643]
[null,null,null,null,null,null,null,null,null,null,null,null,null,null,null,1644]
[null,null,null,null,null,null,null,null,null,null,null,null,null,null,null,1645]
[null,null,null,null,null,null,null,null,null,null,null,null,null,null,null,1646]
[null,null,null,null,null,null,null,null,null,null,null,null,null,null,null,1647]
[null,null,null,null,null,null,null,null,null,null,null,null,null,null,null,1648]
[null,null,null,null,null,null,null,null,null,null,null,null,null,null,null,1649]
[null,null,null,null,null,null,null,null,null,null,null,null,null,null,null,1650]
[null,null,null,null,null,null,null,null,null,null,null,null,null,null,null,1651]
[null,null,null,null,null,null,null,null,null,null,null,null,null,null,null,1652]
[null,null,null,null,null,null,null,null,null,null,null,null,null,null,null,1653]
[null,null,null,null,null,null,null,null,null,null,null,null,null,null,null,1654]
[null,null,null,null,null,null,null,null,null,null,null,null,null,null,null,1655]
[null,null,null,null,null,null,null,null,null,null,null,null,null,null,null,1656]
[null,null,null,null,null,null,null,null,null,null,null,null,null,null,null,1657]
[null,null,null,null,null,null,null,null,null,null,null,null,null,null,null,1658]
[null,null,null,null,null,null,null,null,null,null,null,null,null,null,null,1659]
[null,null,null,null,null,null,null,null,null,null,null,null,null,null,null,1660]
[null,null,null,null,null,null,null,null,null,null,null,null,null,null,null,1661]
[null,null,null,null,null,null,null,null,null,null,null,null,null,null,null,1662]
[null,null,null,null,null,null,null,null,null,null,null,null,null,null,null,1663]
[null,null,null,null,null,null,null,null,null,null,null,null,null,null,null,1664]
[null,null,null,null,null,null,null,null,null,null,null,null,null,null,null,1665]
[null,null,null,null,null,null,null,null,null,null,null,null,null,null,null,1666]
[null,null,null,null,null,null,null,null,null,null,null,null,null,null,null,1667]
[null,null,null,null,null,null,null,null,null,null,null,null,null,null,null,1668]
[null,null,null,null,null,null,null,null,null,null,null,null,null,null,null,1669]
[null,null,null,null,null,null,null,null,null,null,null,null,null,null,null,1670]
[null,null,null,null,null,null,null,null,null,null,null,null,null,null,null,1671]
[null,null,null,null,null,null,null,null,null,null,null,null,null,null,null,1672]
[null,null,null,null,null,null,null,null,null,null,null,null,null,null,null,1673]
[null,null,null,null,null,null,null,null,null,null,null,null,null,null,null,1674]
[null,null,null,null,null,null,null,null,null,null,null,null,null,null,null,1675]
[null,null,null,null,null,null,null,null,null,null,null,null,null,null,null,1676]
[null,null,null,null,null,null,null,null,null,null,null,null,null,null,null,1677]
[null,null,null,null,null,null,null,null,null,null,null,null,null,null,null,1678]
[null,null,null,null,null,null,null,null,null,null,null,null,null,null,null,1679]
[null,null,null,null,null,null,null,null,null,null,null,null,null,null,null,1680]
[null,null,null,null,null,null,null,null,null,null,null,null,null,null,null,1681]
[null,null,null,null,null,null,null,null,null,null,null,null,null,null,null,1682]
[null,null,null,null,null,null,null,null,null,null,null,null,null,null,null,1683]
[null,null,null,null,null,null,null,null,null,null,null,null,null,null,null,1684]
[null,null,null,null,null,null,null,null,null,null,null,null,null,null,null,1685]
[null,null,null,null,null,null,null,null,null,null,null,null,null,null,null,1686]
[null,null,null,null,null,null,null,null,null,null,null,null,null,null,null,1687]
[null,null,null,null,null,null,null,null,null,null,null,null,null,null,null,1688]
[null,null,null,null,null,null,null,null,null,null,null,null,null,null,null,1689]
[null,null,null,null,null,null,null,null,null,null,null,null,null,null,null,1690]
[null,null,null,null,null,null,null,null,null,null,null,null,null,null,null,1691]
[null,null,null,null,null,null,null,null,null,null,null,null,null,null,null,1692]
[null,null,null,null,null,null,null,null,null,null,null,null,null,null,null,1693]
[null,null,null,null,null,null,null,null,null,null,null,null,null,null,null,1694]
[null,null,null,null,null,null,null,null,null,null,null,null,null,null,null,1695]
[null,null,null,null,null,null,null,null,null,null,null,null,null,null,null,1696]
[null,null,null,null,null,null,null,null,null,null,null,null,null,null,null,1697]
[null,null,null,null,null,null,null,null,null,null,null,null,null,null,null,1698]
[null,null,null,null,null,null,null,null,null,null,null,null,null,null,null,1699]
[null,null,null,null,null,null,null,null,null,null,null,null,null,null,null,1700]
[null,null,null,null,null,null,null,null,null,null,null,null,null,null,null,1701]
[null,null,null,null,null,null,null,null,null,null,null,null,null,null,null,1702]
[null,null,null,null,null,null,null,null,null,null,null,null,null,null,null,1703]
[null,null,null,null,null,null,null,null,null,null,null,null,null,null,null,1704]
[null,null,null,null,null,null,null,null,null,null,null,null,null,null,null,1705]
[null,null,null,null,null,null,null,null,null,null,null,null,null,null,null,1706]
[null,null,null,null,null,null,null,null,null,null,null,null,null,null,null,1707]
[null,null,null,null,null,null,null,null,null,null,null,null,null,null,null,1708]
[null,null,null,null,null,null,null,null,null,null,null,null,null,null,null,1709]
[null,null,null,null,null,null,null,null,null,null,null,null,null,null,null,1710]
[null,null,null,null,null,null,null,null,null,null,null,null,null,null,null,1711]
[null,null,null,null,null,null,null,null,null,null,null,null,null,null,null,1712]
[null,null,null,null,null,null,null,null,null,null,null,null,null,null,null,1713]
[null,null,null,null,null,null,null,null,null,null,null,null,null,null,null,1714]
[null,null,null,null,null,null,null,null,null,null,null,null,null,null,null,1715]
[null,null,null,null,null,null,null,null,null,null,null,null,null,null,null,1716]
[null,null,null,null,null,null,null,null,null,null,null,null,null,null,null,1717]
[null,null,null,null,null,null,null,null,null,null,null,null,null,null,null,1718]
[null,null,null,null,null,null,null,null,null,null,null,null,null,null,null,1719]
[null,null,null,null,null,null,null,null,null,null,null,null,null,null,null,1720]
[null,null,null,null,null,null,null,null,null,null,null,null,null,null,null,1721]
[null,null,null,null,null,null,null,null,null,null,null,null,null,null,null,1722]
[null,null,null,null,null,null,null,null,null,null,null,null,null,null,null,1723]
[null,null,null,null,null,null,null,null,null,null,null,null,null,null,null,1724]
[null,null,null,null,null,null,null,null,null,null,null,null,null,null,null,1725]
[null,null,null,null,null,null,null,null,null,null,null,null,null,null,null,1726]
[null,null,null,null,null,null,null,null,null,null,null,null,null,null,null,1727]
[null,null,null,null,null,null,null,null,null,null,null,null,null,null,null,1728]
[null,null,null,null,null,null,null,null,null,null,null,null,null,null,null,1729]
[null,null,null,null,null,null,null,null,null,null,null,null,null,null,null,1730]
[null,null,null,null,null,null,null,null,null,null,null,null,null,null,null,1731]
[null,null,null,null,null,null,null,null,null,null,null,null,null,null,null,1732]
[null,null,null,null,null,null,null,null,null,null,null,null,null,null,null,1733]
[null,null,null,null,null,null,null,null,null,null,null,null,null,null,null,1734]
[null,null,null,null,null,null,null,null,null,null,null,null,null,null,null,1735]
[null,null,null,null,null,null,null,null,null,null,null,null,null,null,null,1736]
[null,null,null,null,null,null,null,null,null,null,null,null,null,null,null,1737]
[null,null,null,null,null,null,null,null,null,null,null,null,null,null,null,1738]
[null,null,null,null,null,null,null,null,null,null,null,null,null,null,null,1739]
[null,null,null,null,null,null,null,null,null,null,null,null,null,null,null,1740]
[null,null,null,null,null,null,null,null,null,null,null,null,null,null,null,1741]
[null,null,null,null,null,null,null,null,null,null,null,null,null,null,null,1742]
[null,null,null,null,null,null,null,null,null,null,null,null,null,null,null,1743]
[null,null,null,null,null,null,null,null,null,null,null,null,null,null,null,1744]
[null,null,null,null,null,null,null,null,null,null,null,null,null,null,null,1745]
[null,null,null,null,null,null,null,null,null,null,null,null,null,null,null,1746]
[null,null,null,null,null,null,null,null,null,null,null,null,null,null,null,1747]
[null,null,null,null,null,null,null,null,null,null,null,null,null,null,null,1748]
[null,null,null,null,null,null,null,null,null,null,null,null,null,null,null,1749]
[null,null,null,null,null,null,null,null,null,null,null,null,null,null,null,1750]
[null,null,null,null,null,null,null,null,null,null,null,null,null,null,null,1751]
[null,null,null,null,null,null,null,null,null,null,null,null,null,null,null,1752]
[null,null,null,null,null,null,null,null,null,null,null,null,null,null,null,1753]
[null,null,null,null,null,null,null,null,null,null,null,null,null,null,null,1754]
[null,null,null,null,null,null,null,null,null,null,null,null,null,null,null,1755]
[null,null,null,null,null,null,null,null,null,null,null,null,null,null,null,1756]
[null,null,null,null,null,null,null,null,null,null,null,null,null,null,null,1757]
[null,null,null,null,null,null,null,null,null,null,null,null,null,null,null,1758]
[null,null,null,null,null,null,null,null,null,null,null,null,null,null,null,1759]
[null,null,null,null,null,null,null,null,null,null,null,null,null,null,null,1760]
[null,null,null,null,null,null,null,null,null,null,null,null,null,null,null,1761]
[null,null,null,null,null,null,null,null,null,null,null,null,null,null,null,1762]
[null,null,null,null,null,null,null,null,null,null,null,null,null,null,null,1763]
[null,null,null,null,null,null,null,null,null,null,null,null,null,null,null,1764]
[null,null,null,null,null,null,null,null,null,null,null,null,null,null,null,1765]
[null,null,null,null,null,null,null,null,null,null,null,null,null,null,null,1766]
[null,null,null,null,null,null,null,null,null,null,null,null,null,null,null,1767]
[null,null,null,null,null,null,null,null,null,null,null,null,null,null,null,1768]
[null,null,null,null,null,null,null,null,null,null,null,null,null,null,null,1769]
[null,null,null,null,null,null,null,null,null,null,null,null,null,null,null,1770]
[null,null,null,null,null,null,null,null,null,null,null,null,null,null,null,1771]
[null,null,null,null,null,null,null,null,null,null,null,null,null,null,null,1772]
[null,null,null,null,null,null,null,null,null,null,null,null,null,null,null,1773]
[null,null,null,null,null,null,null,null,null,null,null,null,null,null,null,1774]
[null,null,null,null,null,null,null,null,null,null,null,null,null,null,null,1775]
[null,null,null,null,null,null,null,null,null,null,null,null,null,null,null,1776]
[null,null,null,null,null,null,null,null,null,null,null,null,null,null,null,1777]
[null,null,null,null,null,null,null,null,null,null,null,null,null,null,null,1778]
[null,null,null,null,null,null,null,null,null,null,null,null,null,null,null,1779]
[null,null,null,null,null,null,null,null,null,null,null,null,null,null,null,1780]
[null,null,null,null,null,null,null,null,null,null,null,null,null,null,null,1781]
[null,null,null,null,null,null,null,null,null,null,null,null,null,null,null,1782]
[null,null,null,null,null,null,null,null,null,null,null,null,null,null,null,1783]
[null,null,null,null,null,null,null,null,null,null,null,null,null,null,null,1784]
[null,null,null,null,null,null,null,null,null,null,null,null,null,null,null,1785]
[null,null,null,null,null,null,null,null,null,null,null,null,null,null,null,1786]
[null,null,null,null,null,null,null,null,null,null,null,null,null,null,null,1787]
[null,null,null,null,null,null,null,null,null,null,null,null,null,null,null,1788]
[null,null,null,null,null,null,null,null,null,null,null,null,null,null,null,1789]
[null,null,null,null,null,null,null,null,null,null,null,null,null,null,null,1790]
[null,null,null,null,null,null,null,null,null,null,null,null,null,null,null,1791]
[null,null,null,null,null,null,null,null,null,null,null,null,null,null,null,1792]
[null,null,null,null,null,null,null,null,null,null,null,null,null,null,null,1793]
[null,null,null,null,null,null,null,null,null,null,null,null,null,null,null,1794]
[null,null,null,null,null,null,null,null,null,null,null,null,null,null,null,1795]
[null,null,null,null,null,null,null,null,null,null,null,null,null,null,null,1796]
[null,null,null,null,null,null,null,null,null,null,null,null,null,null,null,1797]
[null,null,null,null,null,null,null,null,null,null,null,null,null,null,null,1798]
[null,null,null,null,null,null,null,null,null,null,null,null,null,null,null,1799]
[null,null,null,null,null,null,null,null,null,null,null,null,null,null,null,1800]
[null,null,null,null,null,null,null,null,null,null,null,null,null,null,null,1801]
[null,null,null,null,null,null,null,null,null,null,null,null,null,null,null,1802]
[null,null,null,null,null,null,null,null,null,null,null,null,null,null,null,1803]
[null,null,null,null,null,null,null,null,null,null,null,null,null,null,null,1804]
[null,null,null,null,null,null,null,null,null,null,null,null,null,null,null,1805]
[null,null,null,null,null,null,null,null,null,null,null,null,null,null,null,1806]
[null,null,null,null,null,null,null,null,null,null,null,null,null,null,null,1807]
[null,null,null,null,null,null,null,null,null,null,null,null,null,null,null,1808]
[null,null,null,null,null,null,null,null,null,null,null,null,null,null,null,1809]
[null,null,null,null,null,null,null,null,null,null,null,null,null,null,null,1810]
[null,null,null,null,null,null,null,null,null,null,null,null,null,null,null,1811]
[null,null,null,null,null,null,null,null,null,null,null,null,null,null,null,1812]
[null,null,null,null,null,null,null,null,null,null,null,null,null,null,null,1813]
[null,null,null,null,null,null,null,null,null,null,null,null,null,null,null,1814]
[null,null,null,null,null,null,null,null,null,null,null,null,null,null,null,1815]
[null,null,null,null,null,null,null,null,null,null,null,null,null,null,null,1816]
[null,null,null,null,null,null,null,null,null,null,null,null,null,null,null,1817]
[null,null,null,null,null,null,null,null,null,null,null,null,null,null,null,1818]
[null,null,null,null,null,null,null,null,null,null,null,null,null,null,null,1819]
[null,null,null,null,null,null,null,null,null,null,null,null,null,null,null,1820]
[null,null,null,null,null,null,null,null,null,null,null,null,null,null,null,1821]
[null,null,null,null,null,null,null,null,null,null,null,null,null,null,null,1822]
[null,null,null,null,null,null,null,null,null,null,null,null,null,null,null,1823]
[null,null,null,null,null,null,null,null,null,null,null,null,null,null,null,1824]
[null,null,null,null,null,null,null,null,null,null,null,null,null,null,null,1825]
[null,null,null,null,null,null,null,null,null,null,null,null,null,null,null,1826]
[null,null,null,null,null,null,null,null,null,null,null,null,null,null,null,1827]
[null,null,null,null,null,null,null,null,null,null,null,null,null,null,null,1828]
[null,null,null,null,null,null,null,null,null,null,null,null,null,null,null,1829]
[null,null,null,null,null,null,null,null,null,null,null,null,null,null,null,1830]
[null,null,null,null,null,null,null,null,null,null,null,null,null,null,null,1831]
[null,null,null,null,null,null,null,null,null,null,null,null,null,null,null,1832]
[null,null,null,null,null,null,null,null,null,null,null,null,null,null,null,1833]
[null,null,null,null,null,null,null,null,null,null,null,null,null,null,null,1834]
[null,null,null,null,null,null,null,null,null,null,null,null,null,null,null,1835]
[null,null,null,null,null,null,null,null,null,null,null,null,null,null,null,1836]
[null,null,null,null,null,null,null,null,null,null,null,null,null,null,null,1837]
[null,null,null,null,null,null,null,null,null,null,null,null,null,null,null,1838]
[null,null,null,null,null,null,null,null,null,null,null,null,null,null,null,1839]
[null,null,null,null,null,null,null,null,null,null,null,null,null,null,null,1840]
[null,null,null,null,null,null,null,null,null,null,null,null,null,null,null,1841]
[null,null,null,null,null,null,null,null,null,null,null,null,null,null,null,1842]
[null,null,null,null,null,null,null,null,null,null,null,null,null,null,null,1843]
[null,null,null,null,null,null,null,null,null,null,null,null,null,null,null,1844]
[null,null,null,null,null,null,null,null,null,null,null,null,null,null,null,1845]
[null,null,null,null,null,null,null,null,null,null,null,null,null,null,null,1846]
[null,null,null,null,null,null,null,null,null,null,null,null,null,null,null,1847]
[null,null,null,null,null,null,null,null,null,null,null,null,null,null,null,1848]
[null,null,null,null,null,null,null,null,null,null,null,null,null,null,null,1849]
[null,null,null,null,null,null,null,null,null,null,null,null,null,null,null,1850]
[null,null,null,null,null,null,null,null,null,null,null,null,null,null,null,1851]
[null,null,null,null,null,null,null,null,null,null,null,null,null,null,null,1852]
[null,null,null,null,null,null,null,null,null,null,null,null,null,null,null,1853]
[null,null,null,null,null,null,null,null,null,null,null,null,null,null,null,1854]
[null,null,null,null,null,null,null,null,null,null,null,null,null,null,null,1855]
[null,null,null,null,null,null,null,null,null,null,null,null,null,null,null,1856]
[null,null,null,null,null,null,null,null,null,null,null,null,null,null,null,1857]
[null,null,null,null,null,null,null,null,null,null,null,null,null,null,null,1858]
[null,null,null,null,null,null,null,null,null,null,null,null,null,null,null,1859]
[null,null,null,null,null,null,null,null,null,null,null,null,null,null,null,1860]
[null,null,null,null,null,null,null,null,null,null,null,null,null,null,null,1861]
[null,null,null,null,null,null,null,null,null,null,null,null,null,null,null,1862]
[null,null,null,null,null,null,null,null,null,null,null,null,null,null,null,1863]
[null,null,null,null,null,null,null,null,null,null,null,null,null,null,null,1864]
[null,null,null,null,null,null,null,null,null,null,null,null,null,null,null,1865]
[null,null,null,null,null,null,null,null,null,null,null,null,null,null,null,1866]
[null,null,null,null,null,null,null,null,null,null,null,null,null,null,null,1867]
[null,null,null,null,null,null,null,null,null,null,null,null,null,null,null,1868]
[null,null,null,null,null,null,null,null,null,null,null,null,null,null,null,1869]
[null,null,null,null,null,null,null,null,null,null,null,null,null,null,null,1870]
[null,null,null,null,null,null,null,null,null,null,null,null,null,null,null,1871]
[null,null,null,null,null,null,null,null,null,null,null,null,null,null,null,1872]
[null,null,null,null,null,null,null,null,null,null,null,null,null,null,null,1873]
[null,null,null,null,null,null,null,null,null,null,null,null,null,null,null,1874]
[null,null,null,null,null,null,null,null,null,null,null,null,null,null,null,1875]
[null,null,null,null,null,null,null,null,null,null,null,null,null,null,null,1876]
[null,null,null,null,null,null,null,null,null,null,null,null,null,null,null,1877]
[null,null,null,null,null,null,null,null,null,null,null,null,null,null,null,1878]
[null,null,null,null,null,null,null,null,null,null,null,null,null,null,null,1879]
[null,null,null,null,null,null,null,null,null,null,null,null,null,null,null,1880]
[null,null,null,null,null,null,null,null,null,null,null,null,null,null,null,1881]
[null,null,null,null,null,null,null,null,null,null,null,null,null,null,null,1882]
[null,null,null,null,null,null,null,null,null,null,null,null,null,null,null,1883]
[null,null,null,null,null,null,null,null,null,null,null,null,null,null,null,1884]
[null,null,null,null,null,null,null,null,null,null,null,null,null,null,null,1885]
[null,null,null,null,null,null,null,null,null,null,null,null,null,null,null,1886]
[null,null,null,null,null,null,null,null,null,null,null,null,null,null,null,1887]
[null,null,null,null,null,null,null,null,null,null,null,null,null,null,null,1888]
[null,null,null,null,null,null,null,null,null,null,null,null,null,null,null,1889]
[null,null,null,null,null,null,null,null,null,null,null,null,null,null,null,1890]
[null,null,null,null,null,null,null,null,null,null,null,null,null,null,null,1891]
[null,null,null,null,null,null,null,null,null,null,null,null,null,null,null,1892]
[null,null,null,null,null,null,null,null,null,null,null,null,null,null,null,1893]
[null,null,null,null,null,null,null,null,null,null,null,null,null,null,null,1894]
[null,null,null,null,null,null,null,null,null,null,null,null,null,null,null,1895]
[null,null,null,null,null,null,null,null,null,null,null,null,null,null,null,1896]
[null,null,null,null,null,null,null,null,null,null,null,null,null,null,null,1897]
[null,null,null,null,null,null,null,null,null,null,null,null,null,null,null,1898]
[null,null,null,null,null,null,null,null,null,null,null,null,null,null,null,1899]
[null,null,null,null,null,null,null,null,null,null,null,null,null,null,null,1900]
[null,null,null,null,null,null,null,null,null,null,null,null,null,null,null,1901]
[null,null,null,null,null,null,null,null,null,null,null,null,null,null,null,1902]
[null,null,null,null,null,null,null,null,null,null,null,null,null,null,null,1903]
[null,null,null,null,null,null,null,null,null,null,null,null,null,null,null,1904]
[null,null,null,null,null,null,null,null,null,null,null,null,null,null,null,1905]
[null,null,null,null,null,null,null,null,null,null,null,null,null,null,null,1906]
[null,null,null,null,null,null,null,null,null,null,null,null,null,null,null,1907]
[null,null,null,null,null,null,null,null,null,null,null,null,null,null,null,1908]
[null,null,null,null,null,null,null,null,null,null,null,null,null,null,null,1909]
[null,null,null,null,null,null,null,null,null,null,null,null,null,null,null,1910]
[null,null,null,null,null,null,null,null,null,null,null,null,null,null,null,1911]
[null,null,null,null,null,null,null,null,null,null,null,null,null,null,null,1912]
[null,null,null,null,null,null,null,null,null,null,null,null,null,null,null,1913]
[null,null,null,null,null,null,null,null,null,null,null,null,null,null,null,1914]
[null,null,null,null,null,null,null,null,null,null,null,null,null,null,null,1915]
[null,null,null,null,null,null,null,null,null,null,null,null,null,null,null,1916]
[null,null,null,null,null,null,null,null,null,null,null,null,null,null,null,1917]
[null,null,null,null,null,null,null,null,null,null,null,null,null,null,null,1918]
[null,null,null,null,null,null,null,null,null,null,null,null,null,null,null,1919]
[null,null,null,null,null,null,null,null,null,null,null,null,null,null,null,1920]
[null,null,null,null,null,null,null,null,null,null,null,null,null,null,null,1921]
[null,null,null,null,null,null,null,null,null,null,null,null,null,null,null,1922]
[null,null,null,null,null,null,null,null,null,null,null,null,null,null,null,1923]
[null,null,null,null,null,null,null,null,null,null,null,null,null,null,null,1924]
[null,null,null,null,null,null,null,null,null,null,null,null,null,null,null,1925]
[null,null,null,null,null,null,null,null,null,null,null,null,null,null,null,1926]
[null,null,null,null,null,null,null,null,null,null,null,null,null,null,null,1927]
[null,null,null,null,null,null,null,null,null,null,null,null,null,null,null,1928]
[null,null,null,null,null,null,null,null,null,null,null,null,null,null,null,1929]
[null,null,null,null,null,null,null,null,null,null,null,null,null,null,null,1930]
[null,null,null,null,null,null,null,null,null,null,null,null,null,null,null,1931]
[null,null,null,null,null,null,null,null,null,null,null,null,null,null,null,1932]
[null,null,null,null,null,null,null,null,null,null,null,null,null,null,null,1933]
[null,null,null,null,null,null,null,null,null,null,null,null,null,null,null,1934]
[null,null,null,null,null,null,null,null,null,null,null,null,null,null,null,1935]
[null,null,null,null,null,null,null,null,null,null,null,null,null,null,null,1936]
[null,null,null,null,null,null,null,null,null,null,null,null,null,null,null,1937]
[null,null,null,null,null,null,null,null,null,null,null,null,null,null,null,1938]
[null,null,null,null,null,null,null,null,null,null,null,null,null,null,null,1939]
[null,null,null,null,null,null,null,null,null,null,null,null,null,null,null,1940]
[null,null,null,null,null,null,null,null,null,null,null,null,null,null,null,1941]
[null,null,null,null,null,null,null,null,null,null,null,null,null,null,null,1942]
[null,null,null,null,null,null,null,null,null,null,null,null,null,null,null,1943]
[null,null,null,null,null,null,null,null,null,null,null,null,null,null,null,1944]
[null,null,null,null,null,null,null,null,null,null,null,null,null,null,null,1945]
[null,null,null,null,null,null,null,null,null,null,null,null,null,null,null,1946]
[null,null,null,null,null,null,null,null,null,null,null,null,null,null,null,1947]
[null,null,null,null,null,null,null,null,null,null,null,null,null,null,null,1948]
[null,null,null,null,null,null,null,null,null,null,null,null,null,null,null,1949]
[null,null,null,null,null,null,null,null,null,null,null,null,null,null,null,1950]
[null,null,null,null,null,null,null,null,null,null,null,null,null,null,null,1951]
[null,null,null,null,null,null,null,null,null,null,null,null,null,null,null,1952]
[null,null,null,null,null,null,null,null,null,null,null,null,null,null,null,1953]
[null,null,null,null,null,null,null,null,null,null,null,null,null,null,null,1954]
[null,null,null,null,null,null,null,null,null,null,null,null,null,null,null,1955]
[null,null,null,null,null,null,null,null,null,null,null,null,null,null,null,1956]
[null,null,null,null,null,null,null,null,null,null,null,null,null,null,null,1957]
[null,null,null,null,null,null,null,null,null,null,null,null,null,null,null,1958]
[null,null,null,null,null,null,null,null,null,null,null,null,null,null,null,1959]
[null,null,null,null,null,null,null,null,null,null,null,null,null,null,null,1960]
[null,null,null,null,null,null,null,null,null,null,null,null,null,null,null,1961]
[null,null,null,null,null,null,null,null,null,null,null,null,null,null,null,1962]
[null,null,null,null,null,null,null,null,null,null,null,null,null,null,null,1963]
[null,null,null,null,null,null,null,null,null,null,null,null,null,null,null,1964]
[null,null,null,null,null,null,null,null,null,null,null,null,null,null,null,1965]
[null,null,null,null,null,null,null,null,null,null,null,null,null,null,null,1966]
[null,null,null,null,null,null,null,null,null,null,null,null,null,null,null,1967]
[null,null,null,null,null,null,null,null,null,null,null,null,null,null,null,1968]
[null,null,null,null,null,null,null,null,null,null,null,null,null,null,null,1969]
[null,null,null,null,null,null,null,null,null,null,null,null,null,null,null,1970]
[null,null,null,null,null,null,null,null,null,null,null,null,null,null,null,1971]
[null,null,null,null,null,null,null,null,null,null,null,null,null,null,null,1972]
[null,null,null,null,null,null,null,null,null,null,null,null,null,null,null,1973]
[null,null,null,null,null,null,null,null,null,null,null,null,null,null,null,1974]
[null,null,null,null,null,null,null,null,null,null,null,null,null,null,null,1975]
[null,null,null,null,null,null,null,null,null,null,null,null,null,null,null,1976]
[null,null,null,null,null,null,null,null,null,null,null,null,null,null,null,1977]
[null,null,null,null,null,null,null,null,null,null,null,null,null,null,null,1978]
[null,null,null,null,null,null,null,null,null,null,null,null,null,null,null,1979]
[null,null,null,null,null,null,null,null,null,null,null,null,null,null,null,1980]
[null,null,null,null,null,null,null,null,null,null,null,null,null,null,null,1981]
[null,null,null,null,null,null,null,null,null,null,null,null,null,null,null,1982]
[null,null,null,null,null,null,null,null,null,null,null,null,null,null,null,1983]
[null,null,null,null,null,null,null,null,null,null,null,null,null,null,null,1984]
[null,null,null,null,null,null,null,null,null,null,null,null,null,null,null,1985]
[null,null,null,null,null,null,null,null,null,null,null,null,null,null,null,1986]
[null,null,null,null,null,null,null,null,null,null,null,null,null,null,null,1987]
[null,null,null,null,null,null,null,null,null,null,null,null,null,null,null,1988]
[null,null,null,null,null,null,null,null,null,null,null,null,null,null,null,1989]
[null,null,null,null,null,null,null,null,null,null,null,null,null,null,null,1990]
[null,null,null,null,null,null,null,null,null,null,null,null,null,null,null,1991]
[null,null,null,null,null,null,null,null,null,null,null,null,null,null,null,1992]
[null,null,null,null,null,null,null,null,null,null,null,null,null,null,null,1993]
[null,null,null,null,null,null,null,null,null,null,null,null,null,null,null,1994]
[null,null,null,null,null,null,null,null,null,null,null,null,null,null,null,1995]
[null,null,null,null,null,null,null,null,null,null,null,null,null,null,null,1996]
[null,null,null,null,null,null,null,null,null,null,null,null,null,null,null,1997]
[null,null,null,null,null,null,null,null,null,null,null,null,null,null,null,1998]
[null,null,null,null,null,null,null,null,null,null,null,null,null,null,null,1999]
[null,null,null,null,null,null,null,null,null,null,null,null,null,null,null,2000]
[null,null,null,null,null,null,null,null,null,null,null,null,null,null,null,2001]
[null,null,null,null,null,null,null,null,null,null,null,null,null,null,null,2002]
[null,null,null,null,null,null,null,null,null,null,null,null,null,null,null,2003]
[null,null,null,null,null,null,null,null,null,null,null,null,null,null,null,2004]
[null,null,null,null,null,null,null,null,null,null,null,null,null,null,null,2005]
[null,null,null,null,null,null,null,null,null,null,null,null,null,null,null,2006]
[null,null,null,null,null,null,null,null,null,null,null,null,null,null,null,2007]
[null,null,null,null,null,null,null,null,null,null,null,null,null,null,null,2008]
[null,null,null,null,null,null,null,null,null,null,null,null,null,null,null,2009]
[null,null,null,null,null,null,null,null,null,null,null,null,null,null,null,2010]
[null,null,null,null,null,null,null,null,null,null,null,null,null,null,null,2011]
[null,null,null,null,null,null,null,null,null,null,null,null,null,null,null,2012]
[null,null,null,null,null,null,null,null,null,null,null,null,null,null,null,2013]
[null,null,null,null,null,null,null,null,null,null,null,null,null,null,null,2014]
[null,null,null,null,null,null,null,null,null,null,null,null,null,null,null,2015]
[null,null,null,null,null,null,null,null,null,null,null,null,null,null,null,2016]
[null,null,null,null,null,null,null,null,null,null,null,null,null,null,null,2017]
[null,null,null,null,null,null,null,null,null,null,null,null,null,null,null,2018]
[null,null,null,null,null,null,null,null,null,null,null,null,null,null,null,2019]
[null,null,null,null,null,null,null,null,null,null,null,null,null,null,null,2020]
[null,null,null,null,null,null,null,null,null,null,null,null,null,null,null,2021]
[null,null,null,null,null,null,null,null,null,null,null,null,null,null,null,2022]
[null,null,null,null,null,null,null,null,null,null,null,null,null,null,null,2023]
[null,null,null,null,null,null,null,null,null,null,null,null,null,null,null,2024]
[null,null,null,null,null,null,null,null,null,null,null,null,null,null,null,2025]
[null,null,null,null,null,null,null,null,null,null,null,null,null,null,null,2026]
[null,null,null,null,null,null,null,null,null,null,null,null,null,null,null,2027]
[null,null,null,null,null,null,null,null,null,null,null,null,null,null,null,2028]
[null,null,null,null,null,null,null,null,null,null,null,null,null,null,null,2029]
[null,null,null,null,null,null,null,null,null,null,null,null,null,null,null,2030]
[null,null,null,null,null,null,null,null,null,null,null,null,null,null,null,2031]
[null,null,null,null,null,null,null,null,null,null,null,null,null,null,null,2032]
[null,null,null,null,null,null,null,null,null,null,null,null,null,null,null,2033]
[null,null,null,null,null,null,null,null,null,null,null,null,null,null,null,2034]
[null,null,null,null,null,null,null,null,null,null,null,null,null,null,null,2035]
[null,null,null,null,null,null,null,null,null,null,null,null,null,null,null,2036]
[null,null,null,null,null,null,null,null,null,null,null,null,null,null,null,2037]
[null,null,null,null,null,null,null,null,null,null,null,null,null,null,null,2038]
[null,null,null,null,null,null,null,null,null,null,null,null,null,null,null,2039]
[null,null,null,null,null,null,null,null,null,null,null,null,null,null,null,2040]
[null,null,null,null,null,null,null,null,null,null,null,null,null,null,null,2041]
[null,null,null,null,null,null,null,null,null,null,null,null,null,null,null,2042]
[null,null,null,null,null,null,null,null,null,null,null,null,null,null,null,2043]
[null,null,null,null,null,null,null,null,null,null,null,null,null,null,null,2044]
[null,null,null,null,null,null,null,null,null,null,null,null,null,null,null,2045]
[null,null,null,null,null,null,null,null,null,null,null,null,null,null,null,2046]
[null,null,null,null,null,null,null,null,null,null,null,null,null,null,null,2047]
[null,null,null,null,null,null,null,null,null,null,null,null,null,null,null,2048]
[null,null,null,null,null,null,null,null,null,null,null,null,null,null,null,2049]
[null,null,null,null,null,null,null,null,null,null,null,null,null,null,null,2050]
[null,null,null,null,null,null,null,null,null,null,null,null,null,null,null,2051]
[null,null,null,null,null,null,null,null,null,null,null,null,null,null,null,2052]
[null,null,null,null,null,null,null,null,null,null,null,null,null,null,null,2053]
[null,null,null,null,null,null,null,null,null,null,null,null,null,null,null,2054]
[null,null,null,null,null,null,null,null,null,null,null,null,null,null,null,2055]
[null,null,null,null,null,null,null,null,null,null,null,null,null,null,null,2056]
[null,null,null,null,null,null,null,null,null,null,null,null,null,null,null,2057]
[null,null,null,null,null,null,null,null,null,null,null,null,null,null,null,2058]
[null,null,null,null,null,null,null,null,null,null,null,null,null,null,null,2059]
[null,null,null,null,null,null,null,null,null,null,null,null,null,null,null,2060]
[null,null,null,null,null,null,null,null,null,null,null,null,null,null,null,2061]
[null,null,null,null,null,null,null,null,null,null,null,null,null,null,null,2062]
[null,null,null,null,null,null,null,null,null,null,null,null,null,null,null,2063]
[null,null,null,null,null,null,null,null,null,null,null,null,null,null,null,2064]
[null,null,null,null,null,null,null,null,null,null,null,null,null,null,null,2065]
[null,null,null,null,null,null,null,null,null,null,null,null,null,null,null,2066]
[null,null,null,null,null,null,null,null,null,null,null,null,null,null,null,2067]
[null,null,null,null,null,null,null,null,null,null,null,null,null,null,null,2068]
[null,null,null,null,null,null,null,null,null,null,null,null,null,null,null,2069]
[null,null,null,null,null,null,null,null,null,null,null,null,null,null,null,2070]
[null,null,null,null,null,null,null,null,null,null,null,null,null,null,null,2071]
[null,null,null,null,null,null,null,null,null,null,null,null,null,null,null,2072]
[null,null,null,null,null,null,null,null,null,null,null,null,null,null,null,2073]
[null,null,null,null,null,null,null,null,null,null,null,null,null,null,null,2074]
[null,null,null,null,null,null,null,null,null,null,null,null,null,null,null,2075]
[null,null,null,null,null,null,null,null,null,null,null,null,null,null,null,2076]
[null,null,null,null,null,null,null,null,null,null,null,null,null,null,null,2077]
[null,null,null,null,null,null,null,null,null,null,null,null,null,null,null,2078]
[null,null,null,null,null,null,null,null,null,null,null,null,null,null,null,2079]
[null,null,null,null,null,null,null,null,null,null,null,null,null,null,null,2080]
[null,null,null,null,null,null,null,null,null,null,null,null,null,null,null,2081]
[null,null,null,null,null,null,null,null,null,null,null,null,null,null,null,2082]
[null,null,null,null,null,null,null,null,null,null,null,null,null,null,null,2083]
[null,null,null,null,null,null,null,null,null,null,null,null,null,null,null,2084]
[null,null,null,null,null,null,null,null,null,null,null,null,null,null,null,2085]
[null,null,null,null,null,null,null,null,null,null,null,null,null,null,null,2086]
[null,null,null,null,null,null,null,null,null,null,null,null,null,null,null,2087]
[null,null,null,null,null,null,null,null,null,null,null,null,null,null,null,2088]
[null,null,null,null,null,null,null,null,null,null,null,null,null,null,null,2089]
[null,null,null,null,null,null,null,null,null,null,null,null,null,null,null,2090]
[null,null,null,null,null,null,null,null,null,null,null,null,null,null,null,2091]
[null,null,null,null,null,null,null,null,null,null,null,null,null,null,null,2092]
[null,null,null,null,null,null,null,null,null,null,null,null,null,null,null,2093]
[null,null,null,null,null,null,null,null,null,null,null,null,null,null,null,2094]
[null,null,null,null,null,null,null,null,null,null,null,null,null,null,null,2095]
[null,null,null,null,null,null,null,null,null,null,null,null,null,null,null,2096]
[null,null,null,null,null,null,null,null,null,null,null,null,null,null,null,2097]
[null,null,null,null,null,null,null,null,null,null,null,null,null,null,null,2098]
[null,null,null,null,null,null,null,null,null,null,null,null,null,null,null,2099]
[null,null,null,null,null,null,null,null,null,null,null,null,null,null,null,2100]
[null,null,null,null,null,null,null,null,null,null,null,null,null,null,null,2101]
[null,null,null,null,null,null,null,null,null,null,null,null,null,null,null,2102]
[null,null,null,null,null,null,null,null,null,null,null,null,null,null,null,2103]
[null,null,null,null,null,null,null,null,null,null,null,null,null,null,null,2104]
[null,null,null,null,null,null,null,null,null,null,null,null,null,null,null,2105]
[null,null,null,null,null,null,null,null,null,null,null,null,null,null,null,2106]
[null,null,null,null,null,null,null,null,null,null,null,null,null,null,null,2107]
[null,null,null,null,null,null,null,null,null,null,null,null,null,null,null,2108]
[null,null,null,null,null,null,null,null,null,null,null,null,null,null,null,2109]
[null,null,null,null,null,null,null,null,null,null,null,null,null,null,null,2110]
[null,null,null,null,null,null,null,null,null,null,null,null,null,null,null,2111]
[null,null,null,null,null,null,null,null,null,null,null,null,null,null,null,2112]
[null,null,null,null,null,null,null,null,null,null,null,null,null,null,null,2113]
[null,null,null,null,null,null,null,null,null,null,null,null,null,null,null,2114]
[null,null,null,null,null,null,null,null,null,null,null,null,null,null,null,2115]
[null,null,null,null,null,null,null,null,null,null,null,null,null,null,null,2116]
[null,null,null,null,null,null,null,null,null,null,null,null,null,null,null,2117]
[null,null,null,null,null,null,null,null,null,null,null,null,null,null,null,2118]
[null,null,null,null,null,null,null,null,null,null,null,null,null,null,null,2119]
[null,null,null,null,null,null,null,null,null,null,null,null,null,null,null,2120]
[null,null,null,null,null,null,null,null,null,null,null,null,null,null,null,2121]
[null,null,null,null,null,null,null,null,null,null,null,null,null,null,null,2122]
[null,null,null,null,null,null,null,null,null,null,null,null,null,null,null,2123]
[null,null,null,null,null,null,null,null,null,null,null,null,null,null,null,2124]
[null,null,null,null,null,null,null,null,null,null,null,null,null,null,null,2125]
[null,null,null,null,null,null,null,null,null,null,null,null,null,null,null,2126]
[null,null,null,null,null,null,null,null,null,null,null,null,null,null,null,2127]
[null,null,null,null,null,null,null,null,null,null,null,null,null,null,null,2128]
[null,null,null,null,null,null,null,null,null,null,null,null,null,null,null,2129]
[null,null,null,null,null,null,null,null,null,null,null,null,null,null,null,2130]
[null,null,null,null,null,null,null,null,null,null,null,null,null,null,null,2131]
[null,null,null,null,null,null,null,null,null,null,null,null,null,null,null,2132]
[null,null,null,null,null,null,null,null,null,null,null,null,null,null,null,2133]
[null,null,null,null,null,null,null,null,null,null,null,null,null,null,null,2134]
[null,null,null,null,null,null,null,null,null,null,null,null,null,null,null,2135]
[null,null,null,null,null,null,null,null,null,null,null,null,null,null,null,2136]
[null,null,null,null,null,null,null,null,null,null,null,null,null,null,null,2137]
[null,null,null,null,null,null,null,null,null,null,null,null,null,null,null,2138]
[null,null,null,null,null,null,null,null,null,null,null,null,null,null,null,2139]
[null,null,null,null,null,null,null,null,null,null,null,null,null,null,null,2140]
[null,null,null,null,null,null,null,null,null,null,null,null,null,null,null,2141]
[null,null,null,null,null,null,null,null,null,null,null,null,null,null,null,2142]
[null,null,null,null,null,null,null,null,null,null,null,null,null,null,null,2143]
[null,null,null,null,null,null,null,null,null,null,null,null,null,null,null,2144]
[null,null,null,null,null,null,null,null,null,null,null,null,null,null,null,2145]
[null,null,null,null,null,null,null,null,null,null,null,null,null,null,null,2146]
[null,null,null,null,null,null,null,null,null,null,null,null,null,null,null,2147]
[null,null,null,null,null,null,null,null,null,null,null,null,null,null,null,2148]
[null,null,null,null,null,null,null,null,null,null,null,null,null,null,null,2149]
[null,null,null,null,null,null,null,null,null,null,null,null,null,null,null,2150]
[null,null,null,null,null,null,null,null,null,null,null,null,null,null,null,2151]
[null,null,null,null,null,null,null,null,null,null,null,null,null,null,null,2152]
[null,null,null,null,null,null,null,null,null,null,null,null,null,null,null,2153]
[null,null,null,null,null,null,null,null,null,null,null,null,null,null,null,2154]
[null,null,null,null,null,null,null,null,null,null,null,null,null,null,null,2155]
[null,null,null,null,null,null,null,null,null,null,null,null,null,null,null,2156]
[null,null,null,null,null,null,null,null,null,null,null,null,null,null,null,2157]
[null,null,null,null,null,null,null,null,null,null,null,null,null,null,null,2158]
[null,null,null,null,null,null,null,null,null,null,null,null,null,null,null,2159]
[null,null,null,null,null,null,null,null,null,null,null,null,null,null,null,2160]
[null,null,null,null,null,null,null,null,null,null,null,null,null,null,null,2161]
[null,null,null,null,null,null,null,null,null,null,null,null,null,null,null,2162]
[null,null,null,null,null,null,null,null,null,null,null,null,null,null,null,2163]
[null,null,null,null,null,null,null,null,null,null,null,null,null,null,null,2164]
[null,null,null,null,null,null,null,null,null,null,null,null,null,null,null,2165]
[null,null,null,null,null,null,null,null,null,null,null,null,null,null,null,2166]
[null,null,null,null,null,null,null,null,null,null,null,null,null,null,null,2167]
[null,null,null,null,null,null,null,null,null,null,null,null,null,null,null,2168]
[null,null,null,null,null,null,null,null,null,null,null,null,null,null,null,2169]
[null,null,null,null,null,null,null,null,null,null,null,null,null,null,null,2170]
[null,null,null,null,null,null,null,null,null,null,null,null,null,null,null,2171]
[null,null,null,null,null,null,null,null,null,null,null,null,null,null,null,2172]
[null,null,null,null,null,null,null,null,null,null,null,null,null,null,null,2173]
[null,null,null,null,null,null,null,null,null,null,null,null,null,null,null,2174]
[null,null,null,null,null,null,null,null,null,null,null,null,null,null,null,2175]
[null,null,null,null,null,null,null,null,null,null,null,null,null,null,null,2176]
[null,null,null,null,null,null,null,null,null,null,null,null,null,null,null,2177]
[null,null,null,null,null,null,null,null,null,null,null,null,null,null,null,2178]
[null,null,null,null,null,null,null,null,null,null,null,null,null,null,null,2179]
[null,null,null,null,null,null,null,null,null,null,null,null,null,null,null,2180]
[null,null,null,null,null,null,null,null,null,null,null,null,null,null,null,2181]
[null,null,null,null,null,null,null,null,null,null,null,null,null,null,null,2182]
[null,null,null,null,null,null,null,null,null,null,null,null,null,null,null,2183]
[null,null,null,null,null,null,null,null,null,null,null,null,null,null,null,2184]
[null,null,null,null,null,null,null,null,null,null,null,null,null,null,null,2185]
[null,null,null,null,null,null,null,null,null,null,null,null,null,null,null,2186]
[null,null,null,null,null,null,null,null,null,null,null,null,null,null,null,2187]
[null,null,null,null,null,null,null,null,null,null,null,null,null,null,null,2188]
[null,null,null,null,null,null,null,null,null,null,null,null,null,null,null,2189]
[null,null,null,null,null,null,null,null,null,null,null,null,null,null,null,2190]
[null,null,null,null,null,null,null,null,null,null,null,null,null,null,null,2191]
[null,null,null,null,null,null,null,null,null,null,null,null,null,null,null,2192]
[null,null,null,null,null,null,null,null,null,null,null,null,null,null,null,2193]
[null,null,null,null,null,null,null,null,null,null,null,null,null,null,null,2194]
[null,null,null,null,null,null,null,null,null,null,null,null,null,null,null,2195]
[null,null,null,null,null,null,null,null,null,null,null,null,null,null,null,2196]
[null,null,null,null,null,null,null,null,null,null,null,null,null,null,null,2197]
[null,null,null,null,null,null,null,null,null,null,null,null,null,null,null,2198]
[null,null,null,null,null,null,null,null,null,null,null,null,null,null,null,2199]
[null,null,null,null,null,null,null,null,null,null,null,null,null,null,null,2200]
[null,null,null,null,null,null,null,null,null,null,null,null,null,null,null,2201]
[null,null,null,null,null,null,null,null,null,null,null,null,null,null,null,2202]
[null,null,null,null,null,null,null,null,null,null,null,null,null,null,null,2203]
[null,null,null,null,null,null,null,null,null,null,null,null,null,null,null,2204]
[null,null,null,null,null,null,null,null,null,null,null,null,null,null,null,2205]
[null,null,null,null,null,null,null,null,null,null,null,null,null,null,null,2206]
[null,null,null,null,null,null,null,null,null,null,null,null,null,null,null,2207]
[null,null,null,null,null,null,null,null,null,null,null,null,null,null,null,2208]
[null,null,null,null,null,null,null,null,null,null,null,null,null,null,null,2209]
[null,null,null,null,null,null,null,null,null,null,null,null,null,null,null,2210]
[null,null,null,null,null,null,null,null,null,null,null,null,null,null,null,2211]
[null,null,null,null,null,null,null,null,null,null,null,null,null,null,null,2212]
[null,null,null,null,null,null,null,null,null,null,null,null,null,null,null,2213]
[null,null,null,null,null,null,null,null,null,null,null,null,null,null,null,2214]
[null,null,null,null,null,null,null,null,null,null,null,null,null,null,null,2215]
[null,null,null,null,null,null,null,null,null,null,null,null,null,null,null,2216]
[null,null,null,null,null,null,null,null,null,null,null,null,null,null,null,2217]
[null,null,null,null,null,null,null,null,null,null,null,null,null,null,null,2218]
[null,null,null,null,null,null,null,null,null,null,null,null,null,null,null,2219]
[null,null,null,null,null,null,null,null,null,null,null,null,null,null,null,2220]
[null,null,null,null,null,null,null,null,null,null,null,null,null,null,null,2221]
[null,null,null,null,null,null,null,null,null,null,null,null,null,null,null,2222]
[null,null,null,null,null,null,null,null,null,null,null,null,null,null,null,2223]
[null,null,null,null,null,null,null,null,null,null,null,null,null,null,null,2224]
[null,null,null,null,null,null,null,null,null,null,null,null,null,null,null,2225]
[null,null,null,null,null,null,null,null,null,null,null,null,null,null,null,2226]
[null,null,null,null,null,null,null,null,null,null,null,null,null,null,null,2227]
[null,null,null,null,null,null,null,null,null,null,null,null,null,null,null,2228]
[null,null,null,null,null,null,null,null,null,null,null,null,null,null,null,2229]
[null,null,null,null,null,null,null,null,null,null,null,null,null,null,null,2230]
[null,null,null,null,null,null,null,null,null,null,null,null,null,null,null,2231]
[null,null,null,null,null,null,null,null,null,null,null,null,null,null,null,2232]
[null,null,null,null,null,null,null,null,null,null,null,null,null,null,null,2233]
[null,null,null,null,null,null,null,null,null,null,null,null,null,null,null,2234]
[null,null,null,null,null,null,null,null,null,null,null,null,null,null,null,2235]
[null,null,null,null,null,null,null,null,null,null,null,null,null,null,null,2236]
[null,null,null,null,null,null,null,null,null,null,null,null,null,null,null,2237]
[null,null,null,null,null,null,null,null,null,null,null,null,null,null,null,2238]
[null,null,null,null,null,null,null,null,null,null,null,null,null,null,null,2239]
[null,null,null,null,null,null,null,null,null,null,null,null,null,null,null,2240]
[null,null,null,null,null,null,null,null,null,null,null,null,null,null,null,2241]
[null,null,null,null,null,null,null,null,null,null,null,null,null,null,null,2242]
[null,null,null,null,null,null,null,null,null,null,null,null,null,null,null,2243]
[null,null,null,null,null,null,null,null,null,null,null,null,null,null,null,2244]
[null,null,null,null,null,null,null,null,null,null,null,null,null,null,null,2245]
[null,null,null,null,null,null,null,null,null,null,null,null,null,null,null,2246]
[null,null,null,null,null,null,null,null,null,null,null,null,null,null,null,2247]
[null,null,null,null,null,null,null,null,null,null,null,null,null,null,null,2248]
[null,null,null,null,null,null,null,null,null,null,null,null,null,null,null,2249]
[null,null,null,null,null,null,null,null,null,null,null,null,null,null,null,2250]
[null,null,null,null,null,null,null,null,null,null,null,null,null,null,null,2251]
[null,null,null,null,null,null,null,null,null,null,null,null,null,null,null,2252]
[null,null,null,null,null,null,null,null,null,null,null,null,null,null,null,2253]
[null,null,null,null,null,null,null,null,null,null,null,null,null,null,null,2254]
[null,null,null,null,null,null,null,null,null,null,null,null,null,null,null,2255]
[null,null,null,null,null,null,null,null,null,null,null,null,null,null,null,2256]
[null,null,null,null,null,null,null,null,null,null,null,null,null,null,null,2257]
[null,null,null,null,null,null,null,null,null,null,null,null,null,null,null,2258]
[null,null,null,null,null,null,null,null,null,null,null,null,null,null,null,2259]
[null,null,null,null,null,null,null,null,null,null,null,null,null,null,null,2260]
[null,null,null,null,null,null,null,null,null,null,null,null,null,null,null,2261]
[null,null,null,null,null,null,null,null,null,null,null,null,null,null,null,2262]
[null,null,null,null,null,null,null,null,null,null,null,null,null,null,null,2263]
[null,null,null,null,null,null,null,null,null,null,null,null,null,null,null,2264]
[null,null,null,null,null,null,null,null,null,null,null,null,null,null,null,2265]
[null,null,null,null,null,null,null,null,null,null,null,null,null,null,null,2266]
[null,null,null,null,null,null,null,null,null,null,null,null,null,null,null,2267]
[null,null,null,null,null,null,null,null,null,null,null,null,null,null,null,2268]
[null,null,null,null,null,null,null,null,null,null,null,null,null,null,null,2269]
[null,null,null,null,null,null,null,null,null,null,null,null,null,null,null,2270]
[null,null,null,null,null,null,null,null,null,null,null,null,null,null,null,2271]
[null,null,null,null,null,null,null,null,null,null,null,null,null,null,null,2272]
[null,null,null,null,null,null,null,null,null,null,null,null,null,null,null,2273]
[null,null,null,null,null,null,null,null,null,null,null,null,null,null,null,2274]
[null,null,null,null,null,null,null,null,null,null,null,null,null,null,null,2275]
[null,null,null,null,null,null,null,null,null,null,null,null,null,null,null,2276]
[null,null,null,null,null,null,null,null,null,null,null,null,null,null,null,2277]
[null,null,null,null,null,null,null,null,null,null,null,null,null,null,null,2278]
[null,null,null,null,null,null,null,null,null,null,null,null,null,null,null,2279]
[null,null,null,null,null,null,null,null,null,null,null,null,null,null,null,2280]
[null,null,null,null,null,null,null,null,null,null,null,null,null,null,null,2281]
[null,null,null,null,null,null,null,null,null,null,null,null,null,null,null,2282]
[null,null,null,null,null,null,null,null,null,null,null,null,null,null,null,2283]
[null,null,null,null,null,null,null,null,null,null,null,null,null,null,null,2284]
[null,null,null,null,null,null,null,null,null,null,null,null,null,null,null,2285]
[null,null,null,null,null,null,null,null,null,null,null,null,null,null,null,2286]
[null,null,null,null,null,null,null,null,null,null,null,null,null,null,null,2287]
[null,null,null,null,null,null,null,null,null,null,null,null,null,null,null,2288]
[null,null,null,null,null,null,null,null,null,null,null,null,null,null,null,2289]
[null,null,null,null,null,null,null,null,null,null,null,null,null,null,null,2290]
[null,null,null,null,null,null,null,null,null,null,null,null,null,null,null,2291]
[null,null,null,null,null,null,null,null,null,null,null,null,null,null,null,2292]
[null,null,null,null,null,null,null,null,null,null,null,null,null,null,null,2293]
[null,null,null,null,null,null,null,null,null,null,null,null,null,null,null,2294]
[null,null,null,null,null,null,null,null,null,null,null,null,null,null,null,2295]
[null,null,null,null,null,null,null,null,null,null,null,null,null,null,null,2296]
[null,null,null,null,null,null,null,null,null,null,null,null,null,null,null,2297]
[null,null,null,null,null,null,null,null,null,null,null,null,null,null,null,2298]
[null,null,null,null,null,null,null,null,null,null,null,null,null,null,null,2299]
[null,null,null,null,null,null,null,null,null,null,null,null,null,null,null,2300]
[null,null,null,null,null,null,null,null,null,null,null,null,null,null,null,2301]
[null,null,null,null,null,null,null,null,null,null,null,null,null,null,null,2302]
[null,null,null,null,null,null,null,null,null,null,null,null,null,null,null,2303]
[null,null,null,null,null,null,null,null,null,null,null,null,null,null,null,2304]
[null,null,null,null,null,null,null,null,null,null,null,null,null,null,null,2305]
[null,null,null,null,null,null,null,null,null,null,null,null,null,null,null,2306]
[null,null,null,null,null,null,null,null,null,null,null,null,null,null,null,2307]
[null,null,null,null,null,null,null,null,null,null,null,null,null,null,null,2308]
[null,null,null,null,null,null,null,null,null,null,null,null,null,null,null,2309]
[null,null,null,null,null,null,null,null,null,null,null,null,null,null,null,2310]
[null,null,null,null,null,null,null,null,null,null,null,null,null,null,null,2311]
[null,null,null,null,null,null,null,null,null,null,null,null,null,null,null,2312]
[null,null,null,null,null,null,null,null,null,null,null,null,null,null,null,2313]
[null,null,null,null,null,null,null,null,null,null,null,null,null,null,null,2314]
[null,null,null,null,null,null,null,null,null,null,null,null,null,null,null,2315]
[null,null,null,null,null,null,null,null,null,null,null,null,null,null,null,2316]
[null,null,null,null,null,null,null,null,null,null,null,null,null,null,null,2317]
[null,null,null,null,null,null,null,null,null,null,null,null,null,null,null,2318]
[null,null,null,null,null,null,null,null,null,null,null,null,null,null,null,2319]
[null,null,null,null,null,null,null,null,null,null,null,null,null,null,null,2320]
[null,null,null,null,null,null,null,null,null,null,null,null,null,null,null,2321]
[null,null,null,null,null,null,null,null,null,null,null,null,null,null,null,2322]
[null,null,null,null,null,null,null,null,null,null,null,null,null,null,null,2323]
[null,null,null,null,null,null,null,null,null,null,null,null,null,null,null,2324]
[null,null,null,null,null,null,null,null,null,null,null,null,null,null,null,2325]
[null,null,null,null,null,null,null,null,null,null,null,null,null,null,null,2326]
[null,null,null,null,null,null,null,null,null,null,null,null,null,null,null,2327]
[null,null,null,null,null,null,null,null,null,null,null,null,null,null,null,2328]
[null,null,null,null,null,null,null,null,null,null,null,null,null,null,null,2329]
[null,null,null,null,null,null,null,null,null,null,null,null,null,null,null,2330]
[null,null,null,null,null,null,null,null,null,null,null,null,null,null,null,2331]
[null,null,null,null,null,null,null,null,null,null,null,null,null,null,null,2332]
[null,null,null,null,null,null,null,null,null,null,null,null,null,null,null,2333]
[null,null,null,null,null,null,null,null,null,null,null,null,null,null,null,2334]
[null,null,null,null,null,null,null,null,null,null,null,null,null,null,null,2335]
[null,null,null,null,null,null,null,null,null,null,null,null,null,null,null,2336]
[null,null,null,null,null,null,null,null,null,null,null,null,null,null,null,2337]
[null,null,null,null,null,null,null,null,null,null,null,null,null,null,null,2338]
[null,null,null,null,null,null,null,null,null,null,null,null,null,null,null,2339]
[null,null,null,null,null,null,null,null,null,null,null,null,null,null,null,2340]
[null,null,null,null,null,null,null,null,null,null,null,null,null,null,null,2341]
[null,null,null,null,null,null,null,null,null,null,null,null,null,null,null,2342]
[null,null,null,null,null,null,null,null,null,null,null,null,null,null,null,2343]
[null,null,null,null,null,null,null,null,null,null,null,null,null,null,null,2344]
[null,null,null,null,null,null,null,null,null,null,null,null,null,null,null,2345]
[null,null,null,null,null,null,null,null,null,null,null,null,null,null,null,2346]
[null,null,null,null,null,null,null,null,null,null,null,null,null,null,null,2347]
[null,null,null,null,null,null,null,null,null,null,null,null,null,null,null,2348]
[null,null,null,null,null,null,null,null,null,null,null,null,null,null,null,2349]
[null,null,null,null,null,null,null,null,null,null,null,null,null,null,null,2350]
[null,null,null,null,null,null,null,null,null,null,null,null,null,null,null,2351]
[null,null,null,null,null,null,null,null,null,null,null,null,null,null,null,2352]
[null,null,null,null,null,null,null,null,null,null,null,null,null,null,null,2353]
[null,null,null,null,null,null,null,null,null,null,null,null,null,null,null,2354]
[null,null,null,null,null,null,null,null,null,null,null,null,null,null,null,2355]
[null,null,null,null,null,null,null,null,null,null,null,null,null,null,null,2356]
[null,null,null,null,null,null,null,null,null,null,null,null,null,null,null,2357]
[null,null,null,null,null,null,null,null,null,null,null,null,null,null,null,2358]
[null,null,null,null,null,null,null,null,null,null,null,null,null,null,null,2359]
[null,null,null,null,null,null,null,null,null,null,null,null,null,null,null,2360]
[null,null,null,null,null,null,null,null,null,null,null,null,null,null,null,2361]
[null,null,null,null,null,null,null,null,null,null,null,null,null,null,null,2362]
[null,null,null,null,null,null,null,null,null,null,null,null,null,null,null,2363]
[null,null,null,null,null,null,null,null,null,null,null,null,null,null,null,2364]
[null,null,null,null,null,null,null,null,null,null,null,null,null,null,null,2365]
[null,null,null,null,null,null,null,null,null,null,null,null,null,null,null,2366]
[null,null,null,null,null,null,null,null,null,null,null,null,null,null,null,2367]
[null,null,null,null,null,null,null,null,null,null,null,null,null,null,null,2368]
[null,null,null,null,null,null,null,null,null,null,null,null,null,null,null,2369]
[null,null,null,null,null,null,null,null,null,null,null,null,null,null,null,2370]
[null,null,null,null,null,null,null,null,null,null,null,null,null,null,null,2371]
[null,null,null,null,null,null,null,null,null,null,null,null,null,null,null,2372]
[null,null,null,null,null,null,null,null,null,null,null,null,null,null,null,2373]
[null,null,null,null,null,null,null,null,null,null,null,null,null,null,null,2374]
[null,null,null,null,null,null,null,null,null,null,null,null,null,null,null,2375]
[null,null,null,null,null,null,null,null,null,null,null,null,null,null,null,2376]
[null,null,null,null,null,null,null,null,null,null,null,null,null,null,null,2377]
[null,null,null,null,null,null,null,null,null,null,null,null,null,null,null,2378]
[null,null,null,null,null,null,null,null,null,null,null,null,null,null,null,2379]
[null,null,null,null,null,null,null,null,null,null,null,null,null,null,null,2380]
[null,null,null,null,null,null,null,null,null,null,null,null,null,null,null,2381]
[null,null,null,null,null,null,null,null,null,null,null,null,null,null,null,2382]
[null,null,null,null,null,null,null,null,null,null,null,null,null,null,null,2383]
[null,null,null,null,null,null,null,null,null,null,null,null,null,null,null,2384]
[null,null,null,null,null,null,null,null,null,null,null,null,null,null,null,2385]
[null,null,null,null,null,null,null,null,null,null,null,null,null,null,null,2386]
[null,null,null,null,null,null,null,null,null,null,null,null,null,null,null,2387]
[null,null,null,null,null,null,null,null,null,null,null,null,null,null,null,2388]
[null,null,null,null,null,null,null,null,null,null,null,null,null,null,null,2389]
[null,null,null,null,null,null,null,null,null,null,null,null,null,null,null,2390]
[null,null,null,null,null,null,null,null,null,null,null,null,null,null,null,2391]
[null,null,null,null,null,null,null,null,null,null,null,null,null,null,null,2392]
[null,null,null,null,null,null,null,null,null,null,null,null,null,null,null,2393]
[null,null,null,null,null,null,null,null,null,null,null,null,null,null,null,2394]
[null,null,null,null,null,null,null,null,null,null,null,null,null,null,null,2395]
[null,null,null,null,null,null,null,null,null,null,null,null,null,null,null,2396]
[null,null,null,null,null,null,null,null,null,null,null,null,null,null,null,2397]
[null,null,null,null,null,null,null,null,null,null,null,null,null,null,null,2398]
[null,null,null,null,null,null,null,null,null,null,null,null,null,null,null,2399]
[null,null,null,null,null,null,null,null,null,null,null,null,null,null,null,2400]
[null,null,null,null,null,null,null,null,null,null,null,null,null,null,null,2401]
[null,null,null,null,null,null,null,null,null,null,null,null,null,null,null,2402]
[null,null,null,null,null,null,null,null,null,null,null,null,null,null,null,2403]
[null,null,null,null,null,null,null,null,null,null,null,null,null,null,null,2404]
[null,null,null,null,null,null,null,null,null,null,null,null,null,null,null,2405]
[null,null,null,null,null,null,null,null,null,null,null,null,null,null,null,2406]
[null,null,null,null,null,null,null,null,null,null,null,null,null,null,null,2407]
[null,null,null,null,null,null,null,null,null,null,null,null,null,null,null,2408]
[null,null,null,null,null,null,null,null,null,null,null,null,null,null,null,2409]
[null,null,null,null,null,null,null,null,null,null,null,null,null,null,null,2410]
[null,null,null,null,null,null,null,null,null,null,null,null,null,null,null,2411]
[null,null,null,null,null,null,null,null,null,null,null,null,null,null,null,2412]
[null,null,null,null,null,null,null,null,null,null,null,null,null,null,null,2413]
[null,null,null,null,null,null,null,null,null,null,null,null,null,null,null,2414]
[null,null,null,null,null,null,null,null,null,null,null,null,null,null,null,2415]
[null,null,null,null,null,null,null,null,null,null,null,null,null,null,null,2416]
[null,null,null,null,null,null,null,null,null,null,null,null,null,null,null,2417]
[null,null,null,null,null,null,null,null,null,null,null,null,null,null,null,2418]
[null,null,null,null,null,null,null,null,null,null,null,null,null,null,null,2419]
[null,null,null,null,null,null,null,null,null,null,null,null,null,null,null,2420]
[null,null,null,null,null,null,null,null,null,null,null,null,null,null,null,2421]
[null,null,null,null,null,null,null,null,null,null,null,null,null,null,null,2422]
[null,null,null,null,null,null,null,null,null,null,null,null,null,null,null,2423]
[null,null,null,null,null,null,null,null,null,null,null,null,null,null,null,2424]
[null,null,null,null,null,null,null,null,null,null,null,null,null,null,null,2425]
[null,null,null,null,null,null,null,null,null,null,null,null,null,null,null,2426]
[null,null,null,null,null,null,null,null,null,null,null,null,null,null,null,2427]
[null,null,null,null,null,null,null,null,null,null,null,null,null,null,null,2428]
[null,null,null,null,null,null,null,null,null,null,null,null,null,null,null,2429]
[null,null,null,null,null,null,null,null,null,null,null,null,null,null,null,2430]
[null,null,null,null,null,null,null,null,null,null,null,null,null,null,null,2431]
[null,null,null,null,null,null,null,null,null,null,null,null,null,null,null,2432]
[null,null,null,null,null,null,null,null,null,null,null,null,null,null,null,2433]
[null,null,null,null,null,null,null,null,null,null,null,null,null,null,null,2434]
[null,null,null,null,null,null,null,null,null,null,null,null,null,null,null,2435]
[null,null,null,null,null,null,null,null,null,null,null,null,null,null,null,2436]
[null,null,null,null,null,null,null,null,null,null,null,null,null,null,null,2437]
[null,null,null,null,null,null,null,null,null,null,null,null,null,null,null,2438]
[null,null,null,null,null,null,null,null,null,null,null,null,null,null,null,2439]
[null,null,null,null,null,null,null,null,null,null,null,null,null,null,null,2440]
[null,null,null,null,null,null,null,null,null,null,null,null,null,null,null,2441]
[null,null,null,null,null,null,null,null,null,null,null,null,null,null,null,2442]
[null,null,null,null,null,null,null,null,null,null,null,null,null,null,null,2443]
[null,null,null,null,null,null,null,null,null,null,null,null,null,null,null,2444]
[null,null,null,null,null,null,null,null,null,null,null,null,null,null,null,2445]
[null,null,null,null,null,null,null,null,null,null,null,null,null,null,null,2446]
[null,null,null,null,null,null,null,null,null,null,null,null,null,null,null,2447]
[null,null,null,null,null,null,null,null,null,null,null,null,null,null,null,2448]
[null,null,null,null,null,null,null,null,null,null,null,null,null,null,null,2449]
[null,null,null,null,null,null,null,null,null,null,null,null,null,null,null,2450]
[null,null,null,null,null,null,null,null,null,null,null,null,null,null,null,2451]
[null,null,null,null,null,null,null,null,null,null,null,null,null,null,null,2452]
[null,null,null,null,null,null,null,null,null,null,null,null,null,null,null,2453]
[null,null,null,null,null,null,null,null,null,null,null,null,null,null,null,2454]
[null,null,null,null,null,null,null,null,null,null,null,null,null,null,null,2455]
[null,null,null,null,null,null,null,null,null,null,null,null,null,null,null,2456]
[null,null,null,null,null,null,null,null,null,null,null,null,null,null,null,2457]
[null,null,null,null,null,null,null,null,null,null,null,null,null,null,null,2458]
[null,null,null,null,null,null,null,null,null,null,null,null,null,null,null,2459]
[null,null,null,null,null,null,null,null,null,null,null,null,null,null,null,2460]
[null,null,null,null,null,null,null,null,null,null,null,null,null,null,null,2461]
[null,null,null,null,null,null,null,null,null,null,null,null,null,null,null,2462]
[null,null,null,null,null,null,null,null,null,null,null,null,null,null,null,2463]
[null,null,null,null,null,null,null,null,null,null,null,null,null,null,null,2464]
[null,null,null,null,null,null,null,null,null,null,null,null,null,null,null,2465]
[null,null,null,null,null,null,null,null,null,null,null,null,null,null,null,2466]
[null,null,null,null,null,null,null,null,null,null,null,null,null,null,null,2467]
[null,null,null,null,null,null,null,null,null,null,null,null,null,null,null,2468]
[null,null,null,null,null,null,null,null,null,null,null,null,null,null,null,2469]
[null,null,null,null,null,null,null,null,null,null,null,null,null,null,null,2470]
[null,null,null,null,null,null,null,null,null,null,null,null,null,null,null,2471]
[null,null,null,null,null,null,null,null,null,null,null,null,null,null,null,2472]
[null,null,null,null,null,null,null,null,null,null,null,null,null,null,null,2473]
[null,null,null,null,null,null,null,null,null,null,null,null,null,null,null,2474]
[null,null,null,null,null,null,null,null,null,null,null,null,null,null,null,2475]
[null,null,null,null,null,null,null,null,null,null,null,null,null,null,null,2476]
[null,null,null,null,null,null,null,null,null,null,null,null,null,null,null,2477]
[null,null,null,null,null,null,null,null,null,null,null,null,null,null,null,2478]
[null,null,null,null,null,null,null,null,null,null,null,null,null,null,null,2479]
[null,null,null,null,null,null,null,null,null,null,null,null,null,null,null,2480]
[null,null,null,null,null,null,null,null,null,null,null,null,null,null,null,2481]
[null,null,null,null,null,null,null,null,null,null,null,null,null,null,null,2482]
[null,null,null,null,null,null,null,null,null,null,null,null,null,null,null,2483]
[null,null,null,null,null,null,null,null,null,null,null,null,null,null,null,2484]
[null,null,null,null,null,null,null,null,null,null,null,null,null,null,null,2485]
[null,null,null,null,null,null,null,null,null,null,null,null,null,null,null,2486]
[null,null,null,null,null,null,null,null,null,null,null,null,null,null,null,2487]
[null,null,null,null,null,null,null,null,null,null,null,null,null,null,null,2488]
[null,null,null,null,null,null,null,null,null,null,null,null,null,null,null,2489]
[null,null,null,null,null,null,null,null,null,null,null,null,null,null,null,2490]
[null,null,null,null,null,null,null,null,null,null,null,null,null,null,null,2491]
[null,null,null,null,null,null,null,null,null,null,null,null,null,null,null,2492]
[null,null,null,null,null,null,null,null,null,null,null,null,null,null,null,2493]
[null,null,null,null,null,null,null,null,null,null,null,null,null,null,null,2494]
[null,null,null,null,null,null,null,null,null,null,null,null,null,null,null,2495]
[null,null,null,null,null,null,null,null,null,null,null,null,null,null,null,2496]
[null,null,null,null,null,null,null,null,null,null,null,null,null,null,null,2497]
[null,null,null,null,null,null,null,null,null,null,null,null,null,null,null,2498]
[null,null,null,null,null,null,null,null,null,null,null,null,null,null,null,2499]
[null,null,null,null,null,null,null,null,null,null,null,null,null,null,null,2500]

{"sheet":"Asset Attributes","index":5,"n_rows":17,"n_cols":20,"rows_kept":17,"cut":false,"hidden":true,"merged":[]}
[]
[null,null,"Dams","Reservoirs","Levees","Weirs","LWC","RSC","Bridges","D/R Ponds","Pipe","Inlet","Outlet","Channel","Canals","Sea Wall","Sea Barrier","Tidal Gate","Tidal Barrier","Gages"]
[null,"Material","Y","N","Y","Y","Y","Y","Y","N","Y","Y","Y","Y","Y","Y","Y","Y","Y","N"]
[null,"Constructed Year","Y","N","Y","Y","Y","Y","Y","Y","Y","Y","Y","Y","Y","Y","Y","Y","Y","Y"]
[null,"Length (ft)","Y","N","Y","Y","N","N","N","N","Y","Y","N","Y","Y","Y","Y","Y","Y","N"]
[null,"Width (ft) or Diameter (ft)","Y","N","Y","Y","Y","Y","Y","N","Y","Y","Y","Y","Y","N","N","Y","N","N"]
[null,"Height (ft)","Y","N","Y","Y","Y","Y","Y","N","Y","Y","Y","Y","Y","Y","Y","Y","Y","N"]
[null,"Area (ac)","N","Y","N","N","N","N","N","Y","N","N","N","N","N","N","N","N","N","N"]
[null,"Address or Coordinates","Y","Y","Y","Y","Y","Y","Y","Y","Y","Y","Y","Y","Y","Y","Y","Y","Y","Y"]
[]
[null,null,"River","Tributary","Wetland","Playa Lake","Sinkhole","Estuaries","Dunes","Parks ","Nature Preserve"]
[null,"Material","N","N","N","N","N","N","N","N","N"]
[null,"Constructed Year","N","N","N","N","N","N","N","N","N"]
[null,"Length (ft)","Y","Y","N","N","N","N","Y","N","N"]
[null,"Width (ft) or Diameter (ft)","N","N","N","N","Y","N","N","N","N"]
[null,"Area (ac)","N","N","Y","Y","N","Y","Y","Y","Y"]
[null,"Address or Coordinates","N","N","Y","Y","Y","Y","Y","Y","Y"]