## Sheet1
Appendix A
Red Bluff Reservoir Expanded Rating Table | [6 empty] | Type: Linear
Elevation (ft-msl NAVD88) vs. Capacity (acre-ft) | [6 empty] | Date Processed: 7/10/2012
Prepared by: HDR Engineering, Inc.
Note: Add 1.51 feet to USGS gage elevation prior to referencing values in table. This will convert NGVD29 gage elevation readings to NAVD88.
(Expanded Precision)
Elevation | 0 | 0.01 | 0.02 | 0.03 | 0.04 | 0.05 | 0.06 | 0.07 | 0.08 | 0.09
2769
2769.1
2769.2 |  |  |  | 7.4105 | 7.6942 | 7.9778 | 8.2615 | 8.5452 | 8.8289 | 9.1126
2769.3 | 9.3962 | 9.6799 | 9.9636 | 10.2473 | 10.5309 | 10.8146 | 11.0983 | 11.382 | 11.6656 | 11.9493
2769.4 | 12.233 | 12.5167 | 12.8003 | 13.084 | 13.3677 | 13.6514 | 13.935 | 14.2187 | 14.5024 | 14.7861
2769.5 | 15.0698 | 15.3534 | 15.6371 | 15.9208 | 16.2045 | 16.4881 | 16.7718 | 17.0555 | 17.3392 | 17.6228
2769.6 | 17.9065 | 18.1902 | 18.4739 | 18.7575 | 19.0412 | 19.3249 | 19.6086 | 19.8922 | 20.1759 | 20.4596
2769.7 | 20.7433 | 21.027 | 21.3106 | 21.5943 | 21.878 | 22.1617 | 22.4453 | 22.729 | 23.0127 | 23.2964
2769.8 | 23.58 | 23.8637 | 24.1474 | 24.4311 | 24.7147 | 24.9984 | 25.2821 | 25.5658 | 25.8494 | 26.1331
2769.9 | 26.4168 | 26.7005 | 26.9842 | 27.2678 | 27.5515 | 27.8352 | 28.1189 | 28.4025 | 28.6862 | 28.9699
2770 | 29.2536 | 29.5372 | 29.8209 | 30.1046 | 30.3883 | 30.6719 | 30.9556 | 31.2393 | 31.523 | 31.8066
2770.1 | 32.0903 | 32.374 | 32.6577 | 32.9414 | 33.225 | 33.5087 | 33.7924 | 34.0761 | 34.3597 | 34.6434
2770.2 | 34.9271 | 35.2108 | 35.4944 | 35.7781 | 36.0618 | 36.3455 | 36.6291 | 36.9128 | 37.1965 | 37.4802
2770.3 | 37.7638 | 38.0475 | 38.3312 | 38.6149 | 38.8986 | 39.1822 | 39.4659 | 39.7496 | 40.0333 | 40.3169
2770.4 | 40.6006 | 40.8843 | 41.168 | 41.4516 | 41.7353 | 42.019 | 42.3027 | 42.5863 | 42.87 | 43.1537
2770.5 | 43.4374 | 43.721 | 44.0047 | 44.2884 | 44.5721 | 44.8558 | 45.1394 | 45.4231 | 45.7068 | 45.9905
2770.6 | 46.2741 | 46.5578 | 46.8415 | 47.1252 | 47.4088 | 47.6925 | 47.9762 | 48.2599 | 48.5435 | 48.8272
2770.7 | 49.1109 | 49.3946 | 49.6782 | 49.9619 | 50.2456 | 50.5293 | 50.813 | 51.0966 | 51.3803 | 51.664
2770.8 | 51.9477 | 52.2313 | 52.515 | 52.7987 | 53.0824 | 53.366 | 53.6497 | 53.9334 | 54.2171 | 54.5007
2770.9 | 54.7844 | 55.0681 | 55.3518 | 55.6354 | 55.9191 | 56.2028 | 56.4865 | 56.7701 | 57.0538 | 57.3375
2771 | 57.6212 | 57.9049 | 58.1885 | 58.4722 | 58.7559 | 59.0396 | 59.3232 | 59.6069 | 59.8906 | 60.1743
2771.1 | 60.4579 | 60.7416 | 61.0253 | 61.309 | 61.5926 | 61.8763 | 62.16 | 62.4437 | 62.7273 | 63.011
2771.2 | 63.2947 | 63.5784 | 63.8621 | 64.1457 | 64.935 | 65.7243 | 66.5135 | 67.3028 | 68.0921 | 68.8814
2771.3 | 69.6706 | 70.4599 | 71.2492 | 72.0384 | 72.8277 | 73.617 | 74.4063 | 75.1955 | 75.9848 | 76.7741
2771.4 | 77.5633 | 78.3526 | 79.1419 | 79.9312 | 80.7204 | 81.5097 | 82.299 | 83.0882 | 83.8775 | 84.6668
2771.5 | 85.4561 | 86.2453 | 87.0346 | 87.8239 | 88.6131 | 89.4024 | 90.1917 | 90.981 | 91.7702 | 92.5595
2771.6 | 93.3488 | 94.138 | 94.9273 | 95.7166 | 96.5059 | 97.2951 | 98.0844 | 98.8737 | 99.6629 | 100.4522
2771.7 | 101.2415 | 102.0308 | 102.82 | 103.6093 | 104.3986 | 105.1878 | 105.9771 | 106.7664 | 107.5557 | 108.3449
2771.8 | 109.1342 | 109.9235 | 110.7127 | 111.502 | 112.2913 | 113.0806 | 113.8698 | 114.6591 | 115.4484 | 116.2376
2771.9 | 117.0269 | 117.8162 | 118.6055 | 119.3947 | 120.184 | 120.9733 | 121.7625 | 122.5518 | 123.3411 | 124.1304
2772 | 124.9196 | 125.7089 | 126.4982 | 127.2874 | 128.0767 | 128.866 | 129.6553 | 130.4445 | 131.2338 | 132.0231
2772.1 | 132.8123 | 133.6016 | 134.3909 | 135.1802 | 135.9694 | 136.7587 | 137.548 | 138.3372 | 139.1265 | 139.9158
2772.2 | 140.7051 | 141.4943 | 142.2836 | 143.0729 | 143.8621 | 144.6514 | 145.4407 | 146.23 | 147.0192 | 147.8085
2772.3 | 148.5978 | 149.387 | 150.1763 | 150.9656 | 151.7548 | 152.5441 | 153.3334 | 154.1227 | 154.9119 | 155.7012
2772.4 | 156.4905 | 157.2797 | 158.069 | 158.8583 | 159.6476 | 160.4368 | 161.2261 | 162.0154 | 162.8046 | 163.5939
2772.5 | 164.3832 | 165.1725 | 165.9617 | 166.751 | 167.5403 | 168.3295 | 169.1188 | 169.9081 | 170.6974 | 171.4866
2772.6 | 172.2759 | 173.0652 | 173.8544 | 174.6437 | 175.433 | 176.2223 | 177.0115 | 177.8008 | 178.5901 | 179.3793
2772.7 | 180.1686 | 180.9579 | 181.7472 | 182.5364 | 183.3257 | 184.115 | 184.9042 | 185.6935 | 186.4828 | 187.2721
2772.8 | 188.0613 | 188.8506 | 189.6399 | 190.4291 | 191.2184 | 192.0077 | 192.797 | 193.5862 | 194.3755 | 195.1648
2772.9 | 195.954 | 196.7433 | 197.5326 | 198.3219 | 199.1111 | 199.9004 | 200.6897 | 201.4789 | 202.2682 | 203.0575
2773 | 203.8468 | 204.636 | 205.4253 | 206.2146 | 207.0038 | 207.7931 | 208.5824 | 209.3717 | 210.1609 | 210.9502
2773.1 | 211.7395 | 212.5287 | 213.318 | 214.1073 | 214.8966 | 215.6858 | 216.4751 | 217.2644 | 218.0536 | 218.8429
2773.2 | 219.6322 | 220.4215 | 221.2107 | 222 | 223.235 | 224.47 | 225.705 | 226.94 | 228.175 | 229.41
2773.3 | 230.645 | 231.88 | 233.115 | 234.35 | 235.585 | 236.82 | 238.055 | 239.29 | 240.525 | 241.76
2773.4 | 242.995 | 244.23 | 245.465 | 246.7 | 247.935 | 249.17 | 250.405 | 251.64 | 252.875 | 254.11
2773.5 | 255.345 | 256.58 | 257.815 | 259.05 | 260.285 | 261.52 | 262.755 | 263.99 | 265.225 | 266.46
2773.6 | 267.695 | 268.93 | 270.165 | 271.4 | 272.635 | 273.87 | 275.105 | 276.34 | 277.575 | 278.81
2773.7 | 280.045 | 281.28 | 282.515 | 283.75 | 284.985 | 286.22 | 287.455 | 288.69 | 289.925 | 291.16
2773.8 | 292.395 | 293.63 | 294.865 | 296.1 | 297.335 | 298.57 | 299.805 | 301.04 | 302.275 | 303.51
2773.9 | 304.745 | 305.98 | 307.215 | 308.45 | 309.685 | 310.92 | 312.155 | 313.39 | 314.625 | 315.86
Appendix A (continued)
Red Bluff Reservoir Expanded Rating Table | 0.06: Type: Linear
Elevation (ft-msl NAVD88) vs. Capacity (acre-ft) | 0.06: Date Processed: 7/10/2012
Prepared by: HDR Engineering, Inc.
Note: Add 1.51 feet to USGS gage elevation prior to referencing values in table. This will convert NGVD29 gage elevation readings to NAVD88.
(Expanded Precision)
Elevation | 0 | 0.01 | 0.02 | 0.03 | 0.04 | 0.05 | 0.06 | 0.07 | 0.08 | 0.09
2774 | 317.095 | 318.33 | 319.565 | 320.8 | 322.035 | 323.27 | 324.505 | 325.74 | 326.975 | 328.21
2774.1 | 329.445 | 330.68 | 331.915 | 333.15 | 334.385 | 335.62 | 336.855 | 338.09 | 339.325 | 340.56
2774.2 | 341.795 | 343.03 | 344.265 | 345.5 | 346.735 | 347.97 | 349.205 | 350.44 | 351.675 | 352.91
2774.3 | 354.145 | 355.38 | 356.615 | 357.85 | 359.085 | 360.32 | 361.555 | 362.79 | 364.025 | 365.26
2774.4 | 366.495 | 367.73 | 368.965 | 370.2 | 371.435 | 372.67 | 373.905 | 375.14 | 376.375 | 377.61
2774.5 | 378.845 | 380.08 | 381.315 | 382.55 | 383.785 | 385.02 | 386.255 | 387.49 | 388.725 | 389.96
2774.6 | 391.195 | 392.43 | 393.665 | 394.9 | 396.135 | 397.37 | 398.605 | 399.84 | 401.075 | 402.31
2774.7 | 403.545 | 404.78 | 406.015 | 407.25 | 408.485 | 409.72 | 410.955 | 412.19 | 413.425 | 414.66
2774.8 | 415.895 | 417.13 | 418.365 | 419.6 | 420.835 | 422.07 | 423.305 | 424.54 | 425.775 | 427.01
2774.9 | 428.245 | 429.48 | 430.715 | 431.95 | 433.185 | 434.42 | 435.655 | 436.89 | 438.125 | 439.36
2775 | 440.595 | 441.83 | 443.065 | 444.3 | 445.535 | 446.77 | 448.005 | 449.24 | 450.475 | 451.71
2775.1 | 452.945 | 454.18 | 455.415 | 456.65 | 457.885 | 459.12 | 460.355 | 461.59 | 462.825 | 464.06
2775.2 | 465.295 | 466.53 | 467.765 | 469 | 470.655 | 472.31 | 473.965 | 475.62 | 477.275 | 478.93
2775.3 | 480.585 | 482.24 | 483.895 | 485.55 | 487.205 | 488.86 | 490.515 | 492.17 | 493.825 | 495.48
2775.4 | 497.135 | 498.79 | 500.445 | 502.1 | 503.755 | 505.41 | 507.065 | 508.72 | 510.375 | 512.03
2775.5 | 513.685 | 515.34 | 516.995 | 518.65 | 520.305 | 521.96 | 523.615 | 525.27 | 526.925 | 528.58
2775.6 | 530.235 | 531.89 | 533.545 | 535.2 | 536.855 | 538.51 | 540.165 | 541.82 | 543.475 | 545.13
2775.7 | 546.785 | 548.44 | 550.095 | 551.75 | 553.405 | 555.06 | 556.715 | 558.37 | 560.025 | 561.68
2775.8 | 563.335 | 564.99 | 566.645 | 568.3 | 569.955 | 571.61 | 573.265 | 574.92 | 576.575 | 578.23
2775.9 | 579.885 | 581.54 | 583.195 | 584.85 | 586.505 | 588.16 | 589.815 | 591.47 | 593.125 | 594.78
2776 | 596.435 | 598.09 | 599.745 | 601.4 | 603.055 | 604.71 | 606.365 | 608.02 | 609.675 | 611.33
2776.1 | 612.985 | 614.64 | 616.295 | 617.95 | 619.605 | 621.26 | 622.915 | 624.57 | 626.225 | 627.88
2776.2 | 629.535 | 631.19 | 632.845 | 634.5 | 636.155 | 637.81 | 639.465 | 641.12 | 642.775 | 644.43
2776.3 | 646.085 | 647.74 | 649.395 | 651.05 | 652.705 | 654.36 | 656.015 | 657.67 | 659.325 | 660.98
2776.4 | 662.635 | 664.29 | 665.945 | 667.6 | 669.255 | 670.91 | 672.565 | 674.22 | 675.875 | 677.53
2776.5 | 679.185 | 680.84 | 682.495 | 684.15 | 685.805 | 687.46 | 689.115 | 690.77 | 692.425 | 694.08
2776.6 | 695.735 | 697.39 | 699.045 | 700.7 | 702.355 | 704.01 | 705.665 | 707.32 | 708.975 | 710.63
2776.7 | 712.285 | 713.94 | 715.595 | 717.25 | 718.905 | 720.56 | 722.215 | 723.87 | 725.525 | 727.18
2776.8 | 728.835 | 730.49 | 732.145 | 733.8 | 735.455 | 737.11 | 738.765 | 740.42 | 742.075 | 743.73
2776.9 | 745.385 | 747.04 | 748.695 | 750.35 | 752.005 | 753.66 | 755.315 | 756.97 | 758.625 | 760.28
2777 | 761.935 | 763.59 | 765.245 | 766.9 | 768.555 | 770.21 | 771.865 | 773.52 | 775.175 | 776.83
2777.1 | 778.485 | 780.14 | 781.795 | 783.45 | 785.105 | 786.76 | 788.415 | 790.07 | 791.725 | 793.38
2777.2 | 795.035 | 796.69 | 798.345 | 800 | 802.085 | 804.17 | 806.255 | 808.34 | 810.425 | 812.51
2777.3 | 814.595 | 816.68 | 818.765 | 820.85 | 822.935 | 825.02 | 827.105 | 829.19 | 831.275 | 833.36
2777.4 | 835.445 | 837.53 | 839.615 | 841.7 | 843.785 | 845.87 | 847.955 | 850.04 | 852.125 | 854.21
2777.5 | 856.295 | 858.38 | 860.465 | 862.55 | 864.635 | 866.72 | 868.805 | 870.89 | 872.975 | 875.06
2777.6 | 877.145 | 879.23 | 881.315 | 883.4 | 885.485 | 887.57 | 889.655 | 891.74 | 893.825 | 895.91
2777.7 | 897.995 | 900.08 | 902.165 | 904.25 | 906.335 | 908.42 | 910.505 | 912.59 | 914.675 | 916.76
2777.8 | 918.845 | 920.93 | 923.015 | 925.1 | 927.185 | 929.27 | 931.355 | 933.44 | 935.525 | 937.61
2777.9 | 939.695 | 941.78 | 943.865 | 945.95 | 948.035 | 950.12 | 952.205 | 954.29 | 956.375 | 958.46
2778 | 960.545 | 962.63 | 964.715 | 966.8 | 968.885 | 970.97 | 973.055 | 975.14 | 977.225 | 979.31
2778.1 | 981.395 | 983.48 | 985.565 | 987.65 | 989.735 | 991.82 | 993.905 | 995.99 | 998.075 | 1000.16
2778.2 | 1002.245 | 1004.33 | 1006.415 | 1008.5 | 1010.585 | 1012.67 | 1014.755 | 1016.84 | 1018.925 | 1021.01
2778.3 | 1023.095 | 1025.18 | 1027.265 | 1029.35 | 1031.435 | 1033.52 | 1035.605 | 1037.69 | 1039.775 | 1041.86
2778.4 | 1043.945 | 1046.03 | 1048.115 | 1050.2 | 1052.285 | 1054.37 | 1056.455 | 1058.54 | 1060.625 | 1062.71
2778.5 | 1064.795 | 1066.88 | 1068.965 | 1071.05 | 1073.135 | 1075.22 | 1077.305 | 1079.39 | 1081.475 | 1083.56
2778.6 | 1085.645 | 1087.73 | 1089.815 | 1091.9 | 1093.985 | 1096.07 | 1098.155 | 1100.24 | 1102.325 | 1104.41
2778.7 | 1106.495 | 1108.58 | 1110.665 | 1112.75 | 1114.835 | 1116.92 | 1119.005 | 1121.09 | 1123.175 | 1125.26
2778.8 | 1127.345 | 1129.43 | 1131.515 | 1133.6 | 1135.685 | 1137.77 | 1139.855 | 1141.94 | 1144.025 | 1146.11
2778.9 | 1148.195 | 1150.28 | 1152.365 | 1154.45 | 1156.535 | 1158.62 | 1160.705 | 1162.79 | 1164.875 | 1166.96
Appendix A (continued)
Red Bluff Reservoir Expanded Rating Table | 0.06: Type: Linear
Elevation (ft-msl NAVD88) vs. Capacity (acre-ft) | 0.06: Date Processed: 7/10/2012
Prepared by: HDR Engineering, Inc.
Note: Add 1.51 feet to USGS gage elevation prior to referencing values in table. This will convert NGVD29 gage elevation readings to NAVD88.
(Expanded Precision)
Elevation | 0 | 0.01 | 0.02 | 0.03 | 0.04 | 0.05 | 0.06 | 0.07 | 0.08 | 0.09
2779 | 1169.045 | 1171.13 | 1173.215 | 1175.3 | 1177.385 | 1179.47 | 1181.555 | 1183.64 | 1185.725 | 1187.81
2779.1 | 1189.895 | 1191.98 | 1194.065 | 1196.15 | 1198.235 | 1200.32 | 1202.405 | 1204.49 | 1206.575 | 1208.66
2779.2 | 1210.745 | 1212.83 | 1214.915 | 1217 | 1219.635 | 1222.27 | 1224.905 | 1227.54 | 1230.175 | 1232.81
2779.3 | 1235.445 | 1238.08 | 1240.715 | 1243.35 | 1245.985 | 1248.62 | 1251.255 | 1253.89 | 1256.525 | 1259.16
2779.4 | 1261.795 | 1264.43 | 1267.065 | 1269.7 | 1272.335 | 1274.97 | 1277.605 | 1280.24 | 1282.875 | 1285.51
2779.5 | 1288.145 | 1290.78 | 1293.415 | 1296.05 | 1298.685 | 1301.32 | 1303.955 | 1306.59 | 1309.225 | 1311.86
2779.6 | 1314.495 | 1317.13 | 1319.765 | 1322.4 | 1325.035 | 1327.67 | 1330.305 | 1332.94 | 1335.575 | 1338.21
2779.7 | 1340.845 | 1343.48 | 1346.115 | 1348.75 | 1351.385 | 1354.02 | 1356.655 | 1359.29 | 1361.925 | 1364.56
2779.8 | 1367.195 | 1369.83 | 1372.465 | 1375.1 | 1377.735 | 1380.37 | 1383.005 | 1385.64 | 1388.275 | 1390.91
2779.9 | 1393.545 | 1396.18 | 1398.815 | 1401.45 | 1404.085 | 1406.72 | 1409.355 | 1411.99 | 1414.625 | 1417.26
2780 | 1419.895 | 1422.53 | 1425.165 | 1427.8 | 1430.435 | 1433.07 | 1435.705 | 1438.34 | 1440.975 | 1443.61
2780.1 | 1446.245 | 1448.88 | 1451.515 | 1454.15 | 1456.785 | 1459.42 | 1462.055 | 1464.69 | 1467.325 | 1469.96
2780.2 | 1472.595 | 1475.23 | 1477.865 | 1480.5 | 1483.135 | 1485.77 | 1488.405 | 1491.04 | 1493.675 | 1496.31
2780.3 | 1498.945 | 1501.58 | 1504.215 | 1506.85 | 1509.485 | 1512.12 | 1514.755 | 1517.39 | 1520.025 | 1522.66
2780.4 | 1525.295 | 1527.93 | 1530.565 | 1533.2 | 1535.835 | 1538.47 | 1541.105 | 1543.74 | 1546.375 | 1549.01
2780.5 | 1551.645 | 1554.28 | 1556.915 | 1559.55 | 1562.185 | 1564.82 | 1567.455 | 1570.09 | 1572.725 | 1575.36
2780.6 | 1577.995 | 1580.63 | 1583.265 | 1585.9 | 1588.535 | 1591.17 | 1593.805 | 1596.44 | 1599.075 | 1601.71
2780.7 | 1604.345 | 1606.98 | 1609.615 | 1612.25 | 1614.885 | 1617.52 | 1620.155 | 1622.79 | 1625.425 | 1628.06
2780.8 | 1630.695 | 1633.33 | 1635.965 | 1638.6 | 1641.235 | 1643.87 | 1646.505 | 1649.14 | 1651.775 | 1654.41
2780.9 | 1657.045 | 1659.68 | 1662.315 | 1664.95 | 1667.585 | 1670.22 | 1672.855 | 1675.49 | 1678.125 | 1680.76
2781 | 1683.395 | 1686.03 | 1688.665 | 1691.3 | 1693.935 | 1696.57 | 1699.205 | 1701.84 | 1704.475 | 1707.11
2781.1 | 1709.745 | 1712.38 | 1715.015 | 1717.65 | 1720.285 | 1722.92 | 1725.555 | 1728.19 | 1730.825 | 1733.46
2781.2 | 1736.095 | 1738.73 | 1741.365 | 1744 | 1747.405 | 1750.81 | 1754.215 | 1757.62 | 1761.025 | 1764.43
2781.3 | 1767.835 | 1771.24 | 1774.645 | 1778.05 | 1781.455 | 1784.86 | 1788.265 | 1791.67 | 1795.075 | 1798.48
2781.4 | 1801.885 | 1805.29 | 1808.695 | 1812.1 | 1815.505 | 1818.91 | 1822.315 | 1825.72 | 1829.125 | 1832.53
2781.5 | 1835.935 | 1839.34 | 1842.745 | 1846.15 | 1849.555 | 1852.96 | 1856.365 | 1859.77 | 1863.175 | 1866.58
2781.6 | 1869.985 | 1873.39 | 1876.795 | 1880.2 | 1883.605 | 1887.01 | 1890.415 | 1893.82 | 1897.225 | 1900.63
2781.7 | 1904.035 | 1907.44 | 1910.845 | 1914.25 | 1917.655 | 1921.06 | 1924.465 | 1927.87 | 1931.275 | 1934.68
2781.8 | 1938.085 | 1941.49 | 1944.895 | 1948.3 | 1951.705 | 1955.11 | 1958.515 | 1961.92 | 1965.325 | 1968.73
2781.9 | 1972.135 | 1975.54 | 1978.945 | 1982.35 | 1985.755 | 1989.16 | 1992.565 | 1995.97 | 1999.375 | 2002.78
2782 | 2006.185 | 2009.59 | 2012.995 | 2016.4 | 2019.805 | 2023.21 | 2026.615 | 2030.02 | 2033.425 | 2036.83
2782.1 | 2040.235 | 2043.64 | 2047.045 | 2050.45 | 2053.855 | 2057.26 | 2060.665 | 2064.07 | 2067.475 | 2070.88
2782.2 | 2074.285 | 2077.69 | 2081.095 | 2084.5 | 2087.905 | 2091.31 | 2094.715 | 2098.12 | 2101.525 | 2104.93
2782.3 | 2108.335 | 2111.74 | 2115.145 | 2118.55 | 2121.955 | 2125.36 | 2128.765 | 2132.17 | 2135.575 | 2138.98
2782.4 | 2142.385 | 2145.79 | 2149.195 | 2152.6 | 2156.005 | 2159.41 | 2162.815 | 2166.22 | 2169.625 | 2173.03
2782.5 | 2176.435 | 2179.84 | 2183.245 | 2186.65 | 2190.055 | 2193.46 | 2196.865 | 2200.27 | 2203.675 | 2207.08
2782.6 | 2210.485 | 2213.89 | 2217.295 | 2220.7 | 2224.105 | 2227.51 | 2230.915 | 2234.32 | 2237.725 | 2241.13
2782.7 | 2244.535 | 2247.94 | 2251.345 | 2254.75 | 2258.155 | 2261.56 | 2264.965 | 2268.37 | 2271.775 | 2275.18
2782.8 | 2278.585 | 2281.99 | 2285.395 | 2288.8 | 2292.205 | 2295.61 | 2299.015 | 2302.42 | 2305.825 | 2309.23
2782.9 | 2312.635 | 2316.04 | 2319.445 | 2322.85 | 2326.255 | 2329.66 | 2333.065 | 2336.47 | 2339.875 | 2343.28
2783 | 2346.685 | 2350.09 | 2353.495 | 2356.9 | 2360.305 | 2363.71 | 2367.115 | 2370.52 | 2373.925 | 2377.33
2783.1 | 2380.735 | 2384.14 | 2387.545 | 2390.95 | 2394.355 | 2397.76 | 2401.165 | 2404.57 | 2407.975 | 2411.38
2783.2 | 2414.785 | 2418.19 | 2421.595 | 2425 | 2429.66 | 2434.32 | 2438.98 | 2443.64 | 2448.3 | 2452.96
2783.3 | 2457.62 | 2462.28 | 2466.94 | 2471.6 | 2476.26 | 2480.92 | 2485.58 | 2490.24 | 2494.9 | 2499.56
2783.4 | 2504.22 | 2508.88 | 2513.54 | 2518.2 | 2522.86 | 2527.52 | 2532.18 | 2536.84 | 2541.5 | 2546.16
2783.5 | 2550.82 | 2555.48 | 2560.14 | 2564.8 | 2569.46 | 2574.12 | 2578.78 | 2583.44 | 2588.1 | 2592.76
2783.6 | 2597.42 | 2602.08 | 2606.74 | 2611.4 | 2616.06 | 2620.72 | 2625.38 | 2630.04 | 2634.7 | 2639.36
2783.7 | 2644.02 | 2648.68 | 2653.34 | 2658 | 2662.66 | 2667.32 | 2671.98 | 2676.64 | 2681.3 | 2685.96
2783.8 | 2690.62 | 2695.28 | 2699.94 | 2704.6 | 2709.26 | 2713.92 | 2718.58 | 2723.24 | 2727.9 | 2732.56
2783.9 | 2737.22 | 2741.88 | 2746.54 | 2751.2 | 2755.86 | 2760.52 | 2765.18 | 2769.84 | 2774.5 | 2779.16
Appendix A (continued)
Red Bluff Reservoir Expanded Rating Table | 0.06: Type: Linear
Elevation (ft-msl NAVD88) vs. Capacity (acre-ft) | 0.06: Date Processed: 7/10/2012
Prepared by: HDR Engineering, Inc.
Note: Add 1.51 feet to USGS gage elevation prior to referencing values in table. This will convert NGVD29 gage elevation readings to NAVD88.
(Expanded Precision)
Elevation | 0 | 0.01 | 0.02 | 0.03 | 0.04 | 0.05 | 0.06 | 0.07 | 0.08 | 0.09
2784 | 2783.82 | 2788.48 | 2793.14 | 2797.8 | 2802.46 | 2807.12 | 2811.78 | 2816.44 | 2821.1 | 2825.76
2784.1 | 2830.42 | 2835.08 | 2839.74 | 2844.4 | 2849.06 | 2853.72 | 2858.38 | 2863.04 | 2867.7 | 2872.36
2784.2 | 2877.02 | 2881.68 | 2886.34 | 2891 | 2895.66 | 2900.32 | 2904.98 | 2909.64 | 2914.3 | 2918.96
2784.3 | 2923.62 | 2928.28 | 2932.94 | 2937.6 | 2942.26 | 2946.92 | 2951.58 | 2956.24 | 2960.9 | 2965.56
2784.4 | 2970.22 | 2974.88 | 2979.54 | 2984.2 | 2988.86 | 2993.52 | 2998.18 | 3002.84 | 3007.5 | 3012.16
2784.5 | 3016.82 | 3021.48 | 3026.14 | 3030.8 | 3035.46 | 3040.12 | 3044.78 | 3049.44 | 3054.1 | 3058.76
2784.6 | 3063.42 | 3068.08 | 3072.74 | 3077.4 | 3082.06 | 3086.72 | 3091.38 | 3096.04 | 3100.7 | 3105.36
2784.7 | 3110.02 | 3114.68 | 3119.34 | 3124 | 3128.66 | 3133.32 | 3137.98 | 3142.64 | 3147.3 | 3151.96
2784.8 | 3156.62 | 3161.28 | 3165.94 | 3170.6 | 3175.26 | 3179.92 | 3184.58 | 3189.24 | 3193.9 | 3198.56
2784.9 | 3203.22 | 3207.88 | 3212.54 | 3217.2 | 3221.86 | 3226.52 | 3231.18 | 3235.84 | 3240.5 | 3245.16
2785 | 3249.82 | 3254.48 | 3259.14 | 3263.8 | 3268.46 | 3273.12 | 3277.78 | 3282.44 | 3287.1 | 3291.76
2785.1 | 3296.42 | 3301.08 | 3305.74 | 3310.4 | 3315.06 | 3319.72 | 3324.38 | 3329.04 | 3333.7 | 3338.36
2785.2 | 3343.02 | 3347.68 | 3352.34 | 3357 | 3363.04 | 3369.08 | 3375.12 | 3381.16 | 3387.2 | 3393.24
2785.3 | 3399.28 | 3405.32 | 3411.36 | 3417.4 | 3423.44 | 3429.48 | 3435.52 | 3441.56 | 3447.6 | 3453.64
2785.4 | 3459.68 | 3465.72 | 3471.76 | 3477.8 | 3483.84 | 3489.88 | 3495.92 | 3501.96 | 3508 | 3514.04
2785.5 | 3520.08 | 3526.12 | 3532.16 | 3538.2 | 3544.24 | 3550.28 | 3556.32 | 3562.36 | 3568.4 | 3574.44
2785.6 | 3580.48 | 3586.52 | 3592.56 | 3598.6 | 3604.64 | 3610.68 | 3616.72 | 3622.76 | 3628.8 | 3634.84
2785.7 | 3640.88 | 3646.92 | 3652.96 | 3659 | 3665.04 | 3671.08 | 3677.12 | 3683.16 | 3689.2 | 3695.24
2785.8 | 3701.28 | 3707.32 | 3713.36 | 3719.4 | 3725.44 | 3731.48 | 3737.52 | 3743.56 | 3749.6 | 3755.64
2785.9 | 3761.68 | 3767.72 | 3773.76 | 3779.8 | 3785.84 | 3791.88 | 3797.92 | 3803.96 | 3810 | 3816.04
2786 | 3822.08 | 3828.12 | 3834.16 | 3840.2 | 3846.24 | 3852.28 | 3858.32 | 3864.36 | 3870.4 | 3876.44
2786.1 | 3882.48 | 3888.52 | 3894.56 | 3900.6 | 3906.64 | 3912.68 | 3918.72 | 3924.76 | 3930.8 | 3936.84
2786.2 | 3942.88 | 3948.92 | 3954.96 | 3961 | 3967.04 | 3973.08 | 3979.12 | 3985.16 | 3991.2 | 3997.24
2786.3 | 4003.28 | 4009.32 | 4015.36 | 4021.4 | 4027.44 | 4033.48 | 4039.52 | 4045.56 | 4051.6 | 4057.64
2786.4 | 4063.68 | 4069.72 | 4075.76 | 4081.8 | 4087.84 | 4093.88 | 4099.92 | 4105.96 | 4112 | 4118.04
2786.5 | 4124.08 | 4130.12 | 4136.16 | 4142.2 | 4148.24 | 4154.28 | 4160.32 | 4166.36 | 4172.4 | 4178.44
2786.6 | 4184.48 | 4190.52 | 4196.56 | 4202.6 | 4208.64 | 4214.68 | 4220.72 | 4226.76 | 4232.8 | 4238.84
2786.7 | 4244.88 | 4250.92 | 4256.96 | 4263 | 4269.04 | 4275.08 | 4281.12 | 4287.16 | 4293.2 | 4299.24
2786.8 | 4305.28 | 4311.32 | 4317.36 | 4323.4 | 4329.44 | 4335.48 | 4341.52 | 4347.56 | 4353.6 | 4359.64
2786.9 | 4365.68 | 4371.72 | 4377.76 | 4383.8 | 4389.84 | 4395.88 | 4401.92 | 4407.96 | 4414 | 4420.04
2787 | 4426.08 | 4432.12 | 4438.16 | 4444.2 | 4450.24 | 4456.28 | 4462.32 | 4468.36 | 4474.4 | 4480.44
2787.1 | 4486.48 | 4492.52 | 4498.56 | 4504.6 | 4510.64 | 4516.68 | 4522.72 | 4528.76 | 4534.8 | 4540.84
2787.2 | 4546.88 | 4552.92 | 4558.96 | 4565 | 4572.455 | 4579.91 | 4587.365 | 4594.82 | 4602.275 | 4609.73
2787.3 | 4617.185 | 4624.64 | 4632.095 | 4639.55 | 4647.005 | 4654.46 | 4661.915 | 4669.37 | 4676.825 | 4684.28
2787.4 | 4691.735 | 4699.19 | 4706.645 | 4714.1 | 4721.555 | 4729.01 | 4736.465 | 4743.92 | 4751.375 | 4758.83
2787.5 | 4766.285 | 4773.74 | 4781.195 | 4788.65 | 4796.105 | 4803.56 | 4811.015 | 4818.47 | 4825.925 | 4833.38
2787.6 | 4840.835 | 4848.29 | 4855.745 | 4863.2 | 4870.655 | 4878.11 | 4885.565 | 4893.02 | 4900.475 | 4907.93
2787.7 | 4915.385 | 4922.84 | 4930.295 | 4937.75 | 4945.205 | 4952.66 | 4960.115 | 4967.57 | 4975.025 | 4982.48
2787.8 | 4989.935 | 4997.39 | 5004.845 | 5012.3 | 5019.755 | 5027.21 | 5034.665 | 5042.12 | 5049.575 | 5057.03
2787.9 | 5064.485 | 5071.94 | 5079.395 | 5086.85 | 5094.305 | 5101.76 | 5109.215 | 5116.67 | 5124.125 | 5131.58
2788 | 5139.035 | 5146.49 | 5153.945 | 5161.4 | 5168.855 | 5176.31 | 5183.765 | 5191.22 | 5198.675 | 5206.13
2788.1 | 5213.585 | 5221.04 | 5228.495 | 5235.95 | 5243.405 | 5250.86 | 5258.315 | 5265.77 | 5273.225 | 5280.68
2788.2 | 5288.135 | 5295.59 | 5303.045 | 5310.5 | 5317.955 | 5325.41 | 5332.865 | 5340.32 | 5347.775 | 5355.23
2788.3 | 5362.685 | 5370.14 | 5377.595 | 5385.05 | 5392.505 | 5399.96 | 5407.415 | 5414.87 | 5422.325 | 5429.78
2788.4 | 5437.235 | 5444.69 | 5452.145 | 5459.6 | 5467.055 | 5474.51 | 5481.965 | 5489.42 | 5496.875 | 5504.33
2788.5 | 5511.785 | 5519.24 | 5526.695 | 5534.15 | 5541.605 | 5549.06 | 5556.515 | 5563.97 | 5571.425 | 5578.88
2788.6 | 5586.335 | 5593.79 | 5601.245 | 5608.7 | 5616.155 | 5623.61 | 5631.065 | 5638.52 | 5645.975 | 5653.43
2788.7 | 5660.885 | 5668.34 | 5675.795 | 5683.25 | 5690.705 | 5698.16 | 5705.615 | 5713.07 | 5720.525 | 5727.98
2788.8 | 5735.435 | 5742.89 | 5750.345 | 5757.8 | 5765.255 | 5772.71 | 5780.165 | 5787.62 | 5795.075 | 5802.53
2788.9 | 5809.985 | 5817.44 | 5824.895 | 5832.35 | 5839.805 | 5847.26 | 5854.715 | 5862.17 | 5869.625 | 5877.08
Appendix A (continued)
Red Bluff Reservoir Expanded Rating Table | 0.06: Type: Linear
Elevation (ft-msl NAVD88) vs. Capacity (acre-ft) | 0.06: Date Processed: 7/10/2012
Prepared by: HDR Engineering, Inc.
Note: Add 1.51 feet to USGS gage elevation prior to referencing values in table. This will convert NGVD29 gage elevation readings to NAVD88.
(Expanded Precision)
Elevation | 0 | 0.01 | 0.02 | 0.03 | 0.04 | 0.05 | 0.06 | 0.07 | 0.08 | 0.09
2789 | 5884.535 | 5891.99 | 5899.445 | 5906.9 | 5914.355 | 5921.81 | 5929.265 | 5936.72 | 5944.175 | 5951.63
2789.1 | 5959.085 | 5966.54 | 5973.995 | 5981.45 | 5988.905 | 5996.36 | 6003.815 | 6011.27 | 6018.725 | 6026.18
2789.2 | 6033.635 | 6041.09 | 6048.545 | 6056 | 6062.08 | 6068.16 | 6074.24 | 6080.32 | 6086.4 | 6092.48
2789.3 | 6098.56 | 6104.64 | 6110.72 | 6116.8 | 6122.88 | 6128.96 | 6135.04 | 6141.12 | 6147.2 | 6153.28
2789.4 | 6159.36 | 6165.44 | 6171.52 | 6177.6 | 6183.68 | 6189.76 | 6195.84 | 6201.92 | 6208 | 6214.08
2789.5 | 6220.16 | 6226.24 | 6232.32 | 6238.4 | 6244.48 | 6250.56 | 6256.64 | 6262.72 | 6268.8 | 6274.88
2789.6 | 6280.96 | 6287.04 | 6293.12 | 6299.2 | 6305.28 | 6311.36 | 6317.44 | 6323.52 | 6329.6 | 6335.68
2789.7 | 6341.76 | 6347.84 | 6353.92 | 6360 | 6366.08 | 6372.16 | 6378.24 | 6384.32 | 6390.4 | 6396.48
2789.8 | 6402.56 | 6408.64 | 6414.72 | 6420.8 | 6426.88 | 6432.96 | 6439.04 | 6445.12 | 6451.2 | 6457.28
2789.9 | 6463.36 | 6469.44 | 6475.52 | 6481.6 | 6487.68 | 6493.76 | 6499.84 | 6505.92 | 6512 | 6518.08
2790 | 6524.16 | 6530.24 | 6536.32 | 6542.4 | 6548.48 | 6554.56 | 6560.64 | 6566.72 | 6572.8 | 6578.88
2790.1 | 6584.96 | 6591.04 | 6597.12 | 6603.2 | 6609.28 | 6615.36 | 6621.44 | 6627.52 | 6633.6 | 6639.68
2790.2 | 6645.76 | 6651.84 | 6657.92 | 6664 | 6670.08 | 6676.16 | 6682.24 | 6688.32 | 6694.4 | 6700.48
2790.3 | 6706.56 | 6712.64 | 6718.72 | 6724.8 | 6730.88 | 6736.96 | 6743.04 | 6749.12 | 6755.2 | 6761.28
2790.4 | 6767.36 | 6773.44 | 6779.52 | 6785.6 | 6791.68 | 6797.76 | 6803.84 | 6809.92 | 6816 | 6822.08
2790.5 | 6828.16 | 6834.24 | 6840.32 | 6846.4 | 6852.48 | 6858.56 | 6864.64 | 6870.72 | 6876.8 | 6882.88
2790.6 | 6888.96 | 6895.04 | 6901.12 | 6907.2 | 6913.28 | 6919.36 | 6925.44 | 6931.52 | 6937.6 | 6943.68
2790.7 | 6949.76 | 6955.84 | 6961.92 | 6968 | 6974.08 | 6980.16 | 6986.24 | 6992.32 | 6998.4 | 7004.48
2790.8 | 7010.56 | 7016.64 | 7022.72 | 7028.8 | 7034.88 | 7040.96 | 7047.04 | 7053.12 | 7059.2 | 7065.28
2790.9 | 7071.36 | 7077.44 | 7083.52 | 7089.6 | 7095.68 | 7101.76 | 7107.84 | 7113.92 | 7120 | 7126.08
2791 | 7132.16 | 7138.24 | 7144.32 | 7150.4 | 7156.48 | 7162.56 | 7168.64 | 7174.72 | 7180.8 | 7186.88
2791.1 | 7192.96 | 7199.04 | 7205.12 | 7211.2 | 7217.28 | 7223.36 | 7229.44 | 7235.52 | 7241.6 | 7247.68
2791.2 | 7253.76 | 7259.84 | 7265.92 | 7272 | 7284.34 | 7296.68 | 7309.02 | 7321.36 | 7333.7 | 7346.04
2791.3 | 7358.38 | 7370.72 | 7383.06 | 7395.4 | 7407.74 | 7420.08 | 7432.42 | 7444.76 | 7457.1 | 7469.44
2791.4 | 7481.78 | 7494.12 | 7506.46 | 7518.8 | 7531.14 | 7543.48 | 7555.82 | 7568.16 | 7580.5 | 7592.84
2791.5 | 7605.18 | 7617.52 | 7629.86 | 7642.2 | 7654.54 | 7666.88 | 7679.22 | 7691.56 | 7703.9 | 7716.24
2791.6 | 7728.58 | 7740.92 | 7753.26 | 7765.6 | 7777.94 | 7790.28 | 7802.62 | 7814.96 | 7827.3 | 7839.64
2791.7 | 7851.98 | 7864.32 | 7876.66 | 7889 | 7901.34 | 7913.68 | 7926.02 | 7938.36 | 7950.7 | 7963.04
2791.8 | 7975.38 | 7987.72 | 8000.06 | 8012.4 | 8024.74 | 8037.08 | 8049.42 | 8061.76 | 8074.1 | 8086.44
2791.9 | 8098.78 | 8111.12 | 8123.46 | 8135.8 | 8148.14 | 8160.48 | 8172.82 | 8185.16 | 8197.5 | 8209.84
2792 | 8222.18 | 8234.52 | 8246.86 | 8259.2 | 8271.54 | 8283.88 | 8296.22 | 8308.56 | 8320.9 | 8333.24
2792.1 | 8345.58 | 8357.92 | 8370.26 | 8382.6 | 8394.94 | 8407.28 | 8419.62 | 8431.96 | 8444.3 | 8456.64
2792.2 | 8468.98 | 8481.32 | 8493.66 | 8506 | 8518.34 | 8530.68 | 8543.02 | 8555.36 | 8567.7 | 8580.04
2792.3 | 8592.38 | 8604.72 | 8617.06 | 8629.4 | 8641.74 | 8654.08 | 8666.42 | 8678.76 | 8691.1 | 8703.44
2792.4 | 8715.78 | 8728.12 | 8740.46 | 8752.8 | 8765.14 | 8777.48 | 8789.82 | 8802.16 | 8814.5 | 8826.84
2792.5 | 8839.18 | 8851.52 | 8863.86 | 8876.2 | 8888.54 | 8900.88 | 8913.22 | 8925.56 | 8937.9 | 8950.24
2792.6 | 8962.58 | 8974.92 | 8987.26 | 8999.6 | 9011.94 | 9024.28 | 9036.62 | 9048.96 | 9061.3 | 9073.64
2792.7 | 9085.98 | 9098.32 | 9110.66 | 9123 | 9135.34 | 9147.68 | 9160.02 | 9172.36 | 9184.7 | 9197.04
2792.8 | 9209.38 | 9221.72 | 9234.06 | 9246.4 | 9258.74 | 9271.08 | 9283.42 | 9295.76 | 9308.1 | 9320.44
2792.9 | 9332.78 | 9345.12 | 9357.46 | 9369.8 | 9382.14 | 9394.48 | 9406.82 | 9419.16 | 9431.5 | 9443.84
2793 | 9456.18 | 9468.52 | 9480.86 | 9493.2 | 9505.54 | 9517.88 | 9530.22 | 9542.56 | 9554.9 | 9567.24
2793.1 | 9579.58 | 9591.92 | 9604.26 | 9616.6 | 9628.94 | 9641.28 | 9653.62 | 9665.96 | 9678.3 | 9690.64
2793.2 | 9702.98 | 9715.32 | 9727.66 | 9740 | 9751.58 | 9763.16 | 9774.74 | 9786.32 | 9797.9 | 9809.48
2793.3 | 9821.06 | 9832.64 | 9844.22 | 9855.8 | 9867.38 | 9878.96 | 9890.54 | 9902.12 | 9913.7 | 9925.28
2793.4 | 9936.86 | 9948.44 | 9960.02 | 9971.6 | 9983.18 | 9994.76 | 10006.34 | 10017.92 | 10029.5 | 10041.08
2793.5 | 10052.66 | 10064.24 | 10075.82 | 10087.4 | 10098.98 | 10110.56 | 10122.14 | 10133.72 | 10145.3 | 10156.88
2793.6 | 10168.46 | 10180.04 | 10191.62 | 10203.2 | 10214.78 | 10226.36 | 10237.94 | 10249.52 | 10261.1 | 10272.68
2793.7 | 10284.26 | 10295.84 | 10307.42 | 10319 | 10330.58 | 10342.16 | 10353.74 | 10365.32 | 10376.9 | 10388.48
2793.8 | 10400.06 | 10411.64 | 10423.22 | 10434.8 | 10446.38 | 10457.96 | 10469.54 | 10481.12 | 10492.7 | 10504.28
2793.9 | 10515.86 | 10527.44 | 10539.02 | 10550.6 | 10562.18 | 10573.76 | 10585.34 | 10596.92 | 10608.5 | 10620.08
Appendix A (continued)
Red Bluff Reservoir Expanded Rating Table | 0.06: Type: Linear
Elevation (ft-msl NAVD88) vs. Capacity (acre-ft) | 0.06: Date Processed: 7/10/2012
Prepared by: HDR Engineering, Inc.
Note: Add 1.51 feet to USGS gage elevation prior to referencing values in table. This will convert NGVD29 gage elevation readings to NAVD88.
(Expanded Precision)
Elevation | 0 | 0.01 | 0.02 | 0.03 | 0.04 | 0.05 | 0.06 | 0.07 | 0.08 | 0.09
2794 | 10631.66 | 10643.24 | 10654.82 | 10666.4 | 10677.98 | 10689.56 | 10701.14 | 10712.72 | 10724.3 | 10735.88
2794.1 | 10747.46 | 10759.04 | 10770.62 | 10782.2 | 10793.78 | 10805.36 | 10816.94 | 10828.52 | 10840.1 | 10851.68
2794.2 | 10863.26 | 10874.84 | 10886.42 | 10898 | 10909.58 | 10921.16 | 10932.74 | 10944.32 | 10955.9 | 10967.48
2794.3 | 10979.06 | 10990.64 | 11002.22 | 11013.8 | 11025.38 | 11036.96 | 11048.54 | 11060.12 | 11071.7 | 11083.28
2794.4 | 11094.86 | 11106.44 | 11118.02 | 11129.6 | 11141.18 | 11152.76 | 11164.34 | 11175.92 | 11187.5 | 11199.08
2794.5 | 11210.66 | 11222.24 | 11233.82 | 11245.4 | 11256.98 | 11268.56 | 11280.14 | 11291.72 | 11303.3 | 11314.88
2794.6 | 11326.46 | 11338.04 | 11349.62 | 11361.2 | 11372.78 | 11384.36 | 11395.94 | 11407.52 | 11419.1 | 11430.68
2794.7 | 11442.26 | 11453.84 | 11465.42 | 11477 | 11488.58 | 11500.16 | 11511.74 | 11523.32 | 11534.9 | 11546.48
2794.8 | 11558.06 | 11569.64 | 11581.22 | 11592.8 | 11604.38 | 11615.96 | 11627.54 | 11639.12 | 11650.7 | 11662.28
2794.9 | 11673.86 | 11685.44 | 11697.02 | 11708.6 | 11720.18 | 11731.76 | 11743.34 | 11754.92 | 11766.5 | 11778.08
2795 | 11789.66 | 11801.24 | 11812.82 | 11824.4 | 11835.98 | 11847.56 | 11859.14 | 11870.72 | 11882.3 | 11893.88
2795.1 | 11905.46 | 11917.04 | 11928.62 | 11940.2 | 11951.78 | 11963.36 | 11974.94 | 11986.52 | 11998.1 | 12009.68
2795.2 | 12021.26 | 12032.84 | 12044.42 | 12056 | 12070.68 | 12085.36 | 12100.04 | 12114.72 | 12129.4 | 12144.08
2795.3 | 12158.76 | 12173.44 | 12188.12 | 12202.8 | 12217.48 | 12232.16 | 12246.84 | 12261.52 | 12276.2 | 12290.88
2795.4 | 12305.56 | 12320.24 | 12334.92 | 12349.6 | 12364.28 | 12378.96 | 12393.64 | 12408.32 | 12423 | 12437.68
2795.5 | 12452.36 | 12467.04 | 12481.72 | 12496.4 | 12511.08 | 12525.76 | 12540.44 | 12555.12 | 12569.8 | 12584.48
2795.6 | 12599.16 | 12613.84 | 12628.52 | 12643.2 | 12657.88 | 12672.56 | 12687.24 | 12701.92 | 12716.6 | 12731.28
2795.7 | 12745.96 | 12760.64 | 12775.32 | 12790 | 12804.68 | 12819.36 | 12834.04 | 12848.72 | 12863.4 | 12878.08
2795.8 | 12892.76 | 12907.44 | 12922.12 | 12936.8 | 12951.48 | 12966.16 | 12980.84 | 12995.52 | 13010.2 | 13024.88
2795.9 | 13039.56 | 13054.24 | 13068.92 | 13083.6 | 13098.28 | 13112.96 | 13127.64 | 13142.32 | 13157 | 13171.68
2796 | 13186.36 | 13201.04 | 13215.72 | 13230.4 | 13245.08 | 13259.76 | 13274.44 | 13289.12 | 13303.8 | 13318.48
2796.1 | 13333.16 | 13347.84 | 13362.52 | 13377.2 | 13391.88 | 13406.56 | 13421.24 | 13435.92 | 13450.6 | 13465.28
2796.2 | 13479.96 | 13494.64 | 13509.32 | 13524 | 13538.68 | 13553.36 | 13568.04 | 13582.72 | 13597.4 | 13612.08
2796.3 | 13626.76 | 13641.44 | 13656.12 | 13670.8 | 13685.48 | 13700.16 | 13714.84 | 13729.52 | 13744.2 | 13758.88
2796.4 | 13773.56 | 13788.24 | 13802.92 | 13817.6 | 13832.28 | 13846.96 | 13861.64 | 13876.32 | 13891 | 13905.68
2796.5 | 13920.36 | 13935.04 | 13949.72 | 13964.4 | 13979.08 | 13993.76 | 14008.44 | 14023.12 | 14037.8 | 14052.48
2796.6 | 14067.16 | 14081.84 | 14096.52 | 14111.2 | 14125.88 | 14140.56 | 14155.24 | 14169.92 | 14184.6 | 14199.28
2796.7 | 14213.96 | 14228.64 | 14243.32 | 14258 | 14272.68 | 14287.36 | 14302.04 | 14316.72 | 14331.4 | 14346.08
2796.8 | 14360.76 | 14375.44 | 14390.12 | 14404.8 | 14419.48 | 14434.16 | 14448.84 | 14463.52 | 14478.2 | 14492.88
2796.9 | 14507.56 | 14522.24 | 14536.92 | 14551.6 | 14566.28 | 14580.96 | 14595.64 | 14610.32 | 14625 | 14639.68
2797 | 14654.36 | 14669.04 | 14683.72 | 14698.4 | 14713.08 | 14727.76 | 14742.44 | 14757.12 | 14771.8 | 14786.48
2797.1 | 14801.16 | 14815.84 | 14830.52 | 14845.2 | 14859.88 | 14874.56 | 14889.24 | 14903.92 | 14918.6 | 14933.28
2797.2 | 14947.96 | 14962.64 | 14977.32 | 14992 | 15008.93 | 15025.86 | 15042.79 | 15059.72 | 15076.65 | 15093.58
2797.3 | 15110.51 | 15127.44 | 15144.37 | 15161.3 | 15178.23 | 15195.16 | 15212.09 | 15229.02 | 15245.95 | 15262.88
2797.4 | 15279.81 | 15296.74 | 15313.67 | 15330.6 | 15347.53 | 15364.46 | 15381.39 | 15398.32 | 15415.25 | 15432.18
2797.5 | 15449.11 | 15466.04 | 15482.97 | 15499.9 | 15516.83 | 15533.76 | 15550.69 | 15567.62 | 15584.55 | 15601.48
2797.6 | 15618.41 | 15635.34 | 15652.27 | 15669.2 | 15686.13 | 15703.06 | 15719.99 | 15736.92 | 15753.85 | 15770.78
2797.7 | 15787.71 | 15804.64 | 15821.57 | 15838.5 | 15855.43 | 15872.36 | 15889.29 | 15906.22 | 15923.15 | 15940.08
2797.8 | 15957.01 | 15973.94 | 15990.87 | 16007.8 | 16024.73 | 16041.66 | 16058.59 | 16075.52 | 16092.45 | 16109.38
2797.9 | 16126.31 | 16143.24 | 16160.17 | 16177.1 | 16194.03 | 16210.96 | 16227.89 | 16244.82 | 16261.75 | 16278.68
2798 | 16295.61 | 16312.54 | 16329.47 | 16346.4 | 16363.33 | 16380.26 | 16397.19 | 16414.12 | 16431.05 | 16447.98
2798.1 | 16464.91 | 16481.84 | 16498.77 | 16515.7 | 16532.63 | 16549.56 | 16566.49 | 16583.42 | 16600.35 | 16617.28
2798.2 | 16634.21 | 16651.14 | 16668.07 | 16685 | 16701.93 | 16718.86 | 16735.79 | 16752.72 | 16769.65 | 16786.58
2798.3 | 16803.51 | 16820.44 | 16837.37 | 16854.3 | 16871.23 | 16888.16 | 16905.09 | 16922.02 | 16938.95 | 16955.88
2798.4 | 16972.81 | 16989.74 | 17006.67 | 17023.6 | 17040.53 | 17057.46 | 17074.39 | 17091.32 | 17108.25 | 17125.18
2798.5 | 17142.11 | 17159.04 | 17175.97 | 17192.9 | 17209.83 | 17226.76 | 17243.69 | 17260.62 | 17277.55 | 17294.48
2798.6 | 17311.41 | 17328.34 | 17345.27 | 17362.2 | 17379.13 | 17396.06 | 17412.99 | 17429.92 | 17446.85 | 17463.78
2798.7 | 17480.71 | 17497.64 | 17514.57 | 17531.5 | 17548.43 | 17565.36 | 17582.29 | 17599.22 | 17616.15 | 17633.08
2798.8 | 17650.01 | 17666.94 | 17683.87 | 17700.8 | 17717.73 | 17734.66 | 17751.59 | 17768.52 | 17785.45 | 17802.38
2798.9 | 17819.31 | 17836.24 | 17853.17 | 17870.1 | 17887.03 | 17903.96 | 17920.89 | 17937.82 | 17954.75 | 17971.68
Appendix A (continued)
Red Bluff Reservoir Expanded Rating Table | 0.06: Type: Linear
Elevation (ft-msl NAVD88) vs. Capacity (acre-ft) | 0.06: Date Processed: 7/10/2012
Prepared by: HDR Engineering, Inc.
Note: Add 1.51 feet to USGS gage elevation prior to referencing values in table. This will convert NGVD29 gage elevation readings to NAVD88.
(Expanded Precision)
Elevation | 0 | 0.01 | 0.02 | 0.03 | 0.04 | 0.05 | 0.06 | 0.07 | 0.08 | 0.09
2799 | 17988.61 | 18005.54 | 18022.47 | 18039.4 | 18056.33 | 18073.26 | 18090.19 | 18107.12 | 18124.05 | 18140.98
2799.1 | 18157.91 | 18174.84 | 18191.77 | 18208.7 | 18225.63 | 18242.56 | 18259.49 | 18276.42 | 18293.35 | 18310.28
2799.2 | 18327.21 | 18344.14 | 18361.07 | 18378 | 18397.565 | 18417.13 | 18436.695 | 18456.26 | 18475.825 | 18495.39
2799.3 | 18514.955 | 18534.52 | 18554.085 | 18573.65 | 18593.215 | 18612.78 | 18632.345 | 18651.91 | 18671.475 | 18691.04
2799.4 | 18710.605 | 18730.17 | 18749.735 | 18769.3 | 18788.865 | 18808.43 | 18827.995 | 18847.56 | 18867.125 | 18886.69
2799.5 | 18906.255 | 18925.82 | 18945.385 | 18964.95 | 18984.515 | 19004.08 | 19023.645 | 19043.21 | 19062.775 | 19082.34
2799.6 | 19101.905 | 19121.47 | 19141.035 | 19160.6 | 19180.165 | 19199.73 | 19219.295 | 19238.86 | 19258.425 | 19277.99
2799.7 | 19297.555 | 19317.12 | 19336.685 | 19356.25 | 19375.815 | 19395.38 | 19414.945 | 19434.51 | 19454.075 | 19473.64
2799.8 | 19493.205 | 19512.77 | 19532.335 | 19551.9 | 19571.465 | 19591.03 | 19610.595 | 19630.16 | 19649.725 | 19669.29
2799.9 | 19688.855 | 19708.42 | 19727.985 | 19747.55 | 19767.115 | 19786.68 | 19806.245 | 19825.81 | 19845.375 | 19864.94
2800 | 19884.505 | 19904.07 | 19923.635 | 19943.2 | 19962.765 | 19982.33 | 20001.895 | 20021.46 | 20041.025 | 20060.59
2800.1 | 20080.155 | 20099.72 | 20119.285 | 20138.85 | 20158.415 | 20177.98 | 20197.545 | 20217.11 | 20236.675 | 20256.24
2800.2 | 20275.805 | 20295.37 | 20314.935 | 20334.5 | 20354.065 | 20373.63 | 20393.195 | 20412.76 | 20432.325 | 20451.89
2800.3 | 20471.455 | 20491.02 | 20510.585 | 20530.15 | 20549.715 | 20569.28 | 20588.845 | 20608.41 | 20627.975 | 20647.54
2800.4 | 20667.105 | 20686.67 | 20706.235 | 20725.8 | 20745.365 | 20764.93 | 20784.495 | 20804.06 | 20823.625 | 20843.19
2800.5 | 20862.755 | 20882.32 | 20901.885 | 20921.45 | 20941.015 | 20960.58 | 20980.145 | 20999.71 | 21019.275 | 21038.84
2800.6 | 21058.405 | 21077.97 | 21097.535 | 21117.1 | 21136.665 | 21156.23 | 21175.795 | 21195.36 | 21214.925 | 21234.49
2800.7 | 21254.055 | 21273.62 | 21293.185 | 21312.75 | 21332.315 | 21351.88 | 21371.445 | 21391.01 | 21410.575 | 21430.14
2800.8 | 21449.705 | 21469.27 | 21488.835 | 21508.4 | 21527.965 | 21547.53 | 21567.095 | 21586.66 | 21606.225 | 21625.79
2800.9 | 21645.355 | 21664.92 | 21684.485 | 21704.05 | 21723.615 | 21743.18 | 21762.745 | 21782.31 | 21801.875 | 21821.44
2801 | 21841.005 | 21860.57 | 21880.135 | 21899.7 | 21919.265 | 21938.83 | 21958.395 | 21977.96 | 21997.525 | 22017.09
2801.1 | 22036.655 | 22056.22 | 22075.785 | 22095.35 | 22114.915 | 22134.48 | 22154.045 | 22173.61 | 22193.175 | 22212.74
2801.2 | 22232.305 | 22251.87 | 22271.435 | 22291 | 22313.56 | 22336.12 | 22358.68 | 22381.24 | 22403.8 | 22426.36
2801.3 | 22448.92 | 22471.48 | 22494.04 | 22516.6 | 22539.16 | 22561.72 | 22584.28 | 22606.84 | 22629.4 | 22651.96
2801.4 | 22674.52 | 22697.08 | 22719.64 | 22742.2 | 22764.76 | 22787.32 | 22809.88 | 22832.44 | 22855 | 22877.56
2801.5 | 22900.12 | 22922.68 | 22945.24 | 22967.8 | 22990.36 | 23012.92 | 23035.48 | 23058.04 | 23080.6 | 23103.16
2801.6 | 23125.72 | 23148.28 | 23170.84 | 23193.4 | 23215.96 | 23238.52 | 23261.08 | 23283.64 | 23306.2 | 23328.76
2801.7 | 23351.32 | 23373.88 | 23396.44 | 23419 | 23441.56 | 23464.12 | 23486.68 | 23509.24 | 23531.8 | 23554.36
2801.8 | 23576.92 | 23599.48 | 23622.04 | 23644.6 | 23667.16 | 23689.72 | 23712.28 | 23734.84 | 23757.4 | 23779.96
2801.9 | 23802.52 | 23825.08 | 23847.64 | 23870.2 | 23892.76 | 23915.32 | 23937.88 | 23960.44 | 23983 | 24005.56
2802 | 24028.12 | 24050.68 | 24073.24 | 24095.8 | 24118.36 | 24140.92 | 24163.48 | 24186.04 | 24208.6 | 24231.16
2802.1 | 24253.72 | 24276.28 | 24298.84 | 24321.4 | 24343.96 | 24366.52 | 24389.08 | 24411.64 | 24434.2 | 24456.76
2802.2 | 24479.32 | 24501.88 | 24524.44 | 24547 | 24569.56 | 24592.12 | 24614.68 | 24637.24 | 24659.8 | 24682.36
2802.3 | 24704.92 | 24727.48 | 24750.04 | 24772.6 | 24795.16 | 24817.72 | 24840.28 | 24862.84 | 24885.4 | 24907.96
2802.4 | 24930.52 | 24953.08 | 24975.64 | 24998.2 | 25020.76 | 25043.32 | 25065.88 | 25088.44 | 25111 | 25133.56
2802.5 | 25156.12 | 25178.68 | 25201.24 | 25223.8 | 25246.36 | 25268.92 | 25291.48 | 25314.04 | 25336.6 | 25359.16
2802.6 | 25381.72 | 25404.28 | 25426.84 | 25449.4 | 25471.96 | 25494.52 | 25517.08 | 25539.64 | 25562.2 | 25584.76
2802.7 | 25607.32 | 25629.88 | 25652.44 | 25675 | 25697.56 | 25720.12 | 25742.68 | 25765.24 | 25787.8 | 25810.36
2802.8 | 25832.92 | 25855.48 | 25878.04 | 25900.6 | 25923.16 | 25945.72 | 25968.28 | 25990.84 | 26013.4 | 26035.96
2802.9 | 26058.52 | 26081.08 | 26103.64 | 26126.2 | 26148.76 | 26171.32 | 26193.88 | 26216.44 | 26239 | 26261.56
2803 | 26284.12 | 26306.68 | 26329.24 | 26351.8 | 26374.36 | 26396.92 | 26419.48 | 26442.04 | 26464.6 | 26487.16
2803.1 | 26509.72 | 26532.28 | 26554.84 | 26577.4 | 26599.96 | 26622.52 | 26645.08 | 26667.64 | 26690.2 | 26712.76
2803.2 | 26735.32 | 26757.88 | 26780.44 | 26803 | 26828.47 | 26853.94 | 26879.41 | 26904.88 | 26930.35 | 26955.82
2803.3 | 26981.29 | 27006.76 | 27032.23 | 27057.7 | 27083.17 | 27108.64 | 27134.11 | 27159.58 | 27185.05 | 27210.52
2803.4 | 27235.99 | 27261.46 | 27286.93 | 27312.4 | 27337.87 | 27363.34 | 27388.81 | 27414.28 | 27439.75 | 27465.22
2803.5 | 27490.69 | 27516.16 | 27541.63 | 27567.1 | 27592.57 | 27618.04 | 27643.51 | 27668.98 | 27694.45 | 27719.92
2803.6 | 27745.39 | 27770.86 | 27796.33 | 27821.8 | 27847.27 | 27872.74 | 27898.21 | 27923.68 | 27949.15 | 27974.62
2803.7 | 28000.09 | 28025.56 | 28051.03 | 28076.5 | 28101.97 | 28127.44 | 28152.91 | 28178.38 | 28203.85 | 28229.32
2803.8 | 28254.79 | 28280.26 | 28305.73 | 28331.2 | 28356.67 | 28382.14 | 28407.61 | 28433.08 | 28458.55 | 28484.02
2803.9 | 28509.49 | 28534.96 | 28560.43 | 28585.9 | 28611.37 | 28636.84 | 28662.31 | 28687.78 | 28713.25 | 28738.72
Appendix A (continued)
Red Bluff Reservoir Expanded Rating Table | 0.06: Type: Linear
Elevation (ft-msl NAVD88) vs. Capacity (acre-ft) | 0.06: Date Processed: 7/10/2012
Prepared by: HDR Engineering, Inc.
Note: Add 1.51 feet to USGS gage elevation prior to referencing values in table. This will convert NGVD29 gage elevation readings to NAVD88.
(Expanded Precision)
Elevation | 0 | 0.01 | 0.02 | 0.03 | 0.04 | 0.05 | 0.06 | 0.07 | 0.08 | 0.09
2804 | 28764.19 | 28789.66 | 28815.13 | 28840.6 | 28866.07 | 28891.54 | 28917.01 | 28942.48 | 28967.95 | 28993.42
2804.1 | 29018.89 | 29044.36 | 29069.83 | 29095.3 | 29120.77 | 29146.24 | 29171.71 | 29197.18 | 29222.65 | 29248.12
2804.2 | 29273.59 | 29299.06 | 29324.53 | 29350 | 29375.47 | 29400.94 | 29426.41 | 29451.88 | 29477.35 | 29502.82
2804.3 | 29528.29 | 29553.76 | 29579.23 | 29604.7 | 29630.17 | 29655.64 | 29681.11 | 29706.58 | 29732.05 | 29757.52
2804.4 | 29782.99 | 29808.46 | 29833.93 | 29859.4 | 29884.87 | 29910.34 | 29935.81 | 29961.28 | 29986.75 | 30012.22
2804.5 | 30037.69 | 30063.16 | 30088.63 | 30114.1 | 30139.57 | 30165.04 | 30190.51 | 30215.98 | 30241.45 | 30266.92
2804.6 | 30292.39 | 30317.86 | 30343.33 | 30368.8 | 30394.27 | 30419.74 | 30445.21 | 30470.68 | 30496.15 | 30521.62
2804.7 | 30547.09 | 30572.56 | 30598.03 | 30623.5 | 30648.97 | 30674.44 | 30699.91 | 30725.38 | 30750.85 | 30776.32
2804.8 | 30801.79 | 30827.26 | 30852.73 | 30878.2 | 30903.67 | 30929.14 | 30954.61 | 30980.08 | 31005.55 | 31031.02
2804.9 | 31056.49 | 31081.96 | 31107.43 | 31132.9 | 31158.37 | 31183.84 | 31209.31 | 31234.78 | 31260.25 | 31285.72
2805 | 31311.19 | 31336.66 | 31362.13 | 31387.6 | 31413.07 | 31438.54 | 31464.01 | 31489.48 | 31514.95 | 31540.42
2805.1 | 31565.89 | 31591.36 | 31616.83 | 31642.3 | 31667.77 | 31693.24 | 31718.71 | 31744.18 | 31769.65 | 31795.12
2805.2 | 31820.59 | 31846.06 | 31871.53 | 31897 | 31925.98 | 31954.96 | 31983.94 | 32012.92 | 32041.9 | 32070.88
2805.3 | 32099.86 | 32128.84 | 32157.82 | 32186.8 | 32215.78 | 32244.76 | 32273.74 | 32302.72 | 32331.7 | 32360.68
2805.4 | 32389.66 | 32418.64 | 32447.62 | 32476.6 | 32505.58 | 32534.56 | 32563.54 | 32592.52 | 32621.5 | 32650.48
2805.5 | 32679.46 | 32708.44 | 32737.42 | 32766.4 | 32795.38 | 32824.36 | 32853.34 | 32882.32 | 32911.3 | 32940.28
2805.6 | 32969.26 | 32998.24 | 33027.22 | 33056.2 | 33085.18 | 33114.16 | 33143.14 | 33172.12 | 33201.1 | 33230.08
2805.7 | 33259.06 | 33288.04 | 33317.02 | 33346 | 33374.98 | 33403.96 | 33432.94 | 33461.92 | 33490.9 | 33519.88
2805.8 | 33548.86 | 33577.84 | 33606.82 | 33635.8 | 33664.78 | 33693.76 | 33722.74 | 33751.72 | 33780.7 | 33809.68
2805.9 | 33838.66 | 33867.64 | 33896.62 | 33925.6 | 33954.58 | 33983.56 | 34012.54 | 34041.52 | 34070.5 | 34099.48
2806 | 34128.46 | 34157.44 | 34186.42 | 34215.4 | 34244.38 | 34273.36 | 34302.34 | 34331.32 | 34360.3 | 34389.28
2806.1 | 34418.26 | 34447.24 | 34476.22 | 34505.2 | 34534.18 | 34563.16 | 34592.14 | 34621.12 | 34650.1 | 34679.08
2806.2 | 34708.06 | 34737.04 | 34766.02 | 34795 | 34823.98 | 34852.96 | 34881.94 | 34910.92 | 34939.9 | 34968.88
2806.3 | 34997.86 | 35026.84 | 35055.82 | 35084.8 | 35113.78 | 35142.76 | 35171.74 | 35200.72 | 35229.7 | 35258.68
2806.4 | 35287.66 | 35316.64 | 35345.62 | 35374.6 | 35403.58 | 35432.56 | 35461.54 | 35490.52 | 35519.5 | 35548.48
2806.5 | 35577.46 | 35606.44 | 35635.42 | 35664.4 | 35693.38 | 35722.36 | 35751.34 | 35780.32 | 35809.3 | 35838.28
2806.6 | 35867.26 | 35896.24 | 35925.22 | 35954.2 | 35983.18 | 36012.16 | 36041.14 | 36070.12 | 36099.1 | 36128.08
2806.7 | 36157.06 | 36186.04 | 36215.02 | 36244 | 36272.98 | 36301.96 | 36330.94 | 36359.92 | 36388.9 | 36417.88
2806.8 | 36446.86 | 36475.84 | 36504.82 | 36533.8 | 36562.78 | 36591.76 | 36620.74 | 36649.72 | 36678.7 | 36707.68
2806.9 | 36736.66 | 36765.64 | 36794.62 | 36823.6 | 36852.58 | 36881.56 | 36910.54 | 36939.52 | 36968.5 | 36997.48
2807 | 37026.46 | 37055.44 | 37084.42 | 37113.4 | 37142.38 | 37171.36 | 37200.34 | 37229.32 | 37258.3 | 37287.28
2807.1 | 37316.26 | 37345.24 | 37374.22 | 37403.2 | 37432.18 | 37461.16 | 37490.14 | 37519.12 | 37548.1 | 37577.08
2807.2 | 37606.06 | 37635.04 | 37664.02 | 37693 | 37725.855 | 37758.71 | 37791.565 | 37824.42 | 37857.275 | 37890.13
2807.3 | 37922.985 | 37955.84 | 37988.695 | 38021.55 | 38054.405 | 38087.26 | 38120.115 | 38152.97 | 38185.825 | 38218.68
2807.4 | 38251.535 | 38284.39 | 38317.245 | 38350.1 | 38382.955 | 38415.81 | 38448.665 | 38481.52 | 38514.375 | 38547.23
2807.5 | 38580.085 | 38612.94 | 38645.795 | 38678.65 | 38711.505 | 38744.36 | 38777.215 | 38810.07 | 38842.925 | 38875.78
2807.6 | 38908.635 | 38941.49 | 38974.345 | 39007.2 | 39040.055 | 39072.91 | 39105.765 | 39138.62 | 39171.475 | 39204.33
2807.7 | 39237.185 | 39270.04 | 39302.895 | 39335.75 | 39368.605 | 39401.46 | 39434.315 | 39467.17 | 39500.025 | 39532.88
2807.8 | 39565.735 | 39598.59 | 39631.445 | 39664.3 | 39697.155 | 39730.01 | 39762.865 | 39795.72 | 39828.575 | 39861.43
2807.9 | 39894.285 | 39927.14 | 39959.995 | 39992.85 | 40025.705 | 40058.56 | 40091.415 | 40124.27 | 40157.125 | 40189.98
2808 | 40222.835 | 40255.69 | 40288.545 | 40321.4 | 40354.255 | 40387.11 | 40419.965 | 40452.82 | 40485.675 | 40518.53
2808.1 | 40551.385 | 40584.24 | 40617.095 | 40649.95 | 40682.805 | 40715.66 | 40748.515 | 40781.37 | 40814.225 | 40847.08
2808.2 | 40879.935 | 40912.79 | 40945.645 | 40978.5 | 41011.355 | 41044.21 | 41077.065 | 41109.92 | 41142.775 | 41175.63
2808.3 | 41208.485 | 41241.34 | 41274.195 | 41307.05 | 41339.905 | 41372.76 | 41405.615 | 41438.47 | 41471.325 | 41504.18
2808.4 | 41537.035 | 41569.89 | 41602.745 | 41635.6 | 41668.455 | 41701.31 | 41734.165 | 41767.02 | 41799.875 | 41832.73
2808.5 | 41865.585 | 41898.44 | 41931.295 | 41964.15 | 41997.005 | 42029.86 | 42062.715 | 42095.57 | 42128.425 | 42161.28
2808.6 | 42194.135 | 42226.99 | 42259.845 | 42292.7 | 42325.555 | 42358.41 | 42391.265 | 42424.12 | 42456.975 | 42489.83
2808.7 | 42522.685 | 42555.54 | 42588.395 | 42621.25 | 42654.105 | 42686.96 | 42719.815 | 42752.67 | 42785.525 | 42818.38
2808.8 | 42851.235 | 42884.09 | 42916.945 | 42949.8 | 42982.655 | 43015.51 | 43048.365 | 43081.22 | 43114.075 | 43146.93
2808.9 | 43179.785 | 43212.64 | 43245.495 | 43278.35 | 43311.205 | 43344.06 | 43376.915 | 43409.77 | 43442.625 | 43475.48
Appendix A (continued)
Red Bluff Reservoir Expanded Rating Table | 0.06: Type: Linear
Elevation (ft-msl NAVD88) vs. Capacity (acre-ft) | 0.06: Date Processed: 7/10/2012
Prepared by: HDR Engineering, Inc.
Note: Add 1.51 feet to USGS gage elevation prior to referencing values in table. This will convert NGVD29 gage elevation readings to NAVD88.
(Expanded Precision)
Elevation | 0 | 0.01 | 0.02 | 0.03 | 0.04 | 0.05 | 0.06 | 0.07 | 0.08 | 0.09
2809 | 43508.335 | 43541.19 | 43574.045 | 43606.9 | 43639.755 | 43672.61 | 43705.465 | 43738.32 | 43771.175 | 43804.03
2809.1 | 43836.885 | 43869.74 | 43902.595 | 43935.45 | 43968.305 | 44001.16 | 44034.015 | 44066.87 | 44099.725 | 44132.58
2809.2 | 44165.435 | 44198.29 | 44231.145 | 44264 | 44300.58 | 44337.16 | 44373.74 | 44410.32 | 44446.9 | 44483.48
2809.3 | 44520.06 | 44556.64 | 44593.22 | 44629.8 | 44666.38 | 44702.96 | 44739.54 | 44776.12 | 44812.7 | 44849.28
2809.4 | 44885.86 | 44922.44 | 44959.02 | 44995.6 | 45032.18 | 45068.76 | 45105.34 | 45141.92 | 45178.5 | 45215.08
2809.5 | 45251.66 | 45288.24 | 45324.82 | 45361.4 | 45397.98 | 45434.56 | 45471.14 | 45507.72 | 45544.3 | 45580.88
2809.6 | 45617.46 | 45654.04 | 45690.62 | 45727.2 | 45763.78 | 45800.36 | 45836.94 | 45873.52 | 45910.1 | 45946.68
2809.7 | 45983.26 | 46019.84 | 46056.42 | 46093 | 46129.58 | 46166.16 | 46202.74 | 46239.32 | 46275.9 | 46312.48
2809.8 | 46349.06 | 46385.64 | 46422.22 | 46458.8 | 46495.38 | 46531.96 | 46568.54 | 46605.12 | 46641.7 | 46678.28
2809.9 | 46714.86 | 46751.44 | 46788.02 | 46824.6 | 46861.18 | 46897.76 | 46934.34 | 46970.92 | 47007.5 | 47044.08
2810 | 47080.66 | 47117.24 | 47153.82 | 47190.4 | 47226.98 | 47263.56 | 47300.14 | 47336.72 | 47373.3 | 47409.88
2810.1 | 47446.46 | 47483.04 | 47519.62 | 47556.2 | 47592.78 | 47629.36 | 47665.94 | 47702.52 | 47739.1 | 47775.68
2810.2 | 47812.26 | 47848.84 | 47885.42 | 47922 | 47958.58 | 47995.16 | 48031.74 | 48068.32 | 48104.9 | 48141.48
2810.3 | 48178.06 | 48214.64 | 48251.22 | 48287.8 | 48324.38 | 48360.96 | 48397.54 | 48434.12 | 48470.7 | 48507.28
2810.4 | 48543.86 | 48580.44 | 48617.02 | 48653.6 | 48690.18 | 48726.76 | 48763.34 | 48799.92 | 48836.5 | 48873.08
2810.5 | 48909.66 | 48946.24 | 48982.82 | 49019.4 | 49055.98 | 49092.56 | 49129.14 | 49165.72 | 49202.3 | 49238.88
2810.6 | 49275.46 | 49312.04 | 49348.62 | 49385.2 | 49421.78 | 49458.36 | 49494.94 | 49531.52 | 49568.1 | 49604.68
2810.7 | 49641.26 | 49677.84 | 49714.42 | 49751 | 49787.58 | 49824.16 | 49860.74 | 49897.32 | 49933.9 | 49970.48
2810.8 | 50007.06 | 50043.64 | 50080.22 | 50116.8 | 50153.38 | 50189.96 | 50226.54 | 50263.12 | 50299.7 | 50336.28
2810.9 | 50372.86 | 50409.44 | 50446.02 | 50482.6 | 50519.18 | 50555.76 | 50592.34 | 50628.92 | 50665.5 | 50702.08
2811 | 50738.66 | 50775.24 | 50811.82 | 50848.4 | 50884.98 | 50921.56 | 50958.14 | 50994.72 | 51031.3 | 51067.88
2811.1 | 51104.46 | 51141.04 | 51177.62 | 51214.2 | 51250.78 | 51287.36 | 51323.94 | 51360.52 | 51397.1 | 51433.68
2811.2 | 51470.26 | 51506.84 | 51543.42 | 51580 | 51620.44 | 51660.88 | 51701.32 | 51741.76 | 51782.2 | 51822.64
2811.3 | 51863.08 | 51903.52 | 51943.96 | 51984.4 | 52024.84 | 52065.28 | 52105.72 | 52146.16 | 52186.6 | 52227.04
2811.4 | 52267.48 | 52307.92 | 52348.36 | 52388.8 | 52429.24 | 52469.68 | 52510.12 | 52550.56 | 52591 | 52631.44
2811.5 | 52671.88 | 52712.32 | 52752.76 | 52793.2 | 52833.64 | 52874.08 | 52914.52 | 52954.96 | 52995.4 | 53035.84
2811.6 | 53076.28 | 53116.72 | 53157.16 | 53197.6 | 53238.04 | 53278.48 | 53318.92 | 53359.36 | 53399.8 | 53440.24
2811.7 | 53480.68 | 53521.12 | 53561.56 | 53602 | 53642.44 | 53682.88 | 53723.32 | 53763.76 | 53804.2 | 53844.64
2811.8 | 53885.08 | 53925.52 | 53965.96 | 54006.4 | 54046.84 | 54087.28 | 54127.72 | 54168.16 | 54208.6 | 54249.04
2811.9 | 54289.48 | 54329.92 | 54370.36 | 54410.8 | 54451.24 | 54491.68 | 54532.12 | 54572.56 | 54613 | 54653.44
2812 | 54693.88 | 54734.32 | 54774.76 | 54815.2 | 54855.64 | 54896.08 | 54936.52 | 54976.96 | 55017.4 | 55057.84
2812.1 | 55098.28 | 55138.72 | 55179.16 | 55219.6 | 55260.04 | 55300.48 | 55340.92 | 55381.36 | 55421.8 | 55462.24
2812.2 | 55502.68 | 55543.12 | 55583.56 | 55624 | 55664.44 | 55704.88 | 55745.32 | 55785.76 | 55826.2 | 55866.64
2812.3 | 55907.08 | 55947.52 | 55987.96 | 56028.4 | 56068.84 | 56109.28 | 56149.72 | 56190.16 | 56230.6 | 56271.04
2812.4 | 56311.48 | 56351.92 | 56392.36 | 56432.8 | 56473.24 | 56513.68 | 56554.12 | 56594.56 | 56635 | 56675.44
2812.5 | 56715.88 | 56756.32 | 56796.76 | 56837.2 | 56877.64 | 56918.08 | 56958.52 | 56998.96 | 57039.4 | 57079.84
2812.6 | 57120.28 | 57160.72 | 57201.16 | 57241.6 | 57282.04 | 57322.48 | 57362.92 | 57403.36 | 57443.8 | 57484.24
2812.7 | 57524.68 | 57565.12 | 57605.56 | 57646 | 57686.44 | 57726.88 | 57767.32 | 57807.76 | 57848.2 | 57888.64
2812.8 | 57929.08 | 57969.52 | 58009.96 | 58050.4 | 58090.84 | 58131.28 | 58171.72 | 58212.16 | 58252.6 | 58293.04
2812.9 | 58333.48 | 58373.92 | 58414.36 | 58454.8 | 58495.24 | 58535.68 | 58576.12 | 58616.56 | 58657 | 58697.44
2813 | 58737.88 | 58778.32 | 58818.76 | 58859.2 | 58899.64 | 58940.08 | 58980.52 | 59020.96 | 59061.4 | 59101.84
2813.1 | 59142.28 | 59182.72 | 59223.16 | 59263.6 | 59304.04 | 59344.48 | 59384.92 | 59425.36 | 59465.8 | 59506.24
2813.2 | 59546.68 | 59587.12 | 59627.56 | 59668 | 59712.21 | 59756.42 | 59800.63 | 59844.84 | 59889.05 | 59933.26
2813.3 | 59977.47 | 60021.68 | 60065.89 | 60110.1 | 60154.31 | 60198.52 | 60242.73 | 60286.94 | 60331.15 | 60375.36
2813.4 | 60419.57 | 60463.78 | 60507.99 | 60552.2 | 60596.41 | 60640.62 | 60684.83 | 60729.04 | 60773.25 | 60817.46
2813.5 | 60861.67 | 60905.88 | 60950.09 | 60994.3 | 61038.51 | 61082.72 | 61126.93 | 61171.14 | 61215.35 | 61259.56
2813.6 | 61303.77 | 61347.98 | 61392.19 | 61436.4 | 61480.61 | 61524.82 | 61569.03 | 61613.24 | 61657.45 | 61701.66
2813.7 | 61745.87 | 61790.08 | 61834.29 | 61878.5 | 61922.71 | 61966.92 | 62011.13 | 62055.34 | 62099.55 | 62143.76
2813.8 | 62187.97 | 62232.18 | 62276.39 | 62320.6 | 62364.81 | 62409.02 | 62453.23 | 62497.44 | 62541.65 | 62585.86
2813.9 | 62630.07 | 62674.28 | 62718.49 | 62762.7 | 62806.91 | 62851.12 | 62895.33 | 62939.54 | 62983.75 | 63027.96
Appendix A (continued)
Red Bluff Reservoir Expanded Rating Table | 0.06: Type: Linear
Elevation (ft-msl NAVD88) vs. Capacity (acre-ft) | 0.06: Date Processed: 7/10/2012
Prepared by: HDR Engineering, Inc.
Note: Add 1.51 feet to USGS gage elevation prior to referencing values in table. This will convert NGVD29 gage elevation readings to NAVD88.
(Expanded Precision)
Elevation | 0 | 0.01 | 0.02 | 0.03 | 0.04 | 0.05 | 0.06 | 0.07 | 0.08 | 0.09
2814 | 63072.17 | 63116.38 | 63160.59 | 63204.8 | 63249.01 | 63293.22 | 63337.43 | 63381.64 | 63425.85 | 63470.06
2814.1 | 63514.27 | 63558.48 | 63602.69 | 63646.9 | 63691.11 | 63735.32 | 63779.53 | 63823.74 | 63867.95 | 63912.16
2814.2 | 63956.37 | 64000.58 | 64044.79 | 64089 | 64133.21 | 64177.42 | 64221.63 | 64265.84 | 64310.05 | 64354.26
2814.3 | 64398.47 | 64442.68 | 64486.89 | 64531.1 | 64575.31 | 64619.52 | 64663.73 | 64707.94 | 64752.15 | 64796.36
2814.4 | 64840.57 | 64884.78 | 64928.99 | 64973.2 | 65017.41 | 65061.62 | 65105.83 | 65150.04 | 65194.25 | 65238.46
2814.5 | 65282.67 | 65326.88 | 65371.09 | 65415.3 | 65459.51 | 65503.72 | 65547.93 | 65592.14 | 65636.35 | 65680.56
2814.6 | 65724.77 | 65768.98 | 65813.19 | 65857.4 | 65901.61 | 65945.82 | 65990.03 | 66034.24 | 66078.45 | 66122.66
2814.7 | 66166.87 | 66211.08 | 66255.29 | 66299.5 | 66343.71 | 66387.92 | 66432.13 | 66476.34 | 66520.55 | 66564.76
2814.8 | 66608.97 | 66653.18 | 66697.39 | 66741.6 | 66785.81 | 66830.02 | 66874.23 | 66918.44 | 66962.65 | 67006.86
2814.9 | 67051.07 | 67095.28 | 67139.49 | 67183.7 | 67227.91 | 67272.12 | 67316.33 | 67360.54 | 67404.75 | 67448.96
2815 | 67493.17 | 67537.38 | 67581.59 | 67625.8 | 67670.01 | 67714.22 | 67758.43 | 67802.64 | 67846.85 | 67891.06
2815.1 | 67935.27 | 67979.48 | 68023.69 | 68067.9 | 68112.11 | 68156.32 | 68200.53 | 68244.74 | 68288.95 | 68333.16
2815.2 | 68377.37 | 68421.58 | 68465.79 | 68510 | 68558.285 | 68606.57 | 68654.855 | 68703.14 | 68751.425 | 68799.71
2815.3 | 68847.995 | 68896.28 | 68944.565 | 68992.85 | 69041.135 | 69089.42 | 69137.705 | 69185.99 | 69234.275 | 69282.56
2815.4 | 69330.845 | 69379.13 | 69427.415 | 69475.7 | 69523.985 | 69572.27 | 69620.555 | 69668.84 | 69717.125 | 69765.41
2815.5 | 69813.695 | 69861.98 | 69910.265 | 69958.55 | 70006.835 | 70055.12 | 70103.405 | 70151.69 | 70199.975 | 70248.26
2815.6 | 70296.545 | 70344.83 | 70393.115 | 70441.4 | 70489.685 | 70537.97 | 70586.255 | 70634.54 | 70682.825 | 70731.11
2815.7 | 70779.395 | 70827.68 | 70875.965 | 70924.25 | 70972.535 | 71020.82 | 71069.105 | 71117.39 | 71165.675 | 71213.96
2815.8 | 71262.245 | 71310.53 | 71358.815 | 71407.1 | 71455.385 | 71503.67 | 71551.955 | 71600.24 | 71648.525 | 71696.81
2815.9 | 71745.095 | 71793.38 | 71841.665 | 71889.95 | 71938.235 | 71986.52 | 72034.805 | 72083.09 | 72131.375 | 72179.66
2816 | 72227.945 | 72276.23 | 72324.515 | 72372.8 | 72421.085 | 72469.37 | 72517.655 | 72565.94 | 72614.225 | 72662.51
2816.1 | 72710.795 | 72759.08 | 72807.365 | 72855.65 | 72903.935 | 72952.22 | 73000.505 | 73048.79 | 73097.075 | 73145.36
2816.2 | 73193.645 | 73241.93 | 73290.215 | 73338.5 | 73386.785 | 73435.07 | 73483.355 | 73531.64 | 73579.925 | 73628.21
2816.3 | 73676.495 | 73724.78 | 73773.065 | 73821.35 | 73869.635 | 73917.92 | 73966.205 | 74014.49 | 74062.775 | 74111.06
2816.4 | 74159.345 | 74207.63 | 74255.915 | 74304.2 | 74352.485 | 74400.77 | 74449.055 | 74497.34 | 74545.625 | 74593.91
2816.5 | 74642.195 | 74690.48 | 74738.765 | 74787.05 | 74835.335 | 74883.62 | 74931.905 | 74980.19 | 75028.475 | 75076.76
2816.6 | 75125.045 | 75173.33 | 75221.615 | 75269.9 | 75318.185 | 75366.47 | 75414.755 | 75463.04 | 75511.325 | 75559.61
2816.7 | 75607.895 | 75656.18 | 75704.465 | 75752.75 | 75801.035 | 75849.32 | 75897.605 | 75945.89 | 75994.175 | 76042.46
2816.8 | 76090.745 | 76139.03 | 76187.315 | 76235.6 | 76283.885 | 76332.17 | 76380.455 | 76428.74 | 76477.025 | 76525.31
2816.9 | 76573.595 | 76621.88 | 76670.165 | 76718.45 | 76766.735 | 76815.02 | 76863.305 | 76911.59 | 76959.875 | 77008.16
2817 | 77056.445 | 77104.73 | 77153.015 | 77201.3 | 77249.585 | 77297.87 | 77346.155 | 77394.44 | 77442.725 | 77491.01
2817.1 | 77539.295 | 77587.58 | 77635.865 | 77684.15 | 77732.435 | 77780.72 | 77829.005 | 77877.29 | 77925.575 | 77973.86
2817.2 | 78022.145 | 78070.43 | 78118.715 | 78167 | 78219.14 | 78271.28 | 78323.42 | 78375.56 | 78427.7 | 78479.84
2817.3 | 78531.98 | 78584.12 | 78636.26 | 78688.4 | 78740.54 | 78792.68 | 78844.82 | 78896.96 | 78949.1 | 79001.24
2817.4 | 79053.38 | 79105.52 | 79157.66 | 79209.8 | 79261.94 | 79314.08 | 79366.22 | 79418.36 | 79470.5 | 79522.64
2817.5 | 79574.78 | 79626.92 | 79679.06 | 79731.2 | 79783.34 | 79835.48 | 79887.62 | 79939.76 | 79991.9 | 80044.04
2817.6 | 80096.18 | 80148.32 | 80200.46 | 80252.6 | 80304.74 | 80356.88 | 80409.02 | 80461.16 | 80513.3 | 80565.44
2817.7 | 80617.58 | 80669.72 | 80721.86 | 80774 | 80826.14 | 80878.28 | 80930.42 | 80982.56 | 81034.7 | 81086.84
2817.8 | 81138.98 | 81191.12 | 81243.26 | 81295.4 | 81347.54 | 81399.68 | 81451.82 | 81503.96 | 81556.1 | 81608.24
2817.9 | 81660.38 | 81712.52 | 81764.66 | 81816.8 | 81868.94 | 81921.08 | 81973.22 | 82025.36 | 82077.5 | 82129.64
2818 | 82181.78 | 82233.92 | 82286.06 | 82338.2 | 82390.34 | 82442.48 | 82494.62 | 82546.76 | 82598.9 | 82651.04
2818.1 | 82703.18 | 82755.32 | 82807.46 | 82859.6 | 82911.74 | 82963.88 | 83016.02 | 83068.16 | 83120.3 | 83172.44
2818.2 | 83224.58 | 83276.72 | 83328.86 | 83381 | 83433.14 | 83485.28 | 83537.42 | 83589.56 | 83641.7 | 83693.84
2818.3 | 83745.98 | 83798.12 | 83850.26 | 83902.4 | 83954.54 | 84006.68 | 84058.82 | 84110.96 | 84163.1 | 84215.24
2818.4 | 84267.38 | 84319.52 | 84371.66 | 84423.8 | 84475.94 | 84528.08 | 84580.22 | 84632.36 | 84684.5 | 84736.64
2818.5 | 84788.78 | 84840.92 | 84893.06 | 84945.2 | 84997.34 | 85049.48 | 85101.62 | 85153.76 | 85205.9 | 85258.04
2818.6 | 85310.18 | 85362.32 | 85414.46 | 85466.6 | 85518.74 | 85570.88 | 85623.02 | 85675.16 | 85727.3 | 85779.44
2818.7 | 85831.58 | 85883.72 | 85935.86 | 85988 | 86040.14 | 86092.28 | 86144.42 | 86196.56 | 86248.7 | 86300.84
2818.8 | 86352.98 | 86405.12 | 86457.26 | 86509.4 | 86561.54 | 86613.68 | 86665.82 | 86717.96 | 86770.1 | 86822.24
2818.9 | 86874.38 | 86926.52 | 86978.66 | 87030.8 | 87082.94 | 87135.08 | 87187.22 | 87239.36 | 87291.5 | 87343.64
Appendix A (continued)
Red Bluff Reservoir Expanded Rating Table | 0.06: Type: Linear
Elevation (ft-msl NAVD88) vs. Capacity (acre-ft) | 0.06: Date Processed: 7/10/2012
Prepared by: HDR Engineering, Inc.
Note: Add 1.51 feet to USGS gage elevation prior to referencing values in table. This will convert NGVD29 gage elevation readings to NAVD88.
(Expanded Precision)
Elevation | 0 | 0.01 | 0.02 | 0.03 | 0.04 | 0.05 | 0.06 | 0.07 | 0.08 | 0.09
2819 | 87395.78 | 87447.92 | 87500.06 | 87552.2 | 87604.34 | 87656.48 | 87708.62 | 87760.76 | 87812.9 | 87865.04
2819.1 | 87917.18 | 87969.32 | 88021.46 | 88073.6 | 88125.74 | 88177.88 | 88230.02 | 88282.16 | 88334.3 | 88386.44
2819.2 | 88438.58 | 88490.72 | 88542.86 | 88595 | 88651.215 | 88707.43 | 88763.645 | 88819.86 | 88876.075 | 88932.29
2819.3 | 88988.505 | 89044.72 | 89100.935 | 89157.15 | 89213.365 | 89269.58 | 89325.795 | 89382.01 | 89438.225 | 89494.44
2819.4 | 89550.655 | 89606.87 | 89663.085 | 89719.3 | 89775.515 | 89831.73 | 89887.945 | 89944.16 | 90000.375 | 90056.59
2819.5 | 90112.805 | 90169.02 | 90225.235 | 90281.45 | 90337.665 | 90393.88 | 90450.095 | 90506.31 | 90562.525 | 90618.74
2819.6 | 90674.955 | 90731.17 | 90787.385 | 90843.6 | 90899.815 | 90956.03 | 91012.245 | 91068.46 | 91124.675 | 91180.89
2819.7 | 91237.105 | 91293.32 | 91349.535 | 91405.75 | 91461.965 | 91518.18 | 91574.395 | 91630.61 | 91686.825 | 91743.04
2819.8 | 91799.255 | 91855.47 | 91911.685 | 91967.9 | 92024.115 | 92080.33 | 92136.545 | 92192.76 | 92248.975 | 92305.19
2819.9 | 92361.405 | 92417.62 | 92473.835 | 92530.05 | 92586.265 | 92642.48 | 92698.695 | 92754.91 | 92811.125 | 92867.34
2820 | 92923.555 | 92979.77 | 93035.985 | 93092.2 | 93148.415 | 93204.63 | 93260.845 | 93317.06 | 93373.275 | 93429.49
2820.1 | 93485.705 | 93541.92 | 93598.135 | 93654.35 | 93710.565 | 93766.78 | 93822.995 | 93879.21 | 93935.425 | 93991.64
2820.2 | 94047.855 | 94104.07 | 94160.285 | 94216.5 | 94272.715 | 94328.93 | 94385.145 | 94441.36 | 94497.575 | 94553.79
2820.3 | 94610.005 | 94666.22 | 94722.435 | 94778.65 | 94834.865 | 94891.08 | 94947.295 | 95003.51 | 95059.725 | 95115.94
2820.4 | 95172.155 | 95228.37 | 95284.585 | 95340.8 | 95397.015 | 95453.23 | 95509.445 | 95565.66 | 95621.875 | 95678.09
2820.5 | 95734.305 | 95790.52 | 95846.735 | 95902.95 | 95959.165 | 96015.38 | 96071.595 | 96127.81 | 96184.025 | 96240.24
2820.6 | 96296.455 | 96352.67 | 96408.885 | 96465.1 | 96521.315 | 96577.53 | 96633.745 | 96689.96 | 96746.175 | 96802.39
2820.7 | 96858.605 | 96914.82 | 96971.035 | 97027.25 | 97083.465 | 97139.68 | 97195.895 | 97252.11 | 97308.325 | 97364.54
2820.8 | 97420.755 | 97476.97 | 97533.185 | 97589.4 | 97645.615 | 97701.83 | 97758.045 | 97814.26 | 97870.475 | 97926.69
2820.9 | 97982.905 | 98039.12 | 98095.335 | 98151.55 | 98207.765 | 98263.98 | 98320.195 | 98376.41 | 98432.625 | 98488.84
2821 | 98545.055 | 98601.27 | 98657.485 | 98713.7 | 98769.915 | 98826.13 | 98882.345 | 98938.56 | 98994.775 | 99050.99
2821.1 | 99107.205 | 99163.42 | 99219.635 | 99275.85 | 99332.065 | 99388.28 | 99444.495 | 99500.71 | 99556.925 | 99613.14
2821.2 | 99669.355 | 99725.57 | 99781.785 | 99838 | 99898.63 | 99959.26 | 100019.89 | 100080.52 | 100141.15 | 100201.78
2821.3 | 100262.41 | 100323.04 | 100383.67 | 100444.3 | 100504.93 | 100565.56 | 100626.19 | 100686.82 | 100747.45 | 100808.08
2821.4 | 100868.71 | 100929.34 | 100989.97 | 101050.6 | 101111.23 | 101171.86 | 101232.49 | 101293.12 | 101353.75 | 101414.38
2821.5 | 101475.01 | 101535.64 | 101596.27 | 101656.9 | 101717.53 | 101778.16 | 101838.79 | 101899.42 | 101960.05 | 102020.68
2821.6 | 102081.31 | 102141.94 | 102202.57 | 102263.2 | 102323.83 | 102384.46 | 102445.09 | 102505.72 | 102566.35 | 102626.98
2821.7 | 102687.61 | 102748.24 | 102808.87 | 102869.5 | 102930.13 | 102990.76 | 103051.39 | 103112.02 | 103172.65 | 103233.28
2821.8 | 103293.91 | 103354.54 | 103415.17 | 103475.8 | 103536.43 | 103597.06 | 103657.69 | 103718.32 | 103778.95 | 103839.58
2821.9 | 103900.21 | 103960.84 | 104021.47 | 104082.1 | 104142.73 | 104203.36 | 104263.99 | 104324.62 | 104385.25 | 104445.88
2822 | 104506.51 | 104567.14 | 104627.77 | 104688.4 | 104749.03 | 104809.66 | 104870.29 | 104930.92 | 104991.55 | 105052.18
2822.1 | 105112.81 | 105173.44 | 105234.07 | 105294.7 | 105355.33 | 105415.96 | 105476.59 | 105537.22 | 105597.85 | 105658.48
2822.2 | 105719.11 | 105779.74 | 105840.37 | 105901 | 105961.63 | 106022.26 | 106082.89 | 106143.52 | 106204.15 | 106264.78
2822.3 | 106325.41 | 106386.04 | 106446.67 | 106507.3 | 106567.93 | 106628.56 | 106689.19 | 106749.82 | 106810.45 | 106871.08
2822.4 | 106931.71 | 106992.34 | 107052.97 | 107113.6 | 107174.23 | 107234.86 | 107295.49 | 107356.12 | 107416.75 | 107477.38
2822.5 | 107538.01 | 107598.64 | 107659.27 | 107719.9 | 107780.53 | 107841.16 | 107901.79 | 107962.42 | 108023.05 | 108083.68
2822.6 | 108144.31 | 108204.94 | 108265.57 | 108326.2 | 108386.83 | 108447.46 | 108508.09 | 108568.72 | 108629.35 | 108689.98
2822.7 | 108750.61 | 108811.24 | 108871.87 | 108932.5 | 108993.13 | 109053.76 | 109114.39 | 109175.02 | 109235.65 | 109296.28
2822.8 | 109356.91 | 109417.54 | 109478.17 | 109538.8 | 109599.43 | 109660.06 | 109720.69 | 109781.32 | 109841.95 | 109902.58
2822.9 | 109963.21 | 110023.84 | 110084.47 | 110145.1 | 110205.73 | 110266.36 | 110326.99 | 110387.62 | 110448.25 | 110508.88
2823 | 110569.51 | 110630.14 | 110690.77 | 110751.4 | 110812.03 | 110872.66 | 110933.29 | 110993.92 | 111054.55 | 111115.18
2823.1 | 111175.81 | 111236.44 | 111297.07 | 111357.7 | 111418.33 | 111478.96 | 111539.59 | 111600.22 | 111660.85 | 111721.48
2823.2 | 111782.11 | 111842.74 | 111903.37 | 111964 | 112028.93 | 112093.86 | 112158.79 | 112223.72 | 112288.65 | 112353.58
2823.3 | 112418.51 | 112483.44 | 112548.37 | 112613.3 | 112678.23 | 112743.16 | 112808.09 | 112873.02 | 112937.95 | 113002.88
2823.4 | 113067.81 | 113132.74 | 113197.67 | 113262.6 | 113327.53 | 113392.46 | 113457.39 | 113522.32 | 113587.25 | 113652.18
2823.5 | 113717.11 | 113782.04 | 113846.97 | 113911.9 | 113976.83 | 114041.76 | 114106.69 | 114171.62 | 114236.55 | 114301.48
2823.6 | 114366.41 | 114431.34 | 114496.27 | 114561.2 | 114626.13 | 114691.06 | 114755.99 | 114820.92 | 114885.85 | 114950.78
2823.7 | 115015.71 | 115080.64 | 115145.57 | 115210.5 | 115275.43 | 115340.36 | 115405.29 | 115470.22 | 115535.15 | 115600.08
2823.8 | 115665.01 | 115729.94 | 115794.87 | 115859.8 | 115924.73 | 115989.66 | 116054.59 | 116119.52 | 116184.45 | 116249.38
2823.9 | 116314.31 | 116379.24 | 116444.17 | 116509.1 | 116574.03 | 116638.96 | 116703.89 | 116768.82 | 116833.75 | 116898.68
Appendix A (continued)
Red Bluff Reservoir Expanded Rating Table | 0.06: Type: Linear
Elevation (ft-msl NAVD88) vs. Capacity (acre-ft) | 0.06: Date Processed: 7/10/2012
Prepared by: HDR Engineering, Inc.
Note: Add 1.51 feet to USGS gage elevation prior to referencing values in table. This will convert NGVD29 gage elevation readings to NAVD88.
(Expanded Precision)
Elevation | 0 | 0.01 | 0.02 | 0.03 | 0.04 | 0.05 | 0.06 | 0.07 | 0.08 | 0.09
2824 | 116963.61 | 117028.54 | 117093.47 | 117158.4 | 117223.33 | 117288.26 | 117353.19 | 117418.12 | 117483.05 | 117547.98
2824.1 | 117612.91 | 117677.84 | 117742.77 | 117807.7 | 117872.63 | 117937.56 | 118002.49 | 118067.42 | 118132.35 | 118197.28
2824.2 | 118262.21 | 118327.14 | 118392.07 | 118457 | 118521.93 | 118586.86 | 118651.79 | 118716.72 | 118781.65 | 118846.58
2824.3 | 118911.51 | 118976.44 | 119041.37 | 119106.3 | 119171.23 | 119236.16 | 119301.09 | 119366.02 | 119430.95 | 119495.88
2824.4 | 119560.81 | 119625.74 | 119690.67 | 119755.6 | 119820.53 | 119885.46 | 119950.39 | 120015.32 | 120080.25 | 120145.18
2824.5 | 120210.11 | 120275.04 | 120339.97 | 120404.9 | 120469.83 | 120534.76 | 120599.69 | 120664.62 | 120729.55 | 120794.48
2824.6 | 120859.41 | 120924.34 | 120989.27 | 121054.2 | 121119.13 | 121184.06 | 121248.99 | 121313.92 | 121378.85 | 121443.78
2824.7 | 121508.71 | 121573.64 | 121638.57 | 121703.5 | 121768.43 | 121833.36 | 121898.29 | 121963.22 | 122028.15 | 122093.08
2824.8 | 122158.01 | 122222.94 | 122287.87 | 122352.8 | 122417.73 | 122482.66 | 122547.59 | 122612.52 | 122677.45 | 122742.38
2824.9 | 122807.31 | 122872.24 | 122937.17 | 123002.1 | 123067.03 | 123131.96 | 123196.89 | 123261.82 | 123326.75 | 123391.68
2825 | 123456.61 | 123521.54 | 123586.47 | 123651.4 | 123716.33 | 123781.26 | 123846.19 | 123911.12 | 123976.05 | 124040.98
2825.1 | 124105.91 | 124170.84 | 124235.77 | 124300.7 | 124365.63 | 124430.56 | 124495.49 | 124560.42 | 124625.35 | 124690.28
2825.2 | 124755.21 | 124820.14 | 124885.07 | 124950 | 125019.15 | 125088.3 | 125157.45 | 125226.6 | 125295.75 | 125364.9
2825.3 | 125434.05 | 125503.2 | 125572.35 | 125641.5 | 125710.65 | 125779.8 | 125848.95 | 125918.1 | 125987.25 | 126056.4
2825.4 | 126125.55 | 126194.7 | 126263.85 | 126333 | 126402.15 | 126471.3 | 126540.45 | 126609.6 | 126678.75 | 126747.9
2825.5 | 126817.05 | 126886.2 | 126955.35 | 127024.5 | 127093.65 | 127162.8 | 127231.95 | 127301.1 | 127370.25 | 127439.4
2825.6 | 127508.55 | 127577.7 | 127646.85 | 127716 | 127785.15 | 127854.3 | 127923.45 | 127992.6 | 128061.75 | 128130.9
2825.7 | 128200.05 | 128269.2 | 128338.35 | 128407.5 | 128476.65 | 128545.8 | 128614.95 | 128684.1 | 128753.25 | 128822.4
2825.8 | 128891.55 | 128960.7 | 129029.85 | 129099 | 129168.15 | 129237.3 | 129306.45 | 129375.6 | 129444.75 | 129513.9
2825.9 | 129583.05 | 129652.2 | 129721.35 | 129790.5 | 129859.65 | 129928.8 | 129997.95 | 130067.1 | 130136.25 | 130205.4
2826 | 130274.55 | 130343.7 | 130412.85 | 130482 | 130551.15 | 130620.3 | 130689.45 | 130758.6 | 130827.75 | 130896.9
2826.1 | 130966.05 | 131035.2 | 131104.35 | 131173.5 | 131242.65 | 131311.8 | 131380.95 | 131450.1 | 131519.25 | 131588.4
2826.2 | 131657.55 | 131726.7 | 131795.85 | 131865 | 131934.15 | 132003.3 | 132072.45 | 132141.6 | 132210.75 | 132279.9
2826.3 | 132349.05 | 132418.2 | 132487.35 | 132556.5 | 132625.65 | 132694.8 | 132763.95 | 132833.1 | 132902.25 | 132971.4
2826.4 | 133040.55 | 133109.7 | 133178.85 | 133248 | 133317.15 | 133386.3 | 133455.45 | 133524.6 | 133593.75 | 133662.9
2826.5 | 133732.05 | 133801.2 | 133870.35 | 133939.5 | 134008.65 | 134077.8 | 134146.95 | 134216.1 | 134285.25 | 134354.4
2826.6 | 134423.55 | 134492.7 | 134561.85 | 134631 | 134700.15 | 134769.3 | 134838.45 | 134907.6 | 134976.75 | 135045.9
2826.7 | 135115.05 | 135184.2 | 135253.35 | 135322.5 | 135391.65 | 135460.8 | 135529.95 | 135599.1 | 135668.25 | 135737.4
2826.8 | 135806.55 | 135875.7 | 135944.85 | 136014 | 136083.15 | 136152.3 | 136221.45 | 136290.6 | 136359.75 | 136428.9
2826.9 | 136498.05 | 136567.2 | 136636.35 | 136705.5 | 136774.65 | 136843.8 | 136912.95 | 136982.1 | 137051.25 | 137120.4
2827 | 137189.55 | 137258.7 | 137327.85 | 137397 | 137466.15 | 137535.3 | 137604.45 | 137673.6 | 137742.75 | 137811.9
2827.1 | 137881.05 | 137950.2 | 138019.35 | 138088.5 | 138157.65 | 138226.8 | 138295.95 | 138365.1 | 138434.25 | 138503.4
2827.2 | 138572.55 | 138641.7 | 138710.85 | 138780 | 138853.39 | 138926.78 | 139000.17 | 139073.56 | 139146.95 | 139220.34
2827.3 | 139293.73 | 139367.12 | 139440.51 | 139513.9 | 139587.29 | 139660.68 | 139734.07 | 139807.46 | 139880.85 | 139954.24
2827.4 | 140027.63 | 140101.02 | 140174.41 | 140247.8 | 140321.19 | 140394.58 | 140467.97 | 140541.36 | 140614.75 | 140688.14
2827.5 | 140761.53 | 140834.92 | 140908.31 | 140981.7 | 141055.09 | 141128.48 | 141201.87 | 141275.26 | 141348.65 | 141422.04
2827.6 | 141495.43 | 141568.82 | 141642.21 | 141715.6 | 141788.99 | 141862.38 | 141935.77 | 142009.16 | 142082.55 | 142155.94
2827.7 | 142229.33 | 142302.72 | 142376.11 | 142449.5 | 142522.89 | 142596.28 | 142669.67 | 142743.06 | 142816.45 | 142889.84
2827.8 | 142963.23 | 143036.62 | 143110.01 | 143183.4 | 143256.79 | 143330.18 | 143403.57 | 143476.96 | 143550.35 | 143623.74
2827.9 | 143697.13 | 143770.52 | 143843.91 | 143917.3 | 143990.69 | 144064.08 | 144137.47 | 144210.86 | 144284.25 | 144357.64
2828 | 144431.03 | 144504.42 | 144577.81 | 144651.2 | 144724.59 | 144797.98 | 144871.37 | 144944.76 | 145018.15 | 145091.54
2828.1 | 145164.93 | 145238.32 | 145311.71 | 145385.1 | 145458.49 | 145531.88 | 145605.27 | 145678.66 | 145752.05 | 145825.44
2828.2 | 145898.83 | 145972.22 | 146045.61 | 146119 | 146192.39 | 146265.78 | 146339.17 | 146412.56 | 146485.95 | 146559.34
2828.3 | 146632.73 | 146706.12 | 146779.51 | 146852.9 | 146926.29 | 146999.68 | 147073.07 | 147146.46 | 147219.85 | 147293.24
2828.4 | 147366.63 | 147440.02 | 147513.41 | 147586.8 | 147660.19 | 147733.58 | 147806.97 | 147880.36 | 147953.75 | 148027.14
2828.5 | 148100.53 | 148173.92 | 148247.31 | 148320.7 | 148394.09 | 148467.48 | 148540.87 | 148614.26 | 148687.65 | 148761.04
2828.6 | 148834.43 | 148907.82 | 148981.21 | 149054.6 | 149127.99 | 149201.38 | 149274.77 | 149348.16 | 149421.55 | 149494.94
2828.7 | 149568.33 | 149641.72 | 149715.11 | 149788.5 | 149861.89 | 149935.28 | 150008.67 | 150082.06 | 150155.45 | 150228.84
2828.8 | 150302.23 | 150375.62 | 150449.01 | 150522.4 | 150595.79 | 150669.18 | 150742.57 | 150815.96 | 150889.35 | 150962.74
2828.9 | 151036.13 | 151109.52 | 151182.91 | 151256.3 | 151329.69 | 151403.08 | 151476.47 | 151549.86 | 151623.25 | 151696.64
Appendix A (continued)
Red Bluff Reservoir Expanded Rating Table | 0.06: Type: Linear
Elevation (ft-msl NAVD88) vs. Capacity (acre-ft) | 0.06: Date Processed: 7/10/2012
Prepared by: HDR Engineering, Inc.
Note: Add 1.51 feet to USGS gage elevation prior to referencing values in table. This will convert NGVD29 gage elevation readings to NAVD88.
(Expanded Precision)
Elevation | 0 | 0.01 | 0.02 | 0.03 | 0.04 | 0.05 | 0.06 | 0.07 | 0.08 | 0.09
2829 | 151770.03 | 151843.42 | 151916.81 | 151990.2 | 152063.59 | 152136.98 | 152210.37 | 152283.76 | 152357.15 | 152430.54
2829.1 | 152503.93 | 152577.32 | 152650.71 | 152724.1 | 152797.49 | 152870.88 | 152944.27 | 153017.66 | 153091.05 | 153164.44
2829.2 | 153237.83 | 153311.22 | 153384.61 | 153458 | 153536.28 | 153614.56 | 153692.84 | 153771.12 | 153849.4 | 153927.68
2829.3 | 154005.96 | 154084.24 | 154162.52 | 154240.8 | 154319.08 | 154397.36 | 154475.64 | 154553.92 | 154632.2 | 154710.48
2829.4 | 154788.76 | 154867.04 | 154945.32 | 155023.6 | 155101.88 | 155180.16 | 155258.44 | 155336.72 | 155415 | 155493.28
2829.5 | 155571.56 | 155649.84 | 155728.12 | 155806.4 | 155884.68 | 155962.96 | 156041.24 | 156119.52 | 156197.8 | 156276.08
2829.6 | 156354.36 | 156432.64 | 156510.92 | 156589.2 | 156667.48 | 156745.76 | 156824.04 | 156902.32 | 156980.6 | 157058.88
2829.7 | 157137.16 | 157215.44 | 157293.72 | 157372 | 157450.28 | 157528.56 | 157606.84 | 157685.12 | 157763.4 | 157841.68
2829.8 | 157919.96 | 157998.24 | 158076.52 | 158154.8 | 158233.08 | 158311.36 | 158389.64 | 158467.92 | 158546.2 | 158624.48
2829.9 | 158702.76 | 158781.04 | 158859.32 | 158937.6 | 159015.88 | 159094.16 | 159172.44 | 159250.72 | 159329 | 159407.28
2830 | 159485.56 | 159563.84 | 159642.12 | 159720.4 | 159798.68 | 159876.96 | 159955.24 | 160033.52 | 160111.8 | 160190.08
2830.1 | 160268.36 | 160346.64 | 160424.92 | 160503.2 | 160581.48 | 160659.76 | 160738.04 | 160816.32 | 160894.6 | 160972.88
2830.2 | 161051.16 | 161129.44 | 161207.72 | 161286 | 161364.28 | 161442.56 | 161520.84 | 161599.12 | 161677.4 | 161755.68
2830.3 | 161833.96 | 161912.24 | 161990.52 | 162068.8 | 162147.08 | 162225.36 | 162303.64 | 162381.92 | 162460.2 | 162538.48
2830.4 | 162616.76 | 162695.04 | 162773.32 | 162851.6 | 162929.88 | 163008.16 | 163086.44 | 163164.72 | 163243 | 163321.28
2830.5 | 163399.56 | 163477.84 | 163556.12 | 163634.4 | 163712.68 | 163790.96 | 163869.24 | 163947.52 | 164025.8 | 164104.08
2830.6 | 164182.36 | 164260.64 | 164338.92 | 164417.2 | 164495.48 | 164573.76 | 164652.04 | 164730.32 | 164808.6 | 164886.88
2830.7 | 164965.16 | 165043.44 | 165121.72 | 165200 | 165278.28 | 165356.56 | 165434.84 | 165513.12 | 165591.4 | 165669.68
2830.8 | 165747.96 | 165826.24 | 165904.52 | 165982.8 | 166061.08 | 166139.36 | 166217.64 | 166295.92 | 166374.2 | 166452.48
2830.9 | 166530.76 | 166609.04 | 166687.32 | 166765.6 | 166843.88 | 166922.16 | 167000.44 | 167078.72 | 167157 | 167235.28
2831 | 167313.56 | 167391.84 | 167470.12 | 167548.4 | 167626.68 | 167704.96 | 167783.24 | 167861.52 | 167939.8 | 168018.08
2831.1 | 168096.36 | 168174.64 | 168252.92 | 168331.2 | 168409.48 | 168487.76 | 168566.04 | 168644.32 | 168722.6 | 168800.88
2831.2 | 168879.16 | 168957.44 | 169035.72 | 169114 | 169197.29 | 169280.58 | 169363.87 | 169447.16 | 169530.45 | 169613.74
2831.3 | 169697.03 | 169780.32 | 169863.61 | 169946.9 | 170030.19 | 170113.48 | 170196.77 | 170280.06 | 170363.35 | 170446.64
2831.4 | 170529.93 | 170613.22 | 170696.51 | 170779.8 | 170863.09 | 170946.38 | 171029.67 | 171112.96 | 171196.25 | 171279.54
2831.5 | 171362.83 | 171446.12 | 171529.41 | 171612.7 | 171695.99 | 171779.28 | 171862.57 | 171945.86 | 172029.15 | 172112.44
2831.6 | 172195.73 | 172279.02 | 172362.31 | 172445.6 | 172528.89 | 172612.18 | 172695.47 | 172778.76 | 172862.05 | 172945.34
2831.7 | 173028.63 | 173111.92 | 173195.21 | 173278.5 | 173361.79 | 173445.08 | 173528.37 | 173611.66 | 173694.95 | 173778.24
2831.8 | 173861.53 | 173944.82 | 174028.11 | 174111.4 | 174194.69 | 174277.98 | 174361.27 | 174444.56 | 174527.85 | 174611.14
2831.9 | 174694.43 | 174777.72 | 174861.01 | 174944.3 | 175027.59 | 175110.88 | 175194.17 | 175277.46 | 175360.75 | 175444.04
2832 | 175527.33 | 175610.62 | 175693.91 | 175777.2 | 175860.49 | 175943.78 | 176027.07 | 176110.36 | 176193.65 | 176276.94
2832.1 | 176360.23 | 176443.52 | 176526.81 | 176610.1 | 176693.39 | 176776.68 | 176859.97 | 176943.26 | 177026.55 | 177109.84
2832.2 | 177193.13 | 177276.42 | 177359.71 | 177443 | 177526.29 | 177609.58 | 177692.87 | 177776.16 | 177859.45 | 177942.74
2832.3 | 178026.03 | 178109.32 | 178192.61 | 178275.9 | 178359.19 | 178442.48 | 178525.77 | 178609.06 | 178692.35 | 178775.64
2832.4 | 178858.93 | 178942.22 | 179025.51 | 179108.8 | 179192.09 | 179275.38 | 179358.67 | 179441.96 | 179525.25 | 179608.54
2832.5 | 179691.83 | 179775.12 | 179858.41 | 179941.7 | 180024.99 | 180108.28 | 180191.57 | 180274.86 | 180358.15 | 180441.44
2832.6 | 180524.73 | 180608.02 | 180691.31 | 180774.6 | 180857.89 | 180941.18 | 181024.47 | 181107.76 | 181191.05 | 181274.34
2832.7 | 181357.63 | 181440.92 | 181524.21 | 181607.5 | 181690.79 | 181774.08 | 181857.37 | 181940.66 | 182023.95 | 182107.24
2832.8 | 182190.53 | 182273.82 | 182357.11 | 182440.4 | 182523.69 | 182606.98 | 182690.27 | 182773.56 | 182856.85 | 182940.14
2832.9 | 183023.43 | 183106.72 | 183190.01 | 183273.3 | 183356.59 | 183439.88 | 183523.17 | 183606.46 | 183689.75 | 183773.04
2833 | 183856.33 | 183939.62 | 184022.91 | 184106.2 | 184189.49 | 184272.78 | 184356.07 | 184439.36 | 184522.65 | 184605.94
2833.1 | 184689.23 | 184772.52 | 184855.81 | 184939.1 | 185022.39 | 185105.68 | 185188.97 | 185272.26 | 185355.55 | 185438.84
2833.2 | 185522.13 | 185605.42 | 185688.71 | 185772 | 185860.87 | 185949.74 | 186038.61 | 186127.48 | 186216.35 | 186305.22
2833.3 | 186394.09 | 186482.96 | 186571.83 | 186660.7 | 186749.57 | 186838.44 | 186927.31 | 187016.18 | 187105.05 | 187193.92
2833.4 | 187282.79 | 187371.66 | 187460.53 | 187549.4 | 187638.27 | 187727.14 | 187816.01 | 187904.88 | 187993.75 | 188082.62
2833.5 | 188171.49 | 188260.36 | 188349.23 | 188438.1 | 188526.97 | 188615.84 | 188704.71 | 188793.58 | 188882.45 | 188971.32
2833.6 | 189060.19 | 189149.06 | 189237.93 | 189326.8 | 189415.67 | 189504.54 | 189593.41 | 189682.28 | 189771.15 | 189860.02
2833.7 | 189948.89 | 190037.76 | 190126.63 | 190215.5 | 190304.37 | 190393.24 | 190482.11 | 190570.98 | 190659.85 | 190748.72
2833.8 | 190837.59 | 190926.46 | 191015.33 | 191104.2 | 191193.07 | 191281.94 | 191370.81 | 191459.68 | 191548.55 | 191637.42
2833.9 | 191726.29 | 191815.16 | 191904.03 | 191992.9 | 192081.77 | 192170.64 | 192259.51 | 192348.38 | 192437.25 | 192526.12
Appendix A (continued)
Red Bluff Reservoir Expanded Rating Table | 0.06: Type: Linear
Elevation (ft-msl NAVD88) vs. Capacity (acre-ft) | 0.06: Date Processed: 7/10/2012
Prepared by: HDR Engineering, Inc.
Note: Add 1.51 feet to USGS gage elevation prior to referencing values in table. This will convert NGVD29 gage elevation readings to NAVD88.
(Expanded Precision)
Elevation | 0 | 0.01 | 0.02 | 0.03 | 0.04 | 0.05 | 0.06 | 0.07 | 0.08 | 0.09
2834 | 192614.99 | 192703.86 | 192792.73 | 192881.6 | 192970.47 | 193059.34 | 193148.21 | 193237.08 | 193325.95 | 193414.82
2834.1 | 193503.69 | 193592.56 | 193681.43 | 193770.3 | 193859.17 | 193948.04 | 194036.91 | 194125.78 | 194214.65 | 194303.52
2834.2 | 194392.39 | 194481.26 | 194570.13 | 194659 | 194747.87 | 194836.74 | 194925.61 | 195014.48 | 195103.35 | 195192.22
2834.3 | 195281.09 | 195369.96 | 195458.83 | 195547.7 | 195636.57 | 195725.44 | 195814.31 | 195903.18 | 195992.05 | 196080.92
2834.4 | 196169.79 | 196258.66 | 196347.53 | 196436.4 | 196525.27 | 196614.14 | 196703.01 | 196791.88 | 196880.75 | 196969.62
2834.5 | 197058.49 | 197147.36 | 197236.23 | 197325.1 | 197413.97 | 197502.84 | 197591.71 | 197680.58 | 197769.45 | 197858.32
2834.6 | 197947.19 | 198036.06 | 198124.93 | 198213.8 | 198302.67 | 198391.54 | 198480.41 | 198569.28 | 198658.15 | 198747.02
2834.7 | 198835.89 | 198924.76 | 199013.63 | 199102.5 | 199191.37 | 199280.24 | 199369.11 | 199457.98 | 199546.85 | 199635.72
2834.8 | 199724.59 | 199813.46 | 199902.33 | 199991.2 | 200080.07 | 200168.94 | 200257.81 | 200346.68 | 200435.55 | 200524.42
2834.9 | 200613.29 | 200702.16 | 200791.03 | 200879.9 | 200968.77 | 201057.64 | 201146.51 | 201235.38 | 201324.25 | 201413.12
2835 | 201501.99 | 201590.86 | 201679.73 | 201768.6 | 201857.47 | 201946.34 | 202035.21 | 202124.08 | 202212.95 | 202301.82
2835.1 | 202390.69 | 202479.56 | 202568.43 | 202657.3 | 202746.17 | 202835.04 | 202923.91 | 203012.78 | 203101.65 | 203190.52
2835.2 | 203279.39 | 203368.26 | 203457.13 | 203546 | 203640.51 | 203735.02 | 203829.53 | 203924.04 | 204018.55 | 204113.06
2835.3 | 204207.57 | 204302.08 | 204396.59 | 204491.1 | 204585.61 | 204680.12 | 204774.63 | 204869.14 | 204963.65 | 205058.16
2835.4 | 205152.67 | 205247.18 | 205341.69 | 205436.2 | 205530.71 | 205625.22 | 205719.73 | 205814.24 | 205908.75 | 206003.26
2835.5 | 206097.77 | 206192.28 | 206286.79 | 206381.3 | 206475.81 | 206570.32 | 206664.83 | 206759.34 | 206853.85 | 206948.36
2835.6 | 207042.87 | 207137.38 | 207231.89 | 207326.4 | 207420.91 | 207515.42 | 207609.93 | 207704.44 | 207798.95 | 207893.46
2835.7 | 207987.97 | 208082.48 | 208176.99 | 208271.5 | 208366.01 | 208460.52 | 208555.03 | 208649.54 | 208744.05 | 208838.56
2835.8 | 208933.07 | 209027.58 | 209122.09 | 209216.6 | 209311.11 | 209405.62 | 209500.13 | 209594.64 | 209689.15 | 209783.66
2835.9 | 209878.17 | 209972.68 | 210067.19 | 210161.7 | 210256.21 | 210350.72 | 210445.23 | 210539.74 | 210634.25 | 210728.76
2836 | 210823.27 | 210917.78 | 211012.29 | 211106.8 | 211201.31 | 211295.82 | 211390.33 | 211484.84 | 211579.35 | 211673.86
2836.1 | 211768.37 | 211862.88 | 211957.39 | 212051.9 | 212146.41 | 212240.92 | 212335.43 | 212429.94 | 212524.45 | 212618.96
2836.2 | 212713.47 | 212807.98 | 212902.49 | 212997 | 213091.51 | 213186.02 | 213280.53 | 213375.04 | 213469.55 | 213564.06
2836.3 | 213658.57 | 213753.08 | 213847.59 | 213942.1 | 214036.61 | 214131.12 | 214225.63 | 214320.14 | 214414.65 | 214509.16
2836.4 | 214603.67 | 214698.18 | 214792.69 | 214887.2 | 214981.71 | 215076.22 | 215170.73 | 215265.24 | 215359.75 | 215454.26
2836.5 | 215548.77 | 215643.28 | 215737.79 | 215832.3 | 215926.81 | 216021.32 | 216115.83 | 216210.34 | 216304.85 | 216399.36
2836.6 | 216493.87 | 216588.38 | 216682.89 | 216777.4 | 216871.91 | 216966.42 | 217060.93 | 217155.44 | 217249.95 | 217344.46
2836.7 | 217438.97 | 217533.48 | 217627.99 | 217722.5 | 217817.01 | 217911.52 | 218006.03 | 218100.54 | 218195.05 | 218289.56
2836.8 | 218384.07 | 218478.58 | 218573.09 | 218667.6 | 218762.11 | 218856.62 | 218951.13 | 219045.64 | 219140.15 | 219234.66
2836.9 | 219329.17 | 219423.68 | 219518.19 | 219612.7 | 219707.21 | 219801.72 | 219896.23 | 219990.74 | 220085.25 | 220179.76
2837 | 220274.27 | 220368.78 | 220463.29 | 220557.8 | 220652.31 | 220746.82 | 220841.33 | 220935.84 | 221030.35 | 221124.86
2837.1 | 221219.37 | 221313.88 | 221408.39 | 221502.9 | 221597.41 | 221691.92 | 221786.43 | 221880.94 | 221975.45 | 222069.96
2837.2 | 222164.47 | 222258.98 | 222353.49 | 222448 | 222548.215 | 222648.43 | 222748.645 | 222848.86 | 222949.075 | 223049.29
2837.3 | 223149.505 | 223249.72 | 223349.935 | 223450.15 | 223550.365 | 223650.58 | 223750.795 | 223851.01 | 223951.225 | 224051.44
2837.4 | 224151.655 | 224251.87 | 224352.085 | 224452.3 | 224552.515 | 224652.73 | 224752.945 | 224853.16 | 224953.375 | 225053.59
2837.5 | 225153.805 | 225254.02 | 225354.235 | 225454.45 | 225554.665 | 225654.88 | 225755.095 | 225855.31 | 225955.525 | 226055.74
2837.6 | 226155.955 | 226256.17 | 226356.385 | 226456.6 | 226556.815 | 226657.03 | 226757.245 | 226857.46 | 226957.675 | 227057.89
2837.7 | 227158.105 | 227258.32 | 227358.535 | 227458.75 | 227558.965 | 227659.18 | 227759.395 | 227859.61 | 227959.825 | 228060.04
2837.8 | 228160.255 | 228260.47 | 228360.685 | 228460.9 | 228561.115 | 228661.33 | 228761.545 | 228861.76 | 228961.975 | 229062.19
2837.9 | 229162.405 | 229262.62 | 229362.835 | 229463.05 | 229563.265 | 229663.48 | 229763.695 | 229863.91 | 229964.125 | 230064.34
2838 | 230164.555 | 230264.77 | 230364.985 | 230465.2 | 230565.415 | 230665.63 | 230765.845 | 230866.06 | 230966.275 | 231066.49
2838.1 | 231166.705 | 231266.92 | 231367.135 | 231467.35 | 231567.565 | 231667.78 | 231767.995 | 231868.21 | 231968.425 | 232068.64
2838.2 | 232168.855 | 232269.07 | 232369.285 | 232469.5 | 232569.715 | 232669.93 | 232770.145 | 232870.36 | 232970.575 | 233070.79
2838.3 | 233171.005 | 233271.22 | 233371.435 | 233471.65 | 233571.865 | 233672.08 | 233772.295 | 233872.51 | 233972.725 | 234072.94
2838.4 | 234173.155 | 234273.37 | 234373.585 | 234473.8 | 234574.015 | 234674.23 | 234774.445 | 234874.66 | 234974.875 | 235075.09
2838.5 | 235175.305 | 235275.52 | 235375.735 | 235475.95 | 235576.165 | 235676.38 | 235776.595 | 235876.81 | 235977.025 | 236077.24
2838.6 | 236177.455 | 236277.67 | 236377.885 | 236478.1 | 236578.315 | 236678.53 | 236778.745 | 236878.96 | 236979.175 | 237079.39
2838.7 | 237179.605 | 237279.82 | 237380.035 | 237480.25 | 237580.465 | 237680.68 | 237780.895 | 237881.11 | 237981.325 | 238081.54
2838.8 | 238181.755 | 238281.97 | 238382.185 | 238482.4 | 238582.615 | 238682.83 | 238783.045 | 238883.26 | 238983.475 | 239083.69
2838.9 | 239183.905 | 239284.12 | 239384.335 | 239484.55 | 239584.765 | 239684.98 | 239785.195 | 239885.41 | 239985.625 | 240085.84
Appendix A (continued)
Red Bluff Reservoir Expanded Rating Table | 0.06: Type: Linear
Elevation (ft-msl NAVD88) vs. Capacity (acre-ft) | 0.06: Date Processed: 7/10/2012
Prepared by: HDR Engineering, Inc.
Note: Add 1.51 feet to USGS gage elevation prior to referencing values in table. This will convert NGVD29 gage elevation readings to NAVD88.
(Expanded Precision)
Elevation | 0 | 0.01 | 0.02 | 0.03 | 0.04 | 0.05 | 0.06 | 0.07 | 0.08 | 0.09
2839 | 240186.055 | 240286.27 | 240386.485 | 240486.7 | 240586.915 | 240687.13 | 240787.345 | 240887.56 | 240987.775 | 241087.99
2839.1 | 241188.205 | 241288.42 | 241388.635 | 241488.85 | 241589.065 | 241689.28 | 241789.495 | 241889.71 | 241989.925 | 242090.14
2839.2 | 242190.355 | 242290.57 | 242390.785 | 242491 | 242597.08 | 242703.16 | 242809.24 | 242915.32 | 243021.4 | 243127.48
2839.3 | 243233.56 | 243339.64 | 243445.72 | 243551.8 | 243657.88 | 243763.96 | 243870.04 | 243976.12 | 244082.2 | 244188.28
2839.4 | 244294.36 | 244400.44 | 244506.52 | 244612.6 | 244718.68 | 244824.76 | 244930.84 | 245036.92 | 245143 | 245249.08
2839.5 | 245355.16 | 245461.24 | 245567.32 | 245673.4 | 245779.48 | 245885.56 | 245991.64 | 246097.72 | 246203.8 | 246309.88
2839.6 | 246415.96 | 246522.04 | 246628.12 | 246734.2 | 246840.28 | 246946.36 | 247052.44 | 247158.52 | 247264.6 | 247370.68
2839.7 | 247476.76 | 247582.84 | 247688.92 | 247795 | 247901.08 | 248007.16 | 248113.24 | 248219.32 | 248325.4 | 248431.48
2839.8 | 248537.56 | 248643.64 | 248749.72 | 248855.8 | 248961.88 | 249067.96 | 249174.04 | 249280.12 | 249386.2 | 249492.28
2839.9 | 249598.36 | 249704.44 | 249810.52 | 249916.6 | 250022.68 | 250128.76 | 250234.84 | 250340.92 | 250447 | 250553.08
2840 | 250659.16 | 250765.24 | 250871.32 | 250977.4 | 251083.48 | 251189.56 | 251295.64 | 251401.72 | 251507.8 | 251613.88
2840.1 | 251719.96 | 251826.04 | 251932.12 | 252038.2 | 252144.28 | 252250.36 | 252356.44 | 252462.52 | 252568.6 | 252674.68
2840.2 | 252780.76 | 252886.84 | 252992.92 | 253099 | 253205.08 | 253311.16 | 253417.24 | 253523.32 | 253629.4 | 253735.48
2840.3 | 253841.56 | 253947.64 | 254053.72 | 254159.8 | 254265.88 | 254371.96 | 254478.04 | 254584.12 | 254690.2 | 254796.28
2840.4 | 254902.36 | 255008.44 | 255114.52 | 255220.6 | 255326.68 | 255432.76 | 255538.84 | 255644.92 | 255751 | 255857.08
2840.5 | 255963.16 | 256069.24 | 256175.32 | 256281.4 | 256387.48 | 256493.56 | 256599.64 | 256705.72 | 256811.8 | 256917.88
2840.6 | 257023.96 | 257130.04 | 257236.12 | 257342.2 | 257448.28 | 257554.36 | 257660.44 | 257766.52 | 257872.6 | 257978.68
2840.7 | 258084.76 | 258190.84 | 258296.92 | 258403 | 258509.08 | 258615.16 | 258721.24 | 258827.32 | 258933.4 | 259039.48
2840.8 | 259145.56 | 259251.64 | 259357.72 | 259463.8 | 259569.88 | 259675.96 | 259782.04 | 259888.12 | 259994.2 | 260100.28
2840.9 | 260206.36 | 260312.44 | 260418.52 | 260524.6 | 260630.68 | 260736.76 | 260842.84 | 260948.92 | 261055 | 261161.08
2841 | 261267.16 | 261373.24 | 261479.32 | 261585.4 | 261691.48 | 261797.56 | 261903.64 | 262009.72 | 262115.8 | 262221.88
2841.1 | 262327.96 | 262434.04 | 262540.12 | 262646.2 | 262752.28 | 262858.36 | 262964.44 | 263070.52 | 263176.6 | 263282.68
2841.2 | 263388.76 | 263494.84 | 263600.92 | 263707 | 263819.47 | 263931.94 | 264044.41 | 264156.88 | 264269.35 | 264381.82
2841.3 | 264494.29 | 264606.76 | 264719.23 | 264831.7 | 264944.17 | 265056.64 | 265169.11 | 265281.58 | 265394.05 | 265506.52
2841.4 | 265618.99 | 265731.46 | 265843.93 | 265956.4 | 266068.87 | 266181.34 | 266293.81 | 266406.28 | 266518.75 | 266631.22
2841.5 | 266743.69 | 266856.16 | 266968.63 | 267081.1 | 267193.57 | 267306.04 | 267418.51 | 267530.98 | 267643.45 | 267755.92
2841.6 | 267868.39 | 267980.86 | 268093.33 | 268205.8 | 268318.27 | 268430.74 | 268543.21 | 268655.68 | 268768.15 | 268880.62
2841.7 | 268993.09 | 269105.56 | 269218.03 | 269330.5 | 269442.97 | 269555.44 | 269667.91 | 269780.38 | 269892.85 | 270005.32
2841.8 | 270117.79 | 270230.26 | 270342.73 | 270455.2 | 270567.67 | 270680.14 | 270792.61 | 270905.08 | 271017.55 | 271130.02
2841.9 | 271242.49 | 271354.96 | 271467.43 | 271579.9 | 271692.37 | 271804.84 | 271917.31 | 272029.78 | 272142.25 | 272254.72
2842 | 272367.19 | 272479.66 | 272592.13 | 272704.6 | 272817.07 | 272929.54 | 273042.01 | 273154.48 | 273266.95 | 273379.42
2842.1 | 273491.89 | 273604.36 | 273716.83 | 273829.3 | 273941.77 | 274054.24 | 274166.71 | 274279.18 | 274391.65 | 274504.12
2842.2 | 274616.59 | 274729.06 | 274841.53 | 274954 | 275066.47 | 275178.94 | 275291.41 | 275403.88 | 275516.35 | 275628.82
2842.3 | 275741.29 | 275853.76 | 275966.23 | 276078.7 | 276191.17 | 276303.64 | 276416.11 | 276528.58 | 276641.05 | 276753.52
2842.4 | 276865.99 | 276978.46 | 277090.93 | 277203.4 | 277315.87 | 277428.34 | 277540.81 | 277653.28 | 277765.75 | 277878.22
2842.5 | 277990.69 | 278103.16 | 278215.63 | 278328.1 | 278440.57 | 278553.04 | 278665.51 | 278777.98 | 278890.45 | 279002.92
2842.6 | 279115.39 | 279227.86 | 279340.33 | 279452.8 | 279565.27 | 279677.74 | 279790.21 | 279902.68 | 280015.15 | 280127.62
2842.7 | 280240.09 | 280352.56 | 280465.03 | 280577.5 | 280689.97 | 280802.44 | 280914.91 | 281027.38 | 281139.85 | 281252.32
2842.8 | 281364.79 | 281477.26 | 281589.73 | 281702.2 | 281814.67 | 281927.14 | 282039.61 | 282152.08 | 282264.55 | 282377.02
2842.9 | 282489.49 | 282601.96 | 282714.43 | 282826.9 | 282939.37 | 283051.84 | 283164.31 | 283276.78 | 283389.25 | 283501.72
2843 | 283614.19 | 283726.66 | 283839.13 | 283951.6 | 284064.07 | 284176.54 | 284289.01 | 284401.48 | 284513.95 | 284626.42
2843.1 | 284738.89 | 284851.36 | 284963.83 | 285076.3 | 285188.77 | 285301.24 | 285413.71 | 285526.18 | 285638.65 | 285751.12
2843.2 | 285863.59 | 285976.06 | 286088.53 | 286201 | 286320.175 | 286439.35 | 286558.525 | 286677.7 | 286796.875 | 286916.05
2843.3 | 287035.225 | 287154.4 | 287273.575 | 287392.75 | 287511.925 | 287631.1 | 287750.275 | 287869.45 | 287988.625 | 288107.8
2843.4 | 288226.975 | 288346.15 | 288465.325 | 288584.5 | 288703.675 | 288822.85 | 288942.025 | 289061.2 | 289180.375 | 289299.55
2843.5 | 289418.725 | 289537.9 | 289657.075 | 289776.25 | 289895.425 | 290014.6 | 290133.775 | 290252.95 | 290372.125 | 290491.3
2843.6 | 290610.475 | 290729.65 | 290848.825 | 290968 | 291087.175 | 291206.35 | 291325.525 | 291444.7 | 291563.875 | 291683.05
2843.7 | 291802.225 | 291921.4 | 292040.575 | 292159.75 | 292278.925 | 292398.1 | 292517.275 | 292636.45 | 292755.625 | 292874.8
2843.8 | 292993.975 | 293113.15 | 293232.325 | 293351.5 | 293470.675 | 293589.85 | 293709.025 | 293828.2 | 293947.375 | 294066.55
2843.9 | 294185.725 | 294304.9 | 294424.075 | 294543.25 | 294662.425 | 294781.6 | 294900.775 | 295019.95 | 295139.125 | 295258.3
Appendix A (continued)
Red Bluff Reservoir Expanded Rating Table | 0.06: Type: Linear
Elevation (ft-msl NAVD88) vs. Capacity (acre-ft) | 0.06: Date Processed: 7/10/2012
Prepared by: HDR Engineering, Inc.
Note: Add 1.51 feet to USGS gage elevation prior to referencing values in table. This will convert NGVD29 gage elevation readings to NAVD88.
(Expanded Precision)
Elevation | 0 | 0.01 | 0.02 | 0.03 | 0.04 | 0.05 | 0.06 | 0.07 | 0.08 | 0.09
2844 | 295377.475 | 295496.65 | 295615.825 | 295735 | 295854.175 | 295973.35 | 296092.525 | 296211.7 | 296330.875 | 296450.05
2844.1 | 296569.225 | 296688.4 | 296807.575 | 296926.75 | 297045.925 | 297165.1 | 297284.275 | 297403.45 | 297522.625 | 297641.8
2844.2 | 297760.975 | 297880.15 | 297999.325 | 298118.5 | 298237.675 | 298356.85 | 298476.025 | 298595.2 | 298714.375 | 298833.55
2844.3 | 298952.725 | 299071.9 | 299191.075 | 299310.25 | 299429.425 | 299548.6 | 299667.775 | 299786.95 | 299906.125 | 300025.3
2844.4 | 300144.475 | 300263.65 | 300382.825 | 300502 | 300621.175 | 300740.35 | 300859.525 | 300978.7 | 301097.875 | 301217.05
2844.5 | 301336.225 | 301455.4 | 301574.575 | 301693.75 | 301812.925 | 301932.1 | 302051.275 | 302170.45 | 302289.625 | 302408.8
2844.6 | 302527.975 | 302647.15 | 302766.325 | 302885.5 | 303004.675 | 303123.85 | 303243.025 | 303362.2 | 303481.375 | 303600.55
2844.7 | 303719.725 | 303838.9 | 303958.075 | 304077.25 | 304196.425 | 304315.6 | 304434.775 | 304553.95 | 304673.125 | 304792.3
2844.8 | 304911.475 | 305030.65 | 305149.825 | 305269 | 305388.175 | 305507.35 | 305626.525 | 305745.7 | 305864.875 | 305984.05
2844.9 | 306103.225 | 306222.4 | 306341.575 | 306460.75 | 306579.925 | 306699.1 | 306818.275 | 306937.45 | 307056.625 | 307175.8
2845 | 307294.975 | 307414.15 | 307533.325 | 307652.5 | 307771.675 | 307890.85 | 308010.025 | 308129.2 | 308248.375 | 308367.55
2845.1 | 308486.725 | 308605.9 | 308725.075 | 308844.25 | 308963.425 | 309082.6 | 309201.775 | 309320.95 | 309440.125 | 309559.3
2845.2 | 309678.475 | 309797.65 | 309916.825 | 310036 | 310161.99 | 310287.98 | 310413.97 | 310539.96 | 310665.95 | 310791.94
2845.3 | 310917.93 | 311043.92 | 311169.91 | 311295.9 | 311421.89 | 311547.88 | 311673.87 | 311799.86 | 311925.85 | 312051.84
2845.4 | 312177.83 | 312303.82 | 312429.81 | 312555.8 | 312681.79 | 312807.78 | 312933.77 | 313059.76 | 313185.75 | 313311.74
2845.5 | 313437.73 | 313563.72 | 313689.71 | 313815.7 | 313941.69 | 314067.68 | 314193.67 | 314319.66 | 314445.65 | 314571.64
2845.6 | 314697.63 | 314823.62 | 314949.61 | 315075.6 | 315201.59 | 315327.58 | 315453.57 | 315579.56 | 315705.55 | 315831.54
2845.7 | 315957.53 | 316083.52 | 316209.51 | 316335.5 | 316461.49 | 316587.48 | 316713.47 | 316839.46 | 316965.45 | 317091.44
2845.8 | 317217.43 | 317343.42 | 317469.41 | 317595.4 | 317721.39 | 317847.38 | 317973.37 | 318099.36 | 318225.35 | 318351.34
2845.9 | 318477.33 | 318603.32 | 318729.31 | 318855.3 | 318981.29 | 319107.28 | 319233.27 | 319359.26 | 319485.25 | 319611.24
2846 | 319737.23 | 319863.22 | 319989.21 | 320115.2 | 320241.19 | 320367.18 | 320493.17 | 320619.16 | 320745.15 | 320871.14
2846.1 | 320997.13 | 321123.12 | 321249.11 | 321375.1 | 321501.09 | 321627.08 | 321753.07 | 321879.06 | 322005.05 | 322131.04
2846.2 | 322257.03 | 322383.02 | 322509.01 | 322635 | 322760.99 | 322886.98 | 323012.97 | 323138.96 | 323264.95 | 323390.94
2846.3 | 323516.93 | 323642.92 | 323768.91 | 323894.9 | 324020.89 | 324146.88 | 324272.87 | 324398.86 | 324524.85 | 324650.84
2846.4 | 324776.83 | 324902.82 | 325028.81 | 325154.8 | 325280.79 | 325406.78 | 325532.77 | 325658.76 | 325784.75 | 325910.74
2846.5 | 326036.73 | 326162.72 | 326288.71 | 326414.7 | 326540.69 | 326666.68 | 326792.67 | 326918.66 | 327044.65 | 327170.64
2846.6 | 327296.63 | 327422.62 | 327548.61 | 327674.6 | 327800.59 | 327926.58 | 328052.57 | 328178.56 | 328304.55 | 328430.54
2846.7 | 328556.53 | 328682.52 | 328808.51 | 328934.5 | 329060.49 | 329186.48 | 329312.47 | 329438.46 | 329564.45 | 329690.44
2846.8 | 329816.43 | 329942.42 | 330068.41 | 330194.4 | 330320.39 | 330446.38 | 330572.37 | 330698.36 | 330824.35 | 330950.34
2846.9 | 331076.33 | 331202.32 | 331328.31 | 331454.3 | 331580.29 | 331706.28 | 331832.27 | 331958.26 | 332084.25 | 332210.24
2847 | 332336.23 | 332462.22 | 332588.21 | 332714.2 | 332840.19 | 332966.18 | 333092.17 | 333218.16 | 333344.15 | 333470.14
2847.1 | 333596.13 | 333722.12 | 333848.11 | 333974.1 | 334100.09 | 334226.08 | 334352.07 | 334478.06 | 334604.05 | 334730.04
2847.2 | 334856.03 | 334982.02 | 335108.01 | 335234 | 335366.51 | 335499.02 | 335631.53 | 335764.04 | 335896.55 | 336029.06
2847.3 | 336161.57 | 336294.08 | 336426.59 | 336559.1 | 336691.61 | 336824.12 | 336956.63 | 337089.14 | 337221.65 | 337354.16
2847.4 | 337486.67 | 337619.18 | 337751.69 | 337884.2 | 338016.71 | 338149.22 | 338281.73 | 338414.24 | 338546.75 | 338679.26
2847.5 | 338811.77 | 338944.28 | 339076.79 | 339209.3 | 339341.81 | 339474.32 | 339606.83 | 339739.34 | 339871.85 | 340004.36
2847.6 | 340136.87 | 340269.38 | 340401.89 | 340534.4 | 340666.91 | 340799.42 | 340931.93 | 341064.44 | 341196.95 | 341329.46
2847.7 | 341461.97 | 341594.48 | 341726.99 | 341859.5 | 341992.01 | 342124.52 | 342257.03 | 342389.54 | 342522.05 | 342654.56
2847.8 | 342787.07 | 342919.58 | 343052.09 | 343184.6 | 343317.11 | 343449.62 | 343582.13 | 343714.64 | 343847.15 | 343979.66
2847.9 | 344112.17 | 344244.68 | 344377.19 | 344509.7 | 344642.21 | 344774.72 | 344907.23 | 345039.74 | 345172.25 | 345304.76
2848 | 345437.27 | 345569.78 | 345702.29 | 345834.8 | 345967.31 | 346099.82 | 346232.33 | 346364.84 | 346497.35 | 346629.86
2848.1 | 346762.37 | 346894.88 | 347027.39 | 347159.9 | 347292.41 | 347424.92 | 347557.43 | 347689.94 | 347822.45 | 347954.96
2848.2 | 348087.47 | 348219.98 | 348352.49 | 348485 | 348617.51 | 348750.02 | 348882.53 | 349015.04 | 349147.55 | 349280.06
2848.3 | 349412.57 | 349545.08 | 349677.59 | 349810.1 | 349942.61 | 350075.12 | 350207.63 | 350340.14 | 350472.65 | 350605.16
2848.4 | 350737.67 | 350870.18 | 351002.69 | 351135.2 | 351267.71 | 351400.22 | 351532.73 | 351665.24 | 351797.75 | 351930.26
2848.5 | 352062.77 | 352195.28 | 352327.79 | 352460.3 | 352592.81 | 352725.32 | 352857.83 | 352990.34 | 353122.85 | 353255.36
2848.6 | 353387.87 | 353520.38 | 353652.89 | 353785.4 | 353917.91 | 354050.42 | 354182.93 | 354315.44 | 354447.95 | 354580.46
2848.7 | 354712.97 | 354845.48 | 354977.99 | 355110.5 | 355243.01 | 355375.52 | 355508.03 | 355640.54 | 355773.05 | 355905.56
2848.8 | 356038.07 | 356170.58 | 356303.09 | 356435.6 | 356568.11 | 356700.62 | 356833.13 | 356965.64 | 357098.15 | 357230.66
2848.9 | 357363.17 | 357495.68 | 357628.19 | 357760.7 | 357893.21 | 358025.72 | 358158.23 | 358290.74 | 358423.25 | 358555.76
Appendix A (continued)
Red Bluff Reservoir Expanded Rating Table | 0.06: Type: Linear
Elevation (ft-msl NAVD88) vs. Capacity (acre-ft) | 0.06: Date Processed: 7/10/2012
Prepared by: HDR Engineering, Inc.
Note: Add 1.51 feet to USGS gage elevation prior to referencing values in table. This will convert NGVD29 gage elevation readings to NAVD88.
(Expanded Precision)
Elevation | 0 | 0.01 | 0.02 | 0.03 | 0.04 | 0.05 | 0.06 | 0.07 | 0.08 | 0.09
2849 | 358688.27 | 358820.78 | 358953.29 | 359085.8 | 359218.31 | 359350.82 | 359483.33 | 359615.84 | 359748.35 | 359880.86
2849.1 | 360013.37 | 360145.88 | 360278.39 | 360410.9 | 360543.41 | 360675.92 | 360808.43 | 360940.94 | 361073.45 | 361205.96
2849.2 | 361338.47 | 361470.98 | 361603.49 | 361736 | 361875.115 | 362014.23 | 362153.345 | 362292.46 | 362431.575 | 362570.69
2849.3 | 362709.805 | 362848.92 | 362988.035 | 363127.15 | 363266.265 | 363405.38 | 363544.495 | 363683.61 | 363822.725 | 363961.84
2849.4 | 364100.955 | 364240.07 | 364379.185 | 364518.3 | 364657.415 | 364796.53 | 364935.645 | 365074.76 | 365213.875 | 365352.99
2849.5 | 365492.105 | 365631.22 | 365770.335 | 365909.45 | 366048.565 | 366187.68 | 366326.795 | 366465.91 | 366605.025 | 366744.14
2849.6 | 366883.255 | 367022.37 | 367161.485 | 367300.6 | 367439.715 | 367578.83 | 367717.945 | 367857.06 | 367996.175 | 368135.29
2849.7 | 368274.405 | 368413.52 | 368552.635 | 368691.75 | 368830.865 | 368969.98 | 369109.095 | 369248.21 | 369387.325 | 369526.44
2849.8 | 369665.555 | 369804.67 | 369943.785 | 370082.9 | 370222.015 | 370361.13 | 370500.245 | 370639.36 | 370778.475 | 370917.59
2849.9 | 371056.705 | 371195.82 | 371334.935 | 371474.05 | 371613.165 | 371752.28 | 371891.395 | 372030.51 | 372169.625 | 372308.74
2850 | 372447.855 | 372586.97 | 372726.085 | 372865.2 | 373004.315 | 373143.43 | 373282.545 | 373421.66 | 373560.775 | 373699.89
2850.1 | 373839.005 | 373978.12 | 374117.235 | 374256.35 | 374395.465 | 374534.58 | 374673.695 | 374812.81 | 374951.925 | 375091.04
2850.2 | 375230.155 | 375369.27 | 375508.385 | 375647.5 | 375786.615 | 375925.73 | 376064.845 | 376203.96 | 376343.075 | 376482.19
2850.3 | 376621.305 | 376760.42 | 376899.535 | 377038.65 | 377177.765 | 377316.88 | 377455.995 | 377595.11 | 377734.225 | 377873.34
2850.4 | 378012.455 | 378151.57 | 378290.685 | 378429.8 | 378568.915 | 378708.03 | 378847.145 | 378986.26 | 379125.375 | 379264.49
2850.5 | 379403.605 | 379542.72 | 379681.835 | 379820.95 | 379960.065 | 380099.18 | 380238.295 | 380377.41 | 380516.525 | 380655.64
2850.6 | 380794.755 | 380933.87 | 381072.985 | 381212.1 | 381351.215 | 381490.33 | 381629.445 | 381768.56 | 381907.675 | 382046.79
2850.7 | 382185.905 | 382325.02 | 382464.135 | 382603.25 | 382742.365 | 382881.48 | 383020.595 | 383159.71 | 383298.825 | 383437.94
2850.8 | 383577.055 | 383716.17 | 383855.285 | 383994.4 | 384133.515 | 384272.63 | 384411.745 | 384550.86 | 384689.975 | 384829.09
2850.9 | 384968.205 | 385107.32 | 385246.435 | 385385.55 | 385524.665 | 385663.78 | 385802.895 | 385942.01 | 386081.125 | 386220.24
2851 | 386359.355 | 386498.47 | 386637.585 | 386776.7 | 386915.815 | 387054.93 | 387194.045 | 387333.16 | 387472.275 | 387611.39
2851.1 | 387750.505 | 387889.62 | 388028.735 | 388167.85 | 388306.965 | 388446.08 | 388585.195 | 388724.31 | 388863.425 | 389002.54
2851.2 | 389141.655 | 389280.77 | 389419.885 | 389559 | 389705.17 | 389851.34 | 389997.51 | 390143.68 | 390289.85 | 390436.02
2851.3 | 390582.19 | 390728.36 | 390874.53 | 391020.7 | 391166.87 | 391313.04 | 391459.21 | 391605.38 | 391751.55 | 391897.72
2851.4 | 392043.89 | 392190.06 | 392336.23 | 392482.4 | 392628.57 | 392774.74 | 392920.91 | 393067.08 | 393213.25 | 393359.42
2851.5 | 393505.59 | 393651.76 | 393797.93 | 393944.1 | 394090.27 | 394236.44 | 394382.61 | 394528.78 | 394674.95 | 394821.12
2851.6 | 394967.29 | 395113.46 | 395259.63 | 395405.8 | 395551.97 | 395698.14 | 395844.31 | 395990.48 | 396136.65 | 396282.82
2851.7 | 396428.99 | 396575.16 | 396721.33 | 396867.5 | 397013.67 | 397159.84 | 397306.01 | 397452.18 | 397598.35 | 397744.52
2851.8 | 397890.69 | 398036.86 | 398183.03 | 398329.2 | 398475.37 | 398621.54 | 398767.71 | 398913.88 | 399060.05 | 399206.22
2851.9 | 399352.39 | 399498.56 | 399644.73 | 399790.9 | 399937.07 | 400083.24 | 400229.41 | 400375.58 | 400521.75 | 400667.92
2852 | 400814.09 | 400960.26 | 401106.43 | 401252.6 | 401398.77 | 401544.94 | 401691.11 | 401837.28 | 401983.45 | 402129.62
2852.1 | 402275.79 | 402421.96 | 402568.13 | 402714.3 | 402860.47 | 403006.64 | 403152.81 | 403298.98 | 403445.15 | 403591.32
2852.2 | 403737.49 | 403883.66 | 404029.83 | 404176 | 404322.17 | 404468.34 | 404614.51 | 404760.68 | 404906.85 | 405053.02
2852.3 | 405199.19 | 405345.36 | 405491.53 | 405637.7 | 405783.87 | 405930.04 | 406076.21 | 406222.38 | 406368.55 | 406514.72
2852.4 | 406660.89 | 406807.06 | 406953.23 | 407099.4 | 407245.57 | 407391.74 | 407537.91 | 407684.08 | 407830.25 | 407976.42
2852.5 | 408122.59 | 408268.76 | 408414.93 | 408561.1 | 408707.27 | 408853.44 | 408999.61 | 409145.78 | 409291.95 | 409438.12
2852.6 | 409584.29 | 409730.46 | 409876.63 | 410022.8 | 410168.97 | 410315.14 | 410461.31 | 410607.48 | 410753.65 | 410899.82
2852.7 | 411045.99 | 411192.16 | 411338.33 | 411484.5 | 411630.67 | 411776.84 | 411923.01 | 412069.18 | 412215.35 | 412361.52
2852.8 | 412507.69 | 412653.86 | 412800.03 | 412946.2 | 413092.37 | 413238.54 | 413384.71 | 413530.88 | 413677.05 | 413823.22
2852.9 | 413969.39 | 414115.56 | 414261.73 | 414407.9 | 414554.07 | 414700.24 | 414846.41 | 414992.58 | 415138.75 | 415284.92
2853 | 415431.09 | 415577.26 | 415723.43 | 415869.6 | 416015.77 | 416161.94 | 416308.11 | 416454.28 | 416600.45 | 416746.62
2853.1 | 416892.79 | 417038.96 | 417185.13 | 417331.3 | 417477.47 | 417623.64 | 417769.81 | 417915.98 | 418062.15 | 418208.32
2853.2 | 418354.49 | 418500.66 | 418646.83 | 418793 | 418946.845 | 419100.69 | 419254.535 | 419408.38 | 419562.225 | 419716.07
2853.3 | 419869.915 | 420023.76 | 420177.605 | 420331.45 | 420485.295 | 420639.14 | 420792.985 | 420946.83 | 421100.675 | 421254.52
2853.4 | 421408.365 | 421562.21 | 421716.055 | 421869.9 | 422023.745 | 422177.59 | 422331.435 | 422485.28 | 422639.125 | 422792.97
2853.5 | 422946.815 | 423100.66 | 423254.505 | 423408.35 | 423562.195 | 423716.04 | 423869.885 | 424023.73 | 424177.575 | 424331.42
2853.6 | 424485.265 | 424639.11 | 424792.955 | 424946.8 | 425100.645 | 425254.49 | 425408.335 | 425562.18 | 425716.025 | 425869.87
2853.7 | 426023.715 | 426177.56 | 426331.405 | 426485.25 | 426639.095 | 426792.94 | 426946.785 | 427100.63 | 427254.475 | 427408.32
2853.8 | 427562.165 | 427716.01 | 427869.855 | 428023.7 | 428177.545 | 428331.39 | 428485.235 | 428639.08 | 428792.925 | 428946.77
2853.9 | 429100.615 | 429254.46 | 429408.305 | 429562.15 | 429715.995 | 429869.84 | 430023.685 | 430177.53 | 430331.375 | 430485.22
Appendix A (continued)
Red Bluff Reservoir Expanded Rating Table | 0.06: Type: Linear
Elevation (ft-msl NAVD88) vs. Capacity (acre-ft) | 0.06: Date Processed: 7/10/2012
Prepared by: HDR Engineering, Inc.
Note: Add 1.51 feet to USGS gage elevation prior to referencing values in table. This will convert NGVD29 gage elevation readings to NAVD88.
(Expanded Precision)
Elevation | 0 | 0.01 | 0.02 | 0.03 | 0.04 | 0.05 | 0.06 | 0.07 | 0.08 | 0.09
2854 | 430639.065 | 430792.91 | 430946.755 | 431100.6 | 431254.445 | 431408.29 | 431562.135 | 431715.98 | 431869.825 | 432023.67
2854.1 | 432177.515 | 432331.36 | 432485.205 | 432639.05 | 432792.895 | 432946.74 | 433100.585 | 433254.43 | 433408.275 | 433562.12
2854.2 | 433715.965 | 433869.81 | 434023.655 | 434177.5 | 434331.345 | 434485.19 | 434639.035 | 434792.88 | 434946.725 | 435100.57
2854.3 | 435254.415 | 435408.26 | 435562.105 | 435715.95 | 435869.795 | 436023.64 | 436177.485 | 436331.33 | 436485.175 | 436639.02
2854.4 | 436792.865 | 436946.71 | 437100.555 | 437254.4 | 437408.245 | 437562.09 | 437715.935 | 437869.78 | 438023.625 | 438177.47
2854.5 | 438331.315 | 438485.16 | 438639.005 | 438792.85 | 438946.695 | 439100.54 | 439254.385 | 439408.23 | 439562.075 | 439715.92
2854.6 | 439869.765 | 440023.61 | 440177.455 | 440331.3 | 440485.145 | 440638.99 | 440792.835 | 440946.68 | 441100.525 | 441254.37
2854.7 | 441408.215 | 441562.06 | 441715.905 | 441869.75 | 442023.595 | 442177.44 | 442331.285 | 442485.13 | 442638.975 | 442792.82
2854.8 | 442946.665 | 443100.51 | 443254.355 | 443408.2 | 443562.045 | 443715.89 | 443869.735 | 444023.58 | 444177.425 | 444331.27
2854.9 | 444485.115 | 444638.96 | 444792.805 | 444946.65 | 445100.495 | 445254.34 | 445408.185 | 445562.03 | 445715.875 | 445869.72
2855 | 446023.565 | 446177.41 | 446331.255 | 446485.1 | 446638.945 | 446792.79 | 446946.635 | 447100.48 | 447254.325 | 447408.17
2855.1 | 447562.015 | 447715.86 | 447869.705 | 448023.55 | 448177.395 | 448331.24 | 448485.085 | 448638.93 | 448792.775 | 448946.62
2855.2 | 449100.465 | 449254.31 | 449408.155 | 449562 | 449723.745 | 449885.49 | 450047.235 | 450208.98 | 450370.725 | 450532.47
2855.3 | 450694.215 | 450855.96 | 451017.705 | 451179.45 | 451341.195 | 451502.94 | 451664.685 | 451826.43 | 451988.175 | 452149.92
2855.4 | 452311.665 | 452473.41 | 452635.155 | 452796.9 | 452958.645 | 453120.39 | 453282.135 | 453443.88 | 453605.625 | 453767.37
2855.5 | 453929.115 | 454090.86 | 454252.605 | 454414.35 | 454576.095 | 454737.84 | 454899.585 | 455061.33 | 455223.075 | 455384.82
2855.6 | 455546.565 | 455708.31 | 455870.055 | 456031.8 | 456193.545 | 456355.29 | 456517.035 | 456678.78 | 456840.525 | 457002.27
2855.7 | 457164.015 | 457325.76 | 457487.505 | 457649.25 | 457810.995 | 457972.74 | 458134.485 | 458296.23 | 458457.975 | 458619.72
2855.8 | 458781.465 | 458943.21 | 459104.955 | 459266.7 | 459428.445 | 459590.19 | 459751.935 | 459913.68 | 460075.425 | 460237.17
2855.9 | 460398.915 | 460560.66 | 460722.405 | 460884.15 | 461045.895 | 461207.64 | 461369.385 | 461531.13 | 461692.875 | 461854.62
2856 | 462016.365 | 462178.11 | 462339.855 | 462501.6 | 462663.345 | 462825.09 | 462986.835 | 463148.58 | 463310.325 | 463472.07
2856.1 | 463633.815 | 463795.56 | 463957.305 | 464119.05 | 464280.795 | 464442.54 | 464604.285 | 464766.03 | 464927.775 | 465089.52
2856.2 | 465251.265 | 465413.01 | 465574.755 | 465736.5 | 465898.245 | 466059.99 | 466221.735 | 466383.48 | 466545.225 | 466706.97
2856.3 | 466868.715 | 467030.46 | 467192.205 | 467353.95 | 467515.695 | 467677.44 | 467839.185 | 468000.93 | 468162.675 | 468324.42
2856.4 | 468486.165 | 468647.91 | 468809.655 | 468971.4 | 469133.145 | 469294.89 | 469456.635 | 469618.38 | 469780.125 | 469941.87
2856.5 | 470103.615 | 470265.36 | 470427.105 | 470588.85 | 470750.595 | 470912.34 | 471074.085 | 471235.83 | 471397.575 | 471559.32
2856.6 | 471721.065 | 471882.81 | 472044.555 | 472206.3 | 472368.045 | 472529.79 | 472691.535 | 472853.28 | 473015.025 | 473176.77
2856.7 | 473338.515 | 473500.26 | 473662.005 | 473823.75 | 473985.495 | 474147.24 | 474308.985 | 474470.73 | 474632.475 | 474794.22
2856.8 | 474955.965 | 475117.71 | 475279.455 | 475441.2 | 475602.945 | 475764.69 | 475926.435 | 476088.18 | 476249.925 | 476411.67
2856.9 | 476573.415 | 476735.16 | 476896.905 | 477058.65 | 477220.395 | 477382.14 | 477543.885 | 477705.63 | 477867.375 | 478029.12
2857 | 478190.865 | 478352.61 | 478514.355 | 478676.1 | 478837.845 | 478999.59 | 479161.335 | 479323.08 | 479484.825 | 479646.57
2857.1 | 479808.315 | 479970.06 | 480131.805 | 480293.55 | 480455.295 | 480617.04 | 480778.785 | 480940.53 | 481102.275 | 481264.02
2857.2 | 481425.765 | 481587.51 | 481749.255 | 481911 | 482079.435 | 482247.87 | 482416.305 | 482584.74 | 482753.175 | 482921.61
2857.3 | 483090.045 | 483258.48 | 483426.915 | 483595.35 | 483763.785 | 483932.22 | 484100.655 | 484269.09 | 484437.525 | 484605.96
2857.4 | 484774.395 | 484942.83 | 485111.265 | 485279.7 | 485448.135 | 485616.57 | 485785.005 | 485953.44 | 486121.875 | 486290.31
2857.5 | 486458.745 | 486627.18 | 486795.615 | 486964.05 | 487132.485 | 487300.92 | 487469.355 | 487637.79 | 487806.225 | 487974.66
2857.6 | 488143.095 | 488311.53 | 488479.965 | 488648.4 | 488816.835 | 488985.27 | 489153.705 | 489322.14 | 489490.575 | 489659.01
2857.7 | 489827.445 | 489995.88 | 490164.315 | 490332.75 | 490501.185 | 490669.62 | 490838.055 | 491006.49 | 491174.925 | 491343.36
2857.8 | 491511.795 | 491680.23 | 491848.665 | 492017.1 | 492185.535 | 492353.97 | 492522.405 | 492690.84 | 492859.275 | 493027.71
2857.9 | 493196.145 | 493364.58 | 493533.015 | 493701.45 | 493869.885 | 494038.32 | 494206.755 | 494375.19 | 494543.625 | 494712.06
2858 | 494880.495 | 495048.93 | 495217.365 | 495385.8 | 495554.235 | 495722.67 | 495891.105 | 496059.54 | 496227.975 | 496396.41
2858.1 | 496564.845 | 496733.28 | 496901.715 | 497070.15 | 497238.585 | 497407.02 | 497575.455 | 497743.89 | 497912.325 | 498080.76
2858.2 | 498249.195 | 498417.63 | 498586.065 | 498754.5 | 498922.935 | 499091.37 | 499259.805 | 499428.24 | 499596.675 | 499765.11
2858.3 | 499933.545 | 500101.98 | 500270.415 | 500438.85 | 500607.285 | 500775.72 | 500944.155 | 501112.59 | 501281.025 | 501449.46
2858.4 | 501617.895 | 501786.33 | 501954.765 | 502123.2 | 502291.635 | 502460.07 | 502628.505 | 502796.94 | 502965.375 | 503133.81
2858.5 | 503302.245 | 503470.68 | 503639.115 | 503807.55 | 503975.985 | 504144.42 | 504312.855 | 504481.29 | 504649.725 | 504818.16
2858.6 | 504986.595 | 505155.03 | 505323.465 | 505491.9 | 505660.335 | 505828.77 | 505997.205 | 506165.64 | 506334.075 | 506502.51
2858.7 | 506670.945 | 506839.38 | 507007.815 | 507176.25 | 507344.685 | 507513.12 | 507681.555 | 507849.99 | 508018.425 | 508186.86
2858.8 | 508355.295 | 508523.73 | 508692.165 | 508860.6 | 509029.035 | 509197.47 | 509365.905 | 509534.34 | 509702.775 | 509871.21
2858.9 | 510039.645 | 510208.08 | 510376.515 | 510544.95 | 510713.385 | 510881.82 | 511050.255 | 511218.69 | 511387.125 | 511555.56
Appendix A (continued)
Red Bluff Reservoir Expanded Rating Table | 0.06: Type: Linear
Elevation (ft-msl NAVD88) vs. Capacity (acre-ft) | 0.06: Date Processed: 7/10/2012
Prepared by: HDR Engineering, Inc.
Note: Add 1.51 feet to USGS gage elevation prior to referencing values in table. This will convert NGVD29 gage elevation readings to NAVD88.
(Expanded Precision)
Elevation | 0 | 0.01 | 0.02 | 0.03 | 0.04 | 0.05 | 0.06 | 0.07 | 0.08 | 0.09
2859 | 511723.995 | 511892.43 | 512060.865 | 512229.3 | 512397.735 | 512566.17 | 512734.605 | 512903.04 | 513071.475 | 513239.91
2859.1 | 513408.345 | 513576.78 | 513745.215 | 513913.65 | 514082.085 | 514250.52 | 514418.955 | 514587.39 | 514755.825 | 514924.26
2859.2 | 515092.695 | 515261.13 | 515429.565 | 515598 | 515767.625 | 515937.25 | 516106.875 | 516276.5 | 516446.125 | 516615.75
2859.3 | 516785.375 | 516955 | 517124.625 | 517294.25 | 517463.875 | 517633.5 | 517803.125 | 517972.75 | 518142.375 | 518312
2859.4 | 518481.625 | 518651.25 | 518820.875 | 518990.5 | 519160.125 | 519329.75 | 519499.375 | 519669 | 519838.625 | 520008.25
2859.5 | 520177.875 | 520347.5 | 520517.125 | 520686.75 | 520856.375 | 521026 | 521195.625 | 521365.25 | 521534.875 | 521704.5
2859.6 | 521874.125 | 522043.75 | 522213.375 | 522383 | 522552.625 | 522722.25 | 522891.875 | 523061.5 | 523231.125 | 523400.75
2859.7 | 523570.375 | 523740 | 523909.625 | 524079.25 | 524248.875 | 524418.5 | 524588.125 | 524757.75 | 524927.375 | 525097
2859.8 | 525266.625 | 525436.25 | 525605.875 | 525775.5 | 525945.125 | 526114.75 | 526284.375 | 526454 | 526623.625 | 526793.25
2859.9 | 526962.875 | 527132.5 | 527302.125 | 527471.75 | 527641.375 | 527811 | 527980.625 | 528150.25 | 528319.875 | 528489.5
2860 | 528659.125 | 528828.75 | 528998.375 | 529168 | 529337.625 | 529507.25 | 529676.875 | 529846.5 | 530016.125 | 530185.75
2860.1 | 530355.375 | 530525 | 530694.625 | 530864.25 | 531033.875 | 531203.5 | 531373.125 | 531542.75 | 531712.375 | 531882
2860.2 | 532051.625 | 532221.25 | 532390.875 | 532560.5 | 532730.125 | 532899.75 | 533069.375 | 533239 | 533408.625 | 533578.25
2860.3 | 533747.875 | 533917.5 | 534087.125 | 534256.75 | 534426.375 | 534596 | 534765.625 | 534935.25 | 535104.875 | 535274.5
2860.4 | 535444.125 | 535613.75 | 535783.375 | 535953 | 536122.625 | 536292.25 | 536461.875 | 536631.5 | 536801.125 | 536970.75
2860.5 | 537140.375 | 537310 | 537479.625 | 537649.25 | 537818.875 | 537988.5 | 538158.125 | 538327.75 | 538497.375 | 538667
2860.6 | 538836.625 | 539006.25 | 539175.875 | 539345.5 | 539515.125 | 539684.75 | 539854.375 | 540024 | 540193.625 | 540363.25
2860.7 | 540532.875 | 540702.5 | 540872.125 | 541041.75 | 541211.375 | 541381 | 541550.625 | 541720.25 | 541889.875 | 542059.5
2860.8 | 542229.125 | 542398.75 | 542568.375 | 542738 | 542907.625 | 543077.25 | 543246.875 | 543416.5 | 543586.125 | 543755.75
2860.9 | 543925.375 | 544095 | 544264.625 | 544434.25 | 544603.875 | 544773.5 | 544943.125 | 545112.75 | 545282.375 | 545452
2861 | 545621.625 | 545791.25 | 545960.875 | 546130.5 | 546300.125 | 546469.75 | 546639.375 | 546809 | 546978.625 | 547148.25
2861.1 | 547317.875 | 547487.5 | 547657.125 | 547826.75 | 547996.375 | 548166 | 548335.625 | 548505.25 | 548674.875 | 548844.5
2861.2 | 549014.125 | 549183.75 | 549353.375 | 549523 | 549692.985 | 549862.97 | 550032.955 | 550202.94 | 550372.925 | 550542.91
2861.3 | 550712.895 | 550882.88 | 551052.865 | 551222.85 | 551392.835 | 551562.82 | 551732.805 | 551902.79 | 552072.775 | 552242.76
2861.4 | 552412.745 | 552582.73 | 552752.715 | 552922.7 | 553092.685 | 553262.67 | 553432.655 | 553602.64 | 553772.625 | 553942.61
2861.5 | 554112.595 | 554282.58 | 554452.565 | 554622.55 | 554792.535 | 554962.52 | 555132.505 | 555302.49 | 555472.475 | 555642.46
2861.6 | 555812.445 | 555982.43 | 556152.415 | 556322.4 | 556492.385 | 556662.37 | 556832.355 | 557002.34 | 557172.325 | 557342.31
2861.7 | 557512.295 | 557682.28 | 557852.265 | 558022.25 | 558192.235 | 558362.22 | 558532.205 | 558702.19 | 558872.175 | 559042.16
2861.8 | 559212.145 | 559382.13 | 559552.115 | 559722.1 | 559892.085 | 560062.07 | 560232.055 | 560402.04 | 560572.025 | 560742.01
2861.9 | 560911.995 | 561081.98 | 561251.965 | 561421.95 | 561591.935 | 561761.92 | 561931.905 | 562101.89 | 562271.875 | 562441.86
2862 | 562611.845 | 562781.83 | 562951.815 | 563121.8 | 563291.785 | 563461.77 | 563631.755 | 563801.74 | 563971.725 | 564141.71
2862.1 | 564311.695 | 564481.68 | 564651.665 | 564821.65 | 564991.635 | 565161.62 | 565331.605 | 565501.59 | 565671.575 | 565841.56
2862.2 | 566011.545 | 566181.53 | 566351.515 | 566521.5 | 566691.485 | 566861.47 | 567031.455 | 567201.44 | 567371.425 | 567541.41
2862.3 | 567711.395 | 567881.38 | 568051.365 | 568221.35 | 568391.335 | 568561.32 | 568731.305 | 568901.29 | 569071.275 | 569241.26
2862.4 | 569411.245 | 569581.23 | 569751.215 | 569921.2 | 570091.185 | 570261.17 | 570431.155 | 570601.14 | 570771.125 | 570941.11
2862.5 | 571111.095 | 571281.08 | 571451.065 | 571621.05 | 571791.035 | 571961.02 | 572131.005 | 572300.99 | 572470.975 | 572640.96
2862.6 | 572810.945 | 572980.93 | 573150.915 | 573320.9 | 573490.885 | 573660.87 | 573830.855 | 574000.84 | 574170.825 | 574340.81
2862.7 | 574510.795 | 574680.78 | 574850.765 | 575020.75 | 575190.735 | 575360.72 | 575530.705 | 575700.69 | 575870.675 | 576040.66
2862.8 | 576210.645 | 576380.63 | 576550.615 | 576720.6 | 576890.585 | 577060.57 | 577230.555 | 577400.54 | 577570.525 | 577740.51
2862.9 | 577910.495 | 578080.48 | 578250.465 | 578420.45 | 578590.435 | 578760.42 | 578930.405 | 579100.39 | 579270.375 | 579440.36
2863 | 579610.345 | 579780.33 | 579950.315 | 580120.3 | 580290.285 | 580460.27 | 580630.255 | 580800.24 | 580970.225 | 581140.21
2863.1 | 581310.195 | 581480.18 | 581650.165 | 581820.15 | 581990.135 | 582160.12 | 582330.105 | 582500.09 | 582670.075 | 582840.06
2863.2 | 583010.045 | 583180.03 | 583350.015 | 583520 | 583690.245 | 583860.49 | 584030.735 | 584200.98 | 584371.225 | 584541.47
2863.3 | 584711.715 | 584881.96 | 585052.205 | 585222.45 | 585392.695 | 585562.94 | 585733.185 | 585903.43 | 586073.675 | 586243.92
2863.4 | 586414.165 | 586584.41 | 586754.655 | 586924.9 | 587095.145 | 587265.39 | 587435.635 | 587605.88 | 587776.125 | 587946.37
2863.5 | 588116.615 | 588286.86 | 588457.105 | 588627.35 | 588797.595 | 588967.84 | 589138.085 | 589308.33 | 589478.575 | 589648.82
2863.6 | 589819.065 | 589989.31 | 590159.555 | 590329.8 | 590500.045 | 590670.29 | 590840.535 | 591010.78 | 591181.025 | 591351.27
2863.7 | 591521.515 | 591691.76 | 591862.005 | 592032.25 | 592202.495 | 592372.74 | 592542.985 | 592713.23 | 592883.475 | 593053.72
2863.8 | 593223.965 | 593394.21 | 593564.455 | 593734.7 | 593904.945 | 594075.19 | 594245.435 | 594415.68 | 594585.925 | 594756.17
2863.9 | 594926.415 | 595096.66 | 595266.905 | 595437.15 | 595607.395 | 595777.64 | 595947.885 | 596118.13 | 596288.375 | 596458.62
Appendix A (continued)
Red Bluff Reservoir Expanded Rating Table | 0.06: Type: Linear
Elevation (ft-msl NAVD88) vs. Capacity (acre-ft) | 0.06: Date Processed: 7/10/2012
Prepared by: HDR Engineering, Inc.
Note: Add 1.51 feet to USGS gage elevation prior to referencing values in table. This will convert NGVD29 gage elevation readings to NAVD88.
(Expanded Precision)
Elevation | 0 | 0.01 | 0.02 | 0.03 | 0.04 | 0.05 | 0.06 | 0.07 | 0.08 | 0.09
2864 | 596628.865 | 596799.11 | 596969.355 | 597139.6 | 597309.845 | 597480.09 | 597650.335 | 597820.58 | 597990.825 | 598161.07
2864.1 | 598331.315 | 598501.56 | 598671.805 | 598842.05 | 599012.295 | 599182.54 | 599352.785 | 599523.03 | 599693.275 | 599863.52
2864.2 | 600033.765 | 600204.01 | 600374.255 | 600544.5 | 600714.745 | 600884.99 | 601055.235 | 601225.48 | 601395.725 | 601565.97
2864.3 | 601736.215 | 601906.46 | 602076.705 | 602246.95 | 602417.195 | 602587.44 | 602757.685 | 602927.93 | 603098.175 | 603268.42
2864.4 | 603438.665 | 603608.91 | 603779.155 | 603949.4 | 604119.645 | 604289.89 | 604460.135 | 604630.38 | 604800.625 | 604970.87
2864.5 | 605141.115 | 605311.36 | 605481.605 | 605651.85 | 605822.095 | 605992.34 | 606162.585 | 606332.83 | 606503.075 | 606673.32
2864.6 | 606843.565 | 607013.81 | 607184.055 | 607354.3 | 607524.545 | 607694.79 | 607865.035 | 608035.28 | 608205.525 | 608375.77
2864.7 | 608546.015 | 608716.26 | 608886.505 | 609056.75 | 609226.995 | 609397.24 | 609567.485 | 609737.73 | 609907.975 | 610078.22
2864.8 | 610248.465 | 610418.71 | 610588.955 | 610759.2 | 610929.445 | 611099.69 | 611269.935 | 611440.18 | 611610.425 | 611780.67
2864.9 | 611950.915 | 612121.16 | 612291.405 | 612461.65 | 612631.895 | 612802.14 | 612972.385 | 613142.63 | 613312.875 | 613483.12
2865 | 613653.365 | 613823.61 | 613993.855 | 614164.1 | 614334.345 | 614504.59 | 614674.835 | 614845.08 | 615015.325 | 615185.57
2865.1 | 615355.815 | 615526.06 | 615696.305 | 615866.55 | 616036.795 | 616207.04 | 616377.285 | 616547.53 | 616717.775 | 616888.02
2865.2 | 617058.265 | 617228.51 | 617398.755 | 617569 | 617739.42 | 617909.84 | 618080.26 | 618250.68 | 618421.1 | 618591.52
2865.3 | 618761.94 | 618932.36 | 619102.78 | 619273.2 | 619443.62 | 619614.04 | 619784.46 | 619954.88 | 620125.3 | 620295.72
2865.4 | 620466.14 | 620636.56 | 620806.98 | 620977.4 | 621147.82 | 621318.24 | 621488.66 | 621659.08 | 621829.5 | 621999.92
2865.5 | 622170.34 | 622340.76 | 622511.18 | 622681.6 | 622852.02 | 623022.44 | 623192.86 | 623363.28 | 623533.7 | 623704.12
2865.6 | 623874.54 | 624044.96 | 624215.38 | 624385.8 | 624556.22 | 624726.64 | 624897.06 | 625067.48 | 625237.9 | 625408.32
2865.7 | 625578.74 | 625749.16 | 625919.58 | 626090 | 626260.42 | 626430.84 | 626601.26 | 626771.68 | 626942.1 | 627112.52
2865.8 | 627282.94 | 627453.36 | 627623.78 | 627794.2 | 627964.62 | 628135.04 | 628305.46 | 628475.88 | 628646.3 | 628816.72
2865.9 | 628987.14 | 629157.56 | 629327.98 | 629498.4 | 629668.82 | 629839.24 | 630009.66 | 630180.08 | 630350.5 | 630520.92
2866 | 630691.34 | 630861.76 | 631032.18 | 631202.6 | 631373.02 | 631543.44 | 631713.86 | 631884.28 | 632054.7 | 632225.12
2866.1 | 632395.54 | 632565.96 | 632736.38 | 632906.8 | 633077.22 | 633247.64 | 633418.06 | 633588.48 | 633758.9 | 633929.32
2866.2 | 634099.74 | 634270.16 | 634440.58 | 634611 | 634781.42 | 634951.84 | 635122.26 | 635292.68 | 635463.1 | 635633.52
2866.3 | 635803.94 | 635974.36 | 636144.78 | 636315.2 | 636485.62 | 636656.04 | 636826.46 | 636996.88 | 637167.3 | 637337.72
2866.4 | 637508.14 | 637678.56 | 637848.98 | 638019.4 | 638189.82 | 638360.24 | 638530.66 | 638701.08 | 638871.5 | 639041.92
2866.5 | 639212.34 | 639382.76 | 639553.18 | 639723.6 | 639894.02 | 640064.44 | 640234.86 | 640405.28 | 640575.7 | 640746.12
2866.6 | 640916.54 | 641086.96 | 641257.38 | 641427.8 | 641598.22 | 641768.64 | 641939.06 | 642109.48 | 642279.9 | 642450.32
2866.7 | 642620.74 | 642791.16 | 642961.58 | 643132 | 643302.42 | 643472.84 | 643643.26 | 643813.68 | 643984.1 | 644154.52
2866.8 | 644324.94 | 644495.36 | 644665.78 | 644836.2 | 645006.62 | 645177.04 | 645347.46 | 645517.88 | 645688.3 | 645858.72
2866.9 | 646029.14 | 646199.56 | 646369.98 | 646540.4 | 646710.82 | 646881.24 | 647051.66 | 647222.08 | 647392.5 | 647562.92
2867 | 647733.34 | 647903.76 | 648074.18 | 648244.6 | 648415.02 | 648585.44 | 648755.86 | 648926.28 | 649096.7 | 649267.12
2867.1 | 649437.54 | 649607.96 | 649778.38 | 649948.8 | 650119.22 | 650289.64 | 650460.06 | 650630.48 | 650800.9 | 650971.32
2867.2 | 651141.74 | 651312.16 | 651482.58 | 651653 | 651823.555 | 651994.11 | 652164.665 | 652335.22 | 652505.775 | 652676.33
2867.3 | 652846.885 | 653017.44 | 653187.995 | 653358.55 | 653529.105 | 653699.66 | 653870.215 | 654040.77 | 654211.325 | 654381.88
2867.4 | 654552.435 | 654722.99 | 654893.545 | 655064.1 | 655234.655 | 655405.21 | 655575.765 | 655746.32 | 655916.875 | 656087.43
2867.5 | 656257.985 | 656428.54 | 656599.095 | 656769.65 | 656940.205 | 657110.76 | 657281.315 | 657451.87 | 657622.425 | 657792.98
2867.6 | 657963.535 | 658134.09 | 658304.645 | 658475.2 | 658645.755 | 658816.31 | 658986.865 | 659157.42 | 659327.975 | 659498.53
2867.7 | 659669.085 | 659839.64 | 660010.195 | 660180.75 | 660351.305 | 660521.86 | 660692.415 | 660862.97 | 661033.525 | 661204.08
2867.8 | 661374.635 | 661545.19 | 661715.745 | 661886.3 | 662056.855 | 662227.41 | 662397.965 | 662568.52 | 662739.075 | 662909.63
2867.9 | 663080.185 | 663250.74 | 663421.295 | 663591.85 | 663762.405 | 663932.96 | 664103.515 | 664274.07 | 664444.625 | 664615.18
2868 | 664785.735 | 664956.29 | 665126.845 | 665297.4 | 665467.955 | 665638.51 | 665809.065 | 665979.62 | 666150.175 | 666320.73
2868.1 | 666491.285 | 666661.84 | 666832.395 | 667002.95 | 667173.505 | 667344.06 | 667514.615 | 667685.17 | 667855.725 | 668026.28
2868.2 | 668196.835 | 668367.39 | 668537.945 | 668708.5 | 668879.055 | 669049.61 | 669220.165 | 669390.72 | 669561.275 | 669731.83
2868.3 | 669902.385 | 670072.94 | 670243.495 | 670414.05 | 670584.605 | 670755.16 | 670925.715 | 671096.27 | 671266.825 | 671437.38
2868.4 | 671607.935 | 671778.49 | 671949.045 | 672119.6 | 672290.155 | 672460.71 | 672631.265 | 672801.82 | 672972.375 | 673142.93
2868.5 | 673313.485 | 673484.04 | 673654.595 | 673825.15 | 673995.705 | 674166.26 | 674336.815 | 674507.37 | 674677.925 | 674848.48
2868.6 | 675019.035 | 675189.59 | 675360.145 | 675530.7 | 675701.255 | 675871.81 | 676042.365 | 676212.92 | 676383.475 | 676554.03
2868.7 | 676724.585 | 676895.14 | 677065.695 | 677236.25 | 677406.805 | 677577.36 | 677747.915 | 677918.47 | 678089.025 | 678259.58
2868.8 | 678430.135 | 678600.69 | 678771.245 | 678941.8 | 679112.355 | 679282.91 | 679453.465 | 679624.02 | 679794.575 | 679965.13
2868.9 | 680135.685 | 680306.24 | 680476.795 | 680647.35 | 680817.905 | 680988.46 | 681159.015 | 681329.57 | 681500.125 | 681670.68
Appendix A (continued)
Red Bluff Reservoir Expanded Rating Table | 0.06: Type: Linear
Elevation (ft-msl NAVD88) vs. Capacity (acre-ft) | 0.06: Date Processed: 7/10/2012
Prepared by: HDR Engineering, Inc.
Note: Add 1.51 feet to USGS gage elevation prior to referencing values in table. This will convert NGVD29 gage elevation readings to NAVD88.
(Expanded Precision)
Elevation | 0 | 0.01 | 0.02 | 0.03 | 0.04 | 0.05 | 0.06 | 0.07 | 0.08 | 0.09
2869 | 681841.235 | 682011.79 | 682182.345 | 682352.9 | 682523.455 | 682694.01 | 682864.565 | 683035.12 | 683205.675 | 683376.23
2869.1 | 683546.785 | 683717.34 | 683887.895 | 684058.45 | 684229.005 | 684399.56 | 684570.115 | 684740.67 | 684911.225 | 685081.78
2869.2 | 685252.335 | 685422.89 | 685593.445 | 685764 | 685934.66 | 686105.32 | 686275.98 | 686446.64 | 686617.3 | 686787.96
2869.3 | 686958.62 | 687129.28 | 687299.94 | 687470.6 | 687641.26 | 687811.92 | 687982.58 | 688153.24 | 688323.9 | 688494.56
2869.4 | 688665.22 | 688835.88 | 689006.54 | 689177.2 | 689347.86 | 689518.52 | 689689.18 | 689859.84 | 690030.5 | 690201.16
2869.5 | 690371.82 | 690542.48 | 690713.14 | 690883.8 | 691054.46 | 691225.12 | 691395.78 | 691566.44 | 691737.1 | 691907.76
2869.6 | 692078.42 | 692249.08 | 692419.74 | 692590.4 | 692761.06 | 692931.72 | 693102.38 | 693273.04 | 693443.7 | 693614.36
2869.7 | 693785.02 | 693955.68 | 694126.34 | 694297 | 694467.66 | 694638.32 | 694808.98 | 694979.64 | 695150.3 | 695320.96
2869.8 | 695491.62 | 695662.28 | 695832.94 | 696003.6 | 696174.26 | 696344.92 | 696515.58 | 696686.24 | 696856.9 | 697027.56
2869.9 | 697198.22 | 697368.88 | 697539.54 | 697710.2 | 697880.86 | 698051.52 | 698222.18 | 698392.84 | 698563.5 | 698734.16
2870 | 698904.82 | 699075.48 | 699246.14 | 699416.8 | 699587.46 | 699758.12 | 699928.78 | 700099.44 | 700270.1 | 700440.76
2870.1 | 700611.42 | 700782.08 | 700952.74 | 701123.4 | 701294.06 | 701464.72 | 701635.38 | 701806.04 | 701976.7 | 702147.36
2870.2 | 702318.02 | 702488.68 | 702659.34 | 702830 | 703000.66 | 703171.32 | 703341.98 | 703512.64 | 703683.3 | 703853.96
2870.3 | 704024.62 | 704195.28 | 704365.94 | 704536.6 | 704707.26 | 704877.92 | 705048.58 | 705219.24 | 705389.9 | 705560.56
2870.4 | 705731.22 | 705901.88 | 706072.54 | 706243.2 | 706413.86 | 706584.52 | 706755.18 | 706925.84 | 707096.5 | 707267.16
2870.5 | 707437.82 | 707608.48 | 707779.14 | 707949.8 | 708120.46 | 708291.12 | 708461.78 | 708632.44 | 708803.1 | 708973.76
2870.6 | 709144.42 | 709315.08 | 709485.74 | 709656.4 | 709827.06 | 709997.72 | 710168.38 | 710339.04 | 710509.7 | 710680.36
2870.7 | 710851.02 | 711021.68 | 711192.34 | 711363 | 711533.66 | 711704.32 | 711874.98 | 712045.64 | 712216.3 | 712386.96
2870.8 | 712557.62 | 712728.28 | 712898.94 | 713069.6 | 713240.26 | 713410.92 | 713581.58 | 713752.24 | 713922.9 | 714093.56
2870.9 | 714264.22 | 714434.88 | 714605.54 | 714776.2 | 714946.86 | 715117.52 | 715288.18 | 715458.84 | 715629.5 | 715800.16
2871 | 715970.82 | 716141.48 | 716312.14 | 716482.8 | 716653.46 | 716824.12 | 716994.78 | 717165.44 | 717336.1 | 717506.76
2871.1 | 717677.42 | 717848.08 | 718018.74 | 718189.4 | 718360.06 | 718530.72 | 718701.38 | 718872.04 | 719042.7 | 719213.36
2871.2 | 719384.02 | 719554.68 | 719725.34 | 719896 | 720066.74 | 720237.48 | 720408.22 | 720578.96 | 720749.7 | 720920.44
2871.3 | 721091.18 | 721261.92 | 721432.66 | 721603.4 | 721774.14 | 721944.88 | 722115.62 | 722286.36 | 722457.1 | 722627.84
2871.4 | 722798.58 | 722969.32 | 723140.06 | 723310.8 | 723481.54 | 723652.28 | 723823.02 | 723993.76 | 724164.5 | 724335.24
2871.5 | 724505.98 | 724676.72 | 724847.46 | 725018.2 | 725188.94 | 725359.68 | 725530.42 | 725701.16 | 725871.9 | 726042.64
2871.6 | 726213.38 | 726384.12 | 726554.86 | 726725.6 | 726896.34 | 727067.08 | 727237.82 | 727408.56 | 727579.3 | 727750.04
2871.7 | 727920.78 | 728091.52 | 728262.26 | 728433 | 728603.74 | 728774.48 | 728945.22 | 729115.96 | 729286.7 | 729457.44
2871.8 | 729628.18 | 729798.92 | 729969.66 | 730140.4 | 730311.14 | 730481.88 | 730652.62 | 730823.36 | 730994.1 | 731164.84
2871.9 | 731335.58 | 731506.32 | 731677.06 | 731847.8 | 732018.54 | 732189.28 | 732360.02 | 732530.76 | 732701.5 | 732872.24
2872 | 733042.98 | 733213.72 | 733384.46 | 733555.2 | 733725.94 | 733896.68 | 734067.42 | 734238.16 | 734408.9 | 734579.64
2872.1 | 734750.38 | 734921.12 | 735091.86 | 735262.6 | 735433.34 | 735604.08 | 735774.82 | 735945.56 | 736116.3 | 736287.04
2872.2 | 736457.78 | 736628.52 | 736799.26 | 736970 | 737140.74 | 737311.48 | 737482.22 | 737652.96 | 737823.7 | 737994.44
2872.3 | 738165.18 | 738335.92 | 738506.66 | 738677.4 | 738848.14 | 739018.88 | 739189.62 | 739360.36 | 739531.1 | 739701.84
2872.4 | 739872.58 | 740043.32 | 740214.06 | 740384.8 | 740555.54 | 740726.28 | 740897.02 | 741067.76 | 741238.5 | 741409.24
2872.5 | 741579.98 | 741750.72 | 741921.46 | 742092.2 | 742262.94 | 742433.68 | 742604.42 | 742775.16 | 742945.9 | 743116.64
2872.6 | 743287.38 | 743458.12 | 743628.86 | 743799.6 | 743970.34 | 744141.08 | 744311.82 | 744482.56 | 744653.3 | 744824.04
2872.7 | 744994.78 | 745165.52 | 745336.26 | 745507 | 745677.74 | 745848.48 | 746019.22 | 746189.96 | 746360.7 | 746531.44
2872.8 | 746702.18 | 746872.92 | 747043.66 | 747214.4 | 747385.14 | 747555.88 | 747726.62 | 747897.36 | 748068.1 | 748238.84
2872.9 | 748409.58 | 748580.32 | 748751.06 | 748921.8 | 749092.54 | 749263.28 | 749434.02 | 749604.76 | 749775.5 | 749946.24
2873 | 750116.98 | 750287.72 | 750458.46 | 750629.2 | 750799.94 | 750970.68 | 751141.42 | 751312.16 | 751482.9 | 751653.64
2873.1 | 751824.38 | 751995.12 | 752165.86 | 752336.6 | 752507.34 | 752678.08 | 752848.82 | 753019.56 | 753190.3 | 753361.04
2873.2 | 753531.78 | 753702.52 | 753873.26 | 754044 | 754214.78 | 754385.56 | 754556.34 | 754727.12 | 754897.9 | 755068.68
2873.3 | 755239.46 | 755410.24 | 755581.02 | 755751.8 | 755922.58 | 756093.36 | 756264.14 | 756434.92 | 756605.7 | 756776.48
2873.4 | 756947.26 | 757118.04 | 757288.82 | 757459.6 | 757630.38 | 757801.16 | 757971.94 | 758142.72 | 758313.5 | 758484.28
2873.5 | 758655.06 | 758825.84 | 758996.62 | 759167.4 | 759338.18 | 759508.96 | 759679.74 | 759850.52 | 760021.3 | 760192.08
2873.6 | 760362.86 | 760533.64 | 760704.42 | 760875.2 | 761045.98 | 761216.76 | 761387.54 | 761558.32 | 761729.1 | 761899.88
2873.7 | 762070.66 | 762241.44 | 762412.22 | 762583 | 762753.78 | 762924.56 | 763095.34 | 763266.12 | 763436.9 | 763607.68
2873.8 | 763778.46 | 763949.24 | 764120.02 | 764290.8 | 764461.58 | 764632.36 | 764803.14 | 764973.92 | 765144.7 | 765315.48
2873.9 | 765486.26 | 765657.04 | 765827.82 | 765998.6 | 766169.38 | 766340.16 | 766510.94 | 766681.72 | 766852.5 | 767023.28
Appendix A (continued)
Red Bluff Reservoir Expanded Rating Table | 0.06: Type: Linear
Elevation (ft-msl NAVD88) vs. Capacity (acre-ft) | 0.06: Date Processed: 7/10/2012
Prepared by: HDR Engineering, Inc.
Note: Add 1.51 feet to USGS gage elevation prior to referencing values in table. This will convert NGVD29 gage elevation readings to NAVD88.
(Expanded Precision)
Elevation | 0 | 0.01 | 0.02 | 0.03 | 0.04 | 0.05 | 0.06 | 0.07 | 0.08 | 0.09
2874 | 767194.06 | 767364.84 | 767535.62 | 767706.4 | 767877.18 | 768047.96 | 768218.74 | 768389.52 | 768560.3 | 768731.08
2874.1 | 768901.86 | 769072.64 | 769243.42 | 769414.2 | 769584.98 | 769755.76 | 769926.54 | 770097.32 | 770268.1 | 770438.88
2874.2 | 770609.66 | 770780.44 | 770951.22 | 771122 | 771292.78 | 771463.56 | 771634.34 | 771805.12 | 771975.9 | 772146.68
2874.3 | 772317.46 | 772488.24 | 772659.02 | 772829.8 | 773000.58 | 773171.36 | 773342.14 | 773512.92 | 773683.7 | 773854.48
2874.4 | 774025.26 | 774196.04 | 774366.82 | 774537.6 | 774708.38 | 774879.16 | 775049.94 | 775220.72 | 775391.5 | 775562.28
2874.5 | 775733.06 | 775903.84 | 776074.62 | 776245.4 | 776416.18 | 776586.96 | 776757.74 | 776928.52 | 777099.3 | 777270.08
2874.6 | 777440.86 | 777611.64 | 777782.42 | 777953.2 | 778123.98 | 778294.76 | 778465.54 | 778636.32 | 778807.1 | 778977.88
2874.7 | 779148.66 | 779319.44 | 779490.22 | 779661 | 779831.78 | 780002.56 | 780173.34 | 780344.12 | 780514.9 | 780685.68
2874.8 | 780856.46 | 781027.24 | 781198.02 | 781368.8 | 781539.58 | 781710.36 | 781881.14 | 782051.92 | 782222.7 | 782393.48
2874.9 | 782564.26 | 782735.04 | 782905.82 | 783076.6 | 783247.38 | 783418.16 | 783588.94 | 783759.72 | 783930.5 | 784101.28
2875 | 784272.06 | 784442.84 | 784613.62 | 784784.4 | 784955.18 | 785125.96 | 785296.74 | 785467.52 | 785638.3 | 785809.08
2875.1 | 785979.86 | 786150.64 | 786321.42 | 786492.2 | 786662.98 | 786833.76 | 787004.54 | 787175.32 | 787346.1 | 787516.88
2875.2 | 787687.66 | 787858.44 | 788029.22 | 788200 | 788370.8 | 788541.6 | 788712.4 | 788883.2 | 789054 | 789224.8
2875.3 | 789395.6 | 789566.4 | 789737.2 | 789908 | 790078.8 | 790249.6 | 790420.4 | 790591.2 | 790762 | 790932.8
2875.4 | 791103.6 | 791274.4 | 791445.2 | 791616 | 791786.8 | 791957.6 | 792128.4 | 792299.2 | 792470 | 792640.8
2875.5 | 792811.6 | 792982.4 | 793153.2 | 793324 | 793494.8 | 793665.6 | 793836.4 | 794007.2 | 794178 | 794348.8
2875.6 | 794519.6 | 794690.4 | 794861.2 | 795032 | 795202.8 | 795373.6 | 795544.4 | 795715.2 | 795886 | 796056.8
2875.7 | 796227.6 | 796398.4 | 796569.2 | 796740 | 796910.8 | 797081.6 | 797252.4 | 797423.2 | 797594 | 797764.8
2875.8 | 797935.6 | 798106.4 | 798277.2 | 798448 | 798618.8 | 798789.6 | 798960.4 | 799131.2 | 799302 | 799472.8
2875.9 | 799643.6 | 799814.4 | 799985.2 | 800156 | 800326.8 | 800497.6 | 800668.4 | 800839.2 | 801010 | 801180.8
2876 | 801351.6 | 801522.4 | 801693.2 | 801864 | 802034.8 | 802205.6 | 802376.4 | 802547.2 | 802718 | 802888.8
2876.1 | 803059.6 | 803230.4 | 803401.2 | 803572 | 803742.8 | 803913.6 | 804084.4 | 804255.2 | 804426 | 804596.8
2876.2 | 804767.6 | 804938.4 | 805109.2 | 805280 | 805450.8 | 805621.6 | 805792.4 | 805963.2 | 806134 | 806304.8
2876.3 | 806475.6 | 806646.4 | 806817.2 | 806988 | 807158.8 | 807329.6 | 807500.4 | 807671.2 | 807842 | 808012.8
2876.4 | 808183.6 | 808354.4 | 808525.2 | 808696 | 808866.8 | 809037.6 | 809208.4 | 809379.2 | 809550 | 809720.8
2876.5 | 809891.6 | 810062.4 | 810233.2 | 810404 | 810574.8 | 810745.6 | 810916.4 | 811087.2 | 811258 | 811428.8
2876.6 | 811599.6 | 811770.4 | 811941.2 | 812112 | 812282.8 | 812453.6 | 812624.4 | 812795.2 | 812966 | 813136.8
2876.7 | 813307.6 | 813478.4 | 813649.2 | 813820 | 813990.8 | 814161.6 | 814332.4 | 814503.2 | 814674 | 814844.8
2876.8 | 815015.6 | 815186.4 | 815357.2 | 815528 | 815698.8 | 815869.6 | 816040.4 | 816211.2 | 816382 | 816552.8
2876.9 | 816723.6 | 816894.4 | 817065.2 | 817236 | 817406.8 | 817577.6 | 817748.4 | 817919.2 | 818090 | 818260.8
2877 | 818431.6 | 818602.4 | 818773.2 | 818944 | 819114.8 | 819285.6 | 819456.4 | 819627.2 | 819798 | 819968.8
2877.1 | 820139.6 | 820310.4 | 820481.2 | 820652 | 820822.8 | 820993.6 | 821164.4 | 821335.2 | 821506 | 821676.8
2877.2 | 821847.6 | 822018.4 | 822189.2 | 822360 | 822530.81 | 822701.62 | 822872.43 | 823043.24 | 823214.05 | 823384.86
2877.3 | 823555.67 | 823726.48 | 823897.29 | 824068.1 | 824238.91 | 824409.72 | 824580.53 | 824751.34 | 824922.15 | 825092.96
2877.4 | 825263.77 | 825434.58 | 825605.39 | 825776.2 | 825947.01 | 826117.82 | 826288.63 | 826459.44 | 826630.25 | 826801.06
2877.5 | 826971.87 | 827142.68 | 827313.49 | 827484.3 | 827655.11 | 827825.92 | 827996.73 | 828167.54 | 828338.35 | 828509.16
2877.6 | 828679.97 | 828850.78 | 829021.59 | 829192.4 | 829363.21 | 829534.02 | 829704.83 | 829875.64 | 830046.45 | 830217.26
2877.7 | 830388.07 | 830558.88 | 830729.69 | 830900.5 | 831071.31 | 831242.12 | 831412.93 | 831583.74 | 831754.55 | 831925.36
2877.8 | 832096.17 | 832266.98 | 832437.79 | 832608.6 | 832779.41 | 832950.22 | 833121.03 | 833291.84 | 833462.65 | 833633.46
2877.9 | 833804.27 | 833975.08 | 834145.89 | 834316.7 | 834487.51 | 834658.32 | 834829.13 | 834999.94 | 835170.75 | 835341.56
2878 | 835512.37 | 835683.18 | 835853.99 | 836024.8 | 836195.61 | 836366.42 | 836537.23 | 836708.04 | 836878.85 | 837049.66
2878.1 | 837220.47 | 837391.28 | 837562.09 | 837732.9 | 837903.71 | 838074.52 | 838245.33 | 838416.14 | 838586.95 | 838757.76
2878.2 | 838928.57 | 839099.38 | 839270.19 | 839441 | 839611.81 | 839782.62 | 839953.43 | 840124.24 | 840295.05 | 840465.86
2878.3 | 840636.67 | 840807.48 | 840978.29 | 841149.1 | 841319.91 | 841490.72 | 841661.53 | 841832.34 | 842003.15 | 842173.96
2878.4 | 842344.77 | 842515.58 | 842686.39 | 842857.2 | 843028.01 | 843198.82 | 843369.63 | 843540.44 | 843711.25 | 843882.06
2878.5 | 844052.87 | 844223.68 | 844394.49 | 844565.3 | 844736.11 | 844906.92 | 845077.73 | 845248.54 | 845419.35 | 845590.16
2878.6 | 845760.97 | 845931.78 | 846102.59 | 846273.4 | 846444.21 | 846615.02 | 846785.83 | 846956.64 | 847127.45 | 847298.26
2878.7 | 847469.07 | 847639.88 | 847810.69 | 847981.5 | 848152.31 | 848323.12 | 848493.93 | 848664.74 | 848835.55 | 849006.36
2878.8 | 849177.17 | 849347.98 | 849518.79 | 849689.6 | 849860.41 | 850031.22 | 850202.03 | 850372.84 | 850543.65 | 850714.46
2878.9 | 850885.27 | 851056.08 | 851226.89 | 851397.7 | 851568.51 | 851739.32 | 851910.13 | 852080.94 | 852251.75 | 852422.56
Appendix A (continued)
Red Bluff Reservoir Expanded Rating Table | 0.06: Type: Linear
Elevation (ft-msl NAVD88) vs. Capacity (acre-ft) | 0.06: Date Processed: 7/10/2012
Prepared by: HDR Engineering, Inc.
Note: Add 1.51 feet to USGS gage elevation prior to referencing values in table. This will convert NGVD29 gage elevation readings to NAVD88.
(Expanded Precision)
Elevation | 0 | 0.01 | 0.02 | 0.03 | 0.04 | 0.05 | 0.06 | 0.07 | 0.08 | 0.09
2879 | 852593.37 | 852764.18 | 852934.99 | 853105.8 | 853276.61 | 853447.42 | 853618.23 | 853789.04 | 853959.85 | 854130.66
2879.1 | 854301.47 | 854472.28 | 854643.09 | 854813.9 | 854984.71 | 855155.52 | 855326.33 | 855497.14 | 855667.95 | 855838.76
2879.2 | 856009.57 | 856180.38 | 856351.19 | 856522 | 856704.69 | 856887.38 | 857070.07 | 857252.76 | 857435.45 | 857618.14
2879.3 | 857800.83 | 857983.52 | 858166.21 | 858348.9 | 858531.59 | 858714.28 | 858896.97 | 859079.66 | 859262.35 | 859445.04
2879.4 | 859627.73 | 859810.42 | 859993.11 | 860175.8 | 860358.49 | 860541.18 | 860723.87 | 860906.56 | 861089.25 | 861271.94
2879.5 | 861454.63 | 861637.32 | 861820.01 | 862002.7 | 862185.39 | 862368.08 | 862550.77 | 862733.46 | 862916.15 | 863098.84
2879.6 | 863281.53 | 863464.22 | 863646.91 | 863829.6 | 864012.29 | 864194.98 | 864377.67 | 864560.36 | 864743.05 | 864925.74
2879.7 | 865108.43 | 865291.12 | 865473.81 | 865656.5 | 865839.19 | 866021.88 | 866204.57 | 866387.26 | 866569.95 | 866752.64
2879.8 | 866935.33 | 867118.02 | 867300.71 | 867483.4 | 867666.09 | 867848.78 | 868031.47 | 868214.16 | 868396.85 | 868579.54
2879.9 | 868762.23 | 868944.92 | 869127.61 | 869310.3 | 869492.99 | 869675.68 | 869858.37 | 870041.06 | 870223.75 | 870406.44
2880 | 870589.13 | 870771.82 | 870954.51 | 871137.2 | 871319.89 | 871502.58 | 871685.27 | 871867.96 | 872050.65 | 872233.34
2880.1 | 872416.03 | 872598.72 | 872781.41 | 872964.1 | 873146.79 | 873329.48 | 873512.17 | 873694.86 | 873877.55 | 874060.24
2880.2 | 874242.93 | 874425.62 | 874608.31 | 874791 | 874973.69 | 875156.38 | 875339.07 | 875521.76 | 875704.45 | 875887.14
2880.3 | 876069.83 | 876252.52 | 876435.21 | 876617.9 | 876800.59 | 876983.28 | 877165.97 | 877348.66 | 877531.35 | 877714.04
2880.4 | 877896.73 | 878079.42 | 878262.11 | 878444.8 | 878627.49 | 878810.18 | 878992.87 | 879175.56 | 879358.25 | 879540.94
2880.5 | 879723.63 | 879906.32 | 880089.01 | 880271.7 | 880454.39 | 880637.08 | 880819.77 | 881002.46 | 881185.15 | 881367.84
2880.6 | 881550.53 | 881733.22 | 881915.91 | 882098.6 | 882281.29 | 882463.98 | 882646.67 | 882829.36 | 883012.05 | 883194.74
2880.7 | 883377.43 | 883560.12 | 883742.81 | 883925.5 | 884108.19 | 884290.88 | 884473.57 | 884656.26 | 884838.95 | 885021.64
2880.8 | 885204.33 | 885387.02 | 885569.71 | 885752.4 | 885935.09 | 886117.78 | 886300.47 | 886483.16 | 886665.85 | 886848.54
2880.9 | 887031.23 | 887213.92 | 887396.61 | 887579.3 | 887761.99 | 887944.68 | 888127.37 | 888310.06 | 888492.75 | 888675.44
2881 | 888858.13 | 889040.82 | 889223.51 | 889406.2 | 889588.89 | 889771.58 | 889954.27 | 890136.96 | 890319.65 | 890502.34
2881.1 | 890685.03 | 890867.72 | 891050.41 | 891233.1 | 891415.79 | 891598.48 | 891781.17 | 891963.86 | 892146.55 | 892329.24
2881.2 | 0: 892511.93; 0.01: 892694.62; 0.02: 892877.31; 0.03: 893060