## Read_Me
About this Workbook
Purpose: Project ranking tool for Flood Management Evaluations (FME)
Contains the following sheets:
| FME_Input | This is the raw input data obtained from the GIS database which feeds into FME_Ranking. This tab has been hidden.
| Ranking_Criteria | Ranking Criteria and Weights across FME, FMP, and FMS. Only the values in the "FME Ranking Percent Weight" column are adjustable and feed into the FME_Ranking sheet. See the separate FMP and FMS ranking workbooks to test different weights for their respective criteria. For more information on proposed criteria, please see the separate "Primer" document available for download on the TWDB website: https://wwwdev.twdb.texas.gov/flood/planning/sfp/index.asp
| FME_Ranking | Reads raw data from FMP_InputData and computes scoring and ranking based inputs from Ranking_Criteria. Contents of this tab are locked.
Important Note: The information in this workbook is represetative of the data provided by the 15 Regional Flood Planning Groups in their final regional flood plans due to the TWDB January 10, 2023. Final regional flood plans are currently under review by the TWDB. Note that the data is currently in review, may change prior to TWDB Board approval of the regional flood plans, and is therefore considered at this point only as working data intended for testing purposes only.

## FME_Input (hidden)
Do not delete rows! Keep as-is!
OBJECTID | FME_ID | FME_NAME | DESCR | RFPG_NUM | RFPG_NAME | COUNTY | HUC8 | HUC10 | HUC12 | WS_ID | GOAL_ID | AREA_SQMI | FLD_TP_RIV | FLD_TP_CST | FLD_TP_LOC | FLD_TP_PLY | FLD_TP_OTH | SPONSOR | ENTITY_ID | EMER_NEED | FME_TYPE | FME_COST | FUND | FUND_SRC | FUND_AMNT | STRUCT_100 | RES_STRUCT100 | POP_DAY100 | POP_NIGHT100 | POP100 | CRITFAC100 | LWC | ROAD_MILES100 | ROADCLS | FARMACRE100 | NEW_MODEL | MODEL_EXST | MODEL_DESC | HYDRO_DATE | HYDRA_DATE | MODEL_ID | MAP_EXST | MAP_DESC | MAP_DATE | SOURCE | SRC_DATE | SRC_LINK | REGULATORY | TERR_DATA | TERR_DATE | RECOMMEND | REC_DESC | Size
1 | 011000004 | Cottle County FIS | Perform flood insurance study for the county and develop regulatory mapping | 1 | Canadian Upper-Red | Cottle | 11130101, 11130103, 11130104, 11130105, 11130204 | 1113010101, 1113010304, 1113010305, 1113010403, 1113010404, 1113010405, 1113010501, 1113020401, 1113020402 |  |  | 01000001, 01000002 | 899.6689 | Yes | No | No | Yes | No | 01000197 | 01000196, 01000197, 01000198, 01000204, 00000218, 00000219, 01000234, 01000235, 00000269, 00000271, 00000275, 00000294, 01001282, 01003564 | No | Watershed Planning | 926000 | No |  |  | 7 | 1 | 0 | 3 | 3 | 0 | 5 | 33.4632 | 5 | 71380.6719 | Yes | No | N/A |  |  |  | No | N/A |  | N/A |  |  | No |  |  | Yes | Action aligns with goals and meets TWDB guidance | Small
2 | 011000009 | Knox County FIS | Perform flood insurance study for the county and develop regulatory mapping | 1 | Canadian Upper-Red | Knox | 11130204, 11130205, 11130206 | 1113020402, 1113020403, 1113020502, 1113020601 | 111302040206, 111302040301, 111302040302, 111302040303, 111302040304, 111302040305, 111302040306, 111302050204, 111302050205, 111302050206, 111302050207, 111302050208, 111302060103 | 01000428, 01000431, 01000432, 01000442, 01000449, 01000450, 01000451, 01000452, 01000453, 01000454, 01000465, 01000466, 01000492 | 01000001, 01000002 | 420.971 | Yes | No | No | Yes | No | 00000217 | 01000196, 00000217, 00000218, 00000220, 00000269, 00000275, 00000278, 00000294, 00000295, 00000841 | No | Watershed Planning | 873000 | No |  |  | 7 | 0 | 1 | 3 | 3 | 0 | 0 | 5.2067 | 0 | 42190.9961 | Yes | No | N/A |  |  |  | No | N/A |  | N/A |  |  | No |  |  | Yes | Action aligns with goals and meets TWDB guidance | Small
3 | 011000010 | King County FIS | Perform flood insurance study for the county and develop regulatory mapping | 1 | Canadian Upper-Red | King | 11130204, 11130205 | 1113020401, 1113020402, 1113020501, 1113020502 | 111302040102, 111302040103, 111302040104, 111302040108, 111302040204, 111302040205, 111302040206, 111302050102, 111302050103, 111302050104, 111302050105, 111302050106, 111302050107, 111302050201, 111302050202, 111302050203, 111302050204 | 01000434, 01000435, 01000436, 01000440, 01000442, 01000444, 01000445, 01000453, 01000456, 01000457, 01000458, 01000459, 01000460, 01000461, 01000462, 01000463, 01000464 | 01000001, 01000002 | 575.5532 | Yes | No | No | Yes | No | 00000218 | 01000196, 01000197, 01000198, 00000217, 00000218, 00000219, 00000269, 00000275, 00000278, 00000294, 00000295, 01001282 | No | Watershed Planning | 955000 | No |  |  | 10 | 2 | 0 | 7 | 7 | 0 | 1 | 10.6992 | 1 | 46809.7266 | Yes | No | N/A |  |  |  | No | N/A |  | N/A |  |  | No |  |  | Yes | Action aligns with goals and meets TWDB guidance | Small
4 | 011000011 | Dickens County FIS | Perform flood insurance study for the county and develop regulatory mapping | 1 | Canadian Upper-Red | Dickens | 11130104, 11130204, 11130205 | 1113010402, 1113010403, 1113020401, 1113020501 | 111301040202, 111301040203, 111301040206, 111301040207, 111301040208, 111301040209, 111301040210, 111301040301, 111301040303, 111302040101, 111302040102, 111302050101, 111302050102, 111302050103, 111302050105 | 01000376, 01000377, 01000384, 01000388, 01000390, 01000391, 01000402, 01000406, 01000408, 01000433, 01000434, 01000455, 01000456, 01000457, 01000459 | 01000001, 01000002 | 330.9364 | Yes | No | No | Yes | No | 00000219 | 01000197, 01000198, 00000199, 00000218, 00000219, 00000221, 00000269, 00000275, 00000294, 00000295, 00000555 | No | Watershed Planning | 920000 | No |  |  | 14 | 0 | 5 | 13 | 13 | 0 | 1 | 15.0029 | 1 | 23267.1855 | Yes | No | N/A |  |  |  | No | N/A |  | N/A |  |  | No |  |  | Yes | Action aligns with goals and meets TWDB guidance | Small
5 | 011000012 | Baylor County FIS | Perform flood insurance study for the county and develop regulatory mapping | 1 | Canadian Upper-Red | Baylor | 11130204, 11130206, 11130207, 11130209 | 1113020403, 1113020601, 1113020602, 1113020603, 1113020702, 1113020704, 1113020901 |  | 01000451, 01000471, 01000472, 01000473, 01000475, 01000478, 01000479, 01000480, 01000481, 01000484, 01000490, 01000491, 01000492, 01000499, 01000500, 01000506, 01000513, 01000514, 01000515, 01000516, 01000543, 01000544 | 01000001, 01000002 | 506.0905 | Yes | No | No | Yes | No | 00000220 | 01000195, 01000196, 01000203, 00000217, 00000220, 00000223, 00000269, 00000278, 00000294, 00000295, 00002942 | No | Watershed Planning | 912000 | No |  |  | 64 | 6 | 2 | 21 | 21 | 0 | 0 | 3.8699 | 0 | 45083.8711 | Yes | No | N/A |  |  |  | No | N/A |  | N/A |  |  | No |  |  | Yes | Action aligns with goals and meets TWDB guidance | Big
6 | 011000016 | Roberts County FIS | Perform flood insurance study for the county and develop regulatory mapping | 1 | Canadian Upper-Red | Roberts | 11090106, 11120302, 11130301 | 1109010603, 1109010604, 1109010605, 1109010606, 1109010607, 1112030202, 1113030101 |  |  | 01000001, 01000002 | 925.4359 | Yes | No | No | Yes | No | 01000230 | 01000226, 01000229, 01000230, 01000231, 01000245, 01000246, 01000250, 01000251, 01000252, 00000271, 00000294, 01000342, 01003091 | No | Watershed Planning | 870000 | No |  |  | 90 | 1 | 15 | 55 | 60 | 2 | 5 | 20.5535 | 5 | 91030.6016 | Yes | No | N/A |  |  |  | No | N/A |  | N/A |  |  | No |  |  | Yes | Action aligns with goals and meets TWDB guidance | Small
7 | 011000031 | Sherman County FIS | Perform flood insurance study for the county and develop regulatory mapping | 1 | Canadian Upper-Red | Sherman | 11100101, 11100103, 11100104 | 1110010108, 1110010302, 1110010303, 1110010304, 1110010305, 1110010401, 1110010402, 1110010403 |  |  | 01000001, 01000002 | 926.1202 | Yes | No | No | Yes | No | 01000247 | 01000231, 01000232, 01000233, 01000247, 01000248, 01000252, 00000271, 00000294, 01000312, 01002742, 01002803, 01002804 | No | Watershed Planning | 838000 | No |  |  | 21 | 0 | 13 | 26 | 32 | 3 | 9 | 56.6925 | 10 | 44312.8438 | Yes | No | N/A |  |  |  | No | N/A |  | N/A |  |  | No |  |  | Yes | Action aligns with goals and meets TWDB guidance | Small
8 | 011000045 | Floyd County Drainage Master Plan | Perform H&H modeling, develop conceptual alternatives and OPCC, and rank projects; survey responses report issues with rivers, creeks, tributaries, and functioning floodplains | 1 | Canadian Upper-Red | Floyd | 11130103, 11130104 | 1113010301, 1113010302, 1113010303, 1113010401, 1113010402 |  | 01000337, 01000339, 01000340, 01000344, 01000346, 01000347, 01000348, 01000349, 01000353, 01000355, 01000356, 01000357, 01000358, 01000373, 01000378, 01000380, 01000381, 01000382, 01000383, 01000384, 01000405, 01000407 | 01000001, 01000002, 01000005, 01000006 | 583.8781 | Yes | No | No | Yes | No | 00000199 | 01000198, 00000199, 00000200, 00000219, 00000221, 01000236, 00000237, 00000271, 00000275, 00000294, 00000295, 00003100 | No | Watershed Planning | 500000 | No |  |  | 35 | 3 | 4 | 22 | 22 | 0 | 10 | 76.5831 | 37 | 26594.5234 | Yes | No | N/A |  |  |  | No | N/A |  | N/A |  |  | No |  |  | Yes | Action aligns with goals and meets TWDB guidance | Small
9 | 011000046 | Wilbarger County Drainage Master Plan | Perform H&H modeling, develop conceptual alternatives and OPCC, and rank projects; selected based on HMAPs | 1 | Canadian Upper-Red | Wilbarger | 11130101, 11130102, 11130105, 11130206, 11130207 | 1113010104, 1113010106, 1113010201, 1113010202, 1113010502, 1113020601, 1113020602, 1113020702, 1113020703, 1113020704 |  |  | 01000001, 01000002, 01000005, 01000006 | 975.5206 | Yes | No | No | No | No | 01000203 | 01000195, 01000196, 01000203, 01000204, 00000220, 00000223, 00000269, 00000294, 01001282, 01003048, 01003325 | No | Watershed Planning | 500000 | No |  |  | 132 | 29 | 520 | 99 | 583 | 2 | 39 | 87.6218 | 45 | 101721.125 | Yes | No | N/A |  |  |  | No | N/A |  | N/A |  |  | No |  |  | Yes | Action aligns with goals and meets TWDB guidance | Small
10 | 011000047 | Dickens County Drainage Master Plan | Perform H&H modeling, develop conceptual alternatives and OPCC, and rank projects; survey responses report issues with rivers, creeks, tributaries, and functioning floodplains | 1 | Canadian Upper-Red | Dickens | 11130104, 11130204, 11130205 | 1113010402, 1113010403, 1113020401, 1113020501 | 111301040202, 111301040203, 111301040206, 111301040207, 111301040208, 111301040209, 111301040210, 111301040301, 111301040303, 111302040101, 111302040102, 111302050101, 111302050102, 111302050103, 111302050105 | 01000376, 01000377, 01000384, 01000388, 01000390, 01000391, 01000402, 01000406, 01000408, 01000433, 01000434, 01000455, 01000456, 01000457, 01000459 | 01000001, 01000002, 01000005, 01000006 | 330.9364 | Yes | No | No | Yes | No | 00000219 | 01000197, 01000198, 00000199, 00000218, 00000219, 00000221, 00000269, 00000275, 00000294, 00000295, 00000555 | No | Watershed Planning | 500000 | No |  |  | 14 | 0 | 5 | 13 | 13 | 0 | 1 | 15.0029 | 1 | 23267.1855 | Yes | No | N/A |  |  |  | No | N/A |  | N/A |  |  | No |  |  | Yes | Action aligns with goals and meets TWDB guidance | Small
11 | 011000049 | Carson County Drainage Master Plan | Perform H&H modeling, develop conceptual alternatives and OPCC, and rank projects; selected based on HMAPs | 1 | Canadian Upper-Red | Carson | 11090105, 11090106, 11120103, 11120201, 11120301 | 1109010504, 1109010507, 1109010601, 1109010602, 1109010603, 1109010606, 1112010305, 1112020101, 1112030101, 1112030102, 1112030103 |  |  | 01000001, 01000002, 01000005, 01000006 | 925.1501 | Yes | No | No | Yes | No | 01000226 | 01000226, 01000227, 01000230, 01000231, 01000232, 01000241, 01000242, 01000243, 01000246, 00000271, 00000294, 01000312, 01002837, 01003056, 01003084, 01003227 | No | Watershed Planning | 500000 | No |  |  | 87 | 43 | 190 | 102 | 270 | 4 | 10 | 35.6021 | 12 | 43317.8945 | Yes | No | N/A |  |  |  | No | N/A |  | N/A |  |  | No |  |  | Yes | Action aligns with goals and meets TWDB guidance | Big
12 | 011000051 | Roberts County Drainage Master Plan | Perform H&H modeling, develop conceptual alternatives and OPCC, and rank projects; selected based on HMAPs | 1 | Canadian Upper-Red | Roberts | 11090106, 11120302, 11130301 | 1109010603, 1109010604, 1109010605, 1109010606, 1109010607, 1112030202, 1113030101 |  |  | 01000001, 01000002, 01000005, 01000006 | 925.4359 | Yes | No | No | Yes | No | 01000230 | 01000226, 01000229, 01000230, 01000231, 01000245, 01000246, 01000250, 01000251, 01000252, 00000271, 00000294, 01000342, 01003091 | No | Watershed Planning | 500000 | No |  |  | 90 | 1 | 15 | 55 | 60 | 2 | 5 | 20.5535 | 5 | 91030.6016 | Yes | No | N/A |  |  |  | No | N/A |  | N/A |  |  | No |  |  | Yes | Action aligns with goals and meets TWDB guidance | Big
13 | 011000052 | Hutchinson County Drainage Master Plan | Perform H&H modeling, develop conceptual alternatives and OPCC, and rank projects; selected based on HMAPs | 1 | Canadian Upper-Red | Hutchinson | 11090105, 11090106, 11100104, 11100202 | 1109010506, 1109010507, 1109010601, 1109010602, 1109010603, 1109010604, 1110010401, 1110010402, 1110010403, 1110020201 |  |  | 01000001, 01000002, 01000005, 01000006 | 896.8825 | Yes | No | No | Yes | No | 01000231 | 01000226, 01000230, 01000231, 01000232, 01000247, 01000251, 01000252, 00000271, 00000294, 00000308, 01000312, 01002811, 01002812, 01002813, 01002814 | No | Watershed Planning | 500000 | No |  |  | 428 | 0 | 552 | 587 | 925 | 2 | 10 | 29.8675 | 10 | 70011.9922 | Yes | No | N/A |  |  |  | No | N/A |  | N/A |  |  | No |  |  | Yes | Action aligns with goals and meets TWDB guidance | Small
14 | 011000053 | Hartley County Drainage Master Plan | Perform H&H modeling, develop conceptual alternatives and OPCC, and rank projects; selected based on HMAPs | 1 | Canadian Upper-Red | Hartley | 11090101, 11090102, 11090103, 11090104, 11090105, 11100103, 11100104 | 1109010101, 1109010102, 1109010106, 1109010107, 1109010203, 1109010204, 1109010205, 1109010206, 1109010207, 1109010304, 1109010305, 1109010404, 1109010501, 1109010502, 1109010505, 1110010303, 1110010401, 1110010402 |  |  | 01000001, 01000002, 01000005, 01000006 | 1466.1484 | Yes | No | No | Yes | No | 01000233 | 01000228, 01000232, 01000233, 01000247, 01000248, 00000271, 00000294, 01002382, 01002481 | No | Watershed Planning | 500000 | No |  |  | 111 | 65 | 209 | 159 | 281 | 5 | 61 | 83.2156 | 63 | 91162.8672 | Yes | No | N/A |  |  |  | No | N/A |  | N/A |  |  | No |  |  | Yes | Action aligns with goals and meets TWDB guidance | Small
15 | 011000054 | Childress County Drainage Master Plan | Perform H&H modeling, develop conceptual alternatives and OPCC, and rank projects; selected based on HMAPs | 1 | Canadian Upper-Red | Childress | 11120105, 11130101, 11130103, 11130105 | 1112010503, 1112010504, 1112010505, 1113010101, 1113010103, 1113010304, 1113010305, 1113010501 |  |  | 01000001, 01000002, 01000005, 01000006 | 713.0854 | Yes | No | No | Yes | No | 01000234 | 01000197, 01000204, 01000234, 01000235, 01000240, 00000269, 00000271, 00000294, 01001282, 01002513 | No | Watershed Planning | 500000 | No |  |  | 47 | 17 | 16 | 56 | 59 | 1 | 8 | 52.28 | 8 | 65435.875 | Yes | No | N/A |  |  |  | No | N/A |  | N/A |  |  | No |  |  | Yes | Action aligns with goals and meets TWDB guidance | Small
16 | 011000055 | Hall County Drainage Master Plan | Perform H&H modeling, develop conceptual alternatives and OPCC, and rank projects; selected based on HMAPs | 1 | Canadian Upper-Red | Hall | 11120103, 11120105, 11130103 | 1112010304, 1112010306, 1112010501, 1112010502, 1112010503, 1113010303, 1113010304, 1113010305 |  |  | 01000001, 01000002, 01000005, 01000006 | 903.355 | Yes | No | No | Yes | No | 01000235 | 01000197, 01000198, 01000234, 01000235, 01000236, 01000240, 01000241, 00000269, 00000271, 00000275, 00000294, 01001282, 01002383, 01002384, 01002928, 01003568 | No | Watershed Planning | 500000 | No |  |  | 66 | 11 | 33 | 37 | 63 | 5 | 22 | 73.7614 | 22 | 90608.1641 | Yes | No | N/A |  |  |  | No | N/A |  | N/A |  |  | No |  |  | Yes | Action aligns with goals and meets TWDB guidance | Small
17 | 011000056 | Swisher County Drainage Master Plan | Perform H&H modeling, develop conceptual alternatives and OPCC, and rank projects; survey responses report issues with rivers, creeks, tributaries, and functioning floodplains and playa lakes. | 1 | Canadian Upper-Red | Swisher | 11120103, 11120104, 11130103 | 1112010302, 1112010303, 1112010402, 1112010403, 1112010404, 1112010405, 1112010406, 1113010302 |  |  | 01000001, 01000002, 01000005, 01000006 | 827.5086 | Yes | No | No | Yes | No | 00000237 | 00000199, 00000200, 01000236, 00000237, 00000238, 01000242, 01000243, 00000271, 00000275, 00000294, 00000295, 01000305, 01002586, 01002587, 01003041 | No | Watershed Planning | 500000 | No |  |  | 57 | 21 | 5 | 53 | 54 | 0 | 11 | 203.7043 | 15 | 40120.8594 | Yes | No | N/A |  |  |  | No | N/A |  | N/A |  |  | No |  |  | Yes | Action aligns with goals and meets TWDB guidance | Small
18 | 011000058 | Wheeler County Drainage Master Plan | Perform H&H modeling, develop conceptual alternatives and OPCC, and rank projects; selected based on HMAPs | 1 | Canadian Upper-Red | Wheeler | 11120202, 11120301, 11120302, 11120304, 11130301 | 1112020201, 1112030102, 1112030201, 1112030202, 1112030203, 1112030401, 1113030101, 1113030102 |  |  | 01000001, 01000002, 01000005, 01000006 | 916.0082 | Yes | No | No | Yes | No | 01000245 | 01000229, 01000230, 01000240, 01000241, 01000245, 01000246, 00000271, 00000294, 01000637, 01001282, 01003342, 01003497, 01003498 | No | Watershed Planning | 500000 | No |  |  | 191 | 71 | 154 | 210 | 338 | 4 | 4 | 65.0614 | 4 | 70021.9609 | Yes | No | N/A |  |  |  | No | N/A |  | N/A |  |  | No |  |  | Yes | Action aligns with goals and meets TWDB guidance | Small
19 | 011000059 | Dallam County Drainage Master Plan | Perform H&H modeling, develop conceptual alternatives and OPCC, and rank projects; selected based on HMAPs | 1 | Canadian Upper-Red | Dallam | 11090102, 11090103, 11090104, 11100101, 11100103, 11100104 | 1109010205, 1109010301, 1109010302, 1109010303, 1109010304, 1109010305, 1109010403, 1109010404, 1110010106, 1110010108, 1110010301, 1110010302, 1110010303, 1110010304, 1110010401 |  |  | 01000001, 01000002, 01000005, 01000006 | 1510.4535 | Yes | No | No | Yes | No | 01000248 | 01000232, 01000233, 01000247, 01000248, 00000271, 00000294, 01002481, 01002728 | No | Watershed Planning | 500000 | No |  |  | 890 | 656 | 871 | 1401 | 1951 | 2 | 22 | 177.9454 | 22 | 91033.7891 | Yes | No | N/A |  |  |  | No | N/A |  | N/A |  |  | No |  |  | Yes | Action aligns with goals and meets TWDB guidance | Small
20 | 011000060 | Lipscomb County Drainage Master Plan | Perform H&H modeling, develop conceptual alternatives and OPCC, and rank projects; selected based on HMAPs | 1 | Canadian Upper-Red | Lipscomb | 11090106, 11090201, 11100201, 11100202, 11100203 | 1109010607, 1109010608, 1109020101, 1110020102, 1110020103, 1110020104, 1110020106, 1110020202, 1110020203, 1110020301, 1110020302, 1110020304 |  |  | 01000001, 01000002, 01000005, 01000006 | 936.3109 | Yes | No | No | Yes | No | 01000250 | 01000229, 01000230, 01000250, 01000251, 00000271, 00000294, 01002768, 01003547, 01003548, 01003565 | No | Watershed Planning | 500000 | No |  |  | 100 | 9 | 33 | 78 | 80 | 0 | 6 | 20.3205 | 6 | 66275.2031 | Yes | No | N/A |  |  |  | No | N/A |  | N/A |  |  | No |  |  | Yes | Action aligns with goals and meets TWDB guidance | Big
21 | 011000061 | Ochiltree County Drainage Master Plan | Perform H&H modeling, develop conceptual alternatives and OPCC, and rank projects; selected based on HMAPs | 1 | Canadian Upper-Red | Ochiltree | 11090106, 11100102, 11100104, 11100201, 11100202 | 1109010604, 1109010605, 1109010607, 1110010205, 1110010405, 1110020101, 1110020102, 1110020103, 1110020105, 1110020201, 1110020202, 1110020203 |  |  | 01000001, 01000002, 01000005, 01000006 | 922.5165 | Yes | No | No | Yes | No | 01000251 | 01000230, 01000231, 01000250, 01000251, 01000252, 00000271, 00000294, 01000312, 01003565, 01003570 | No | Watershed Planning | 500000 | No |  |  | 369 | 161 | 244 | 533 | 658 | 1 | 1 | 30.9173 | 1 | 48149.8555 | Yes | No | N/A |  |  |  | No | N/A |  | N/A |  |  | No |  |  | Yes | Action aligns with goals and meets TWDB guidance | Big
22 | 011000062 | Quitaque City Drainage Master Plan | Perform H&H modeling, develop conceptual alternatives and OPCC, and rank projects; selected based on the needs analysis | 1 | Canadian Upper-Red | Briscoe | 11130103 | 1113010302, 1113010303 | 111301030209, 111301030304 | 01000345, 01000347 | 01000001, 01000002, 01000005, 01000006 | 0.7169 | Yes | No | No | Yes | No | 01002682 | 01000236, 00000271, 00000294, 01002682 | No | Watershed Planning | 250000 | No |  |  | 2 | 0 | 0 | 1 | 1 | 0 | 0 | 0.11239 | 0 | 0.29074 | Yes | No | N/A |  |  |  | No | N/A |  | N/A |  |  | No |  |  | Yes | Action aligns with goals and meets TWDB guidance | Big
23 | 011000063 | Jolly City Drainage Master Plan | Perform H&H modeling, develop conceptual alternatives and OPCC, and rank projects; selected based on the needs analysis | 1 | Canadian Upper-Red | Clay | 11130209 | 1113020905 | 111302090503, 111302090504, 111302090505 | 01000538, 01000539, 01000540 | 01000001, 01000002, 01000005, 01000006 | 1.3769 | Yes | No | No | No | No | 01003239 | 00000194, 00000269, 00000294, 01002549, 01003239 | No | Watershed Planning | 250000 | No |  |  | 3 | 0 | 10 | 3 | 12 | 0 | 2 | 0.5309 | 3 | 10.2163 | Yes | No | N/A |  |  |  | No | N/A |  | N/A |  |  | No |  |  | Yes | Action aligns with goals and meets TWDB guidance | Big
24 | 011000064 | Clarendon City Drainage Master Plan | Perform H&H modeling, develop conceptual alternatives and OPCC, and rank projects; selected based on the needs analysis and survey responses reporting issues with rivers, creeks, tributaries, and functioning floodplains and playa lakes. | 1 | Canadian Upper-Red | Donley | 11120201 | 1112020102 | 111202010203, 111202010204 | 01000304, 01000305 | 01000001, 01000002, 01000005, 01000006 | 2.987 | Yes | No | No | Yes | No | 01002571 | 01000241, 00000271, 00000294, 01001282, 01002571 | No | Watershed Planning | 250000 | No |  |  | 128 | 7 | 376 | 118 | 436 | 2 | 3 | 8.8058 | 3 | 7.4995 | Yes | No | N/A |  |  |  | No | N/A |  | N/A |  |  | No |  |  | Yes | Action aligns with goals and meets TWDB guidance | Big
25 | 011000067 | Lakeview City Drainage Master Plan | Perform H&H modeling, develop conceptual alternatives and OPCC, and rank projects; selected based on the needs analysis | 1 | Canadian Upper-Red | Hall | 11120105 | 1112010502 | 111201050206 | 01000845 | 01000001, 01000002, 01000005, 01000006 | 0.21297 | Yes | No | No | No | No | 01002383 | 01000235, 00000271, 00000294, 01001282, 01002383 | No | Watershed Planning | 250000 | No |  |  | 10 | 3 | 4 | 5 | 7 | 0 | 0 | 0.81057 | 0 | 2.4817 | Yes | No | N/A |  |  |  | No | N/A |  | N/A |  |  | No |  |  | Yes | Action aligns with goals and meets TWDB guidance | Big
26 | 011000069 | Petrolia City Drainage Master Plan | Perform H&H modeling, develop conceptual alternatives and OPCC, and rank projects; selected based on the needs analysis | 1 | Canadian Upper-Red | Clay | 11130206, 11130209 | 1113020605, 1113020905 | 111302060502, 111302060503, 111302090508 | 01000467, 01000469, 01000519 | 01000001, 01000002, 01000005, 01000006 | 0.78814 | Yes | No | No | No | No | 01002524 | 00000194, 00000269, 00000294, 01002524 | No | Watershed Planning | 250000 | No |  |  | 0 | 0 | 0 | 0 | 0 | 0 | 0 | 0 | 0 | 0.17701 | Yes | No | N/A |  |  |  | No | N/A |  | N/A |  |  | No |  |  | Yes | Action aligns with goals and meets TWDB guidance | Big
27 | 011000071 | Canadian City Drainage Master Plan | Perform H&H modeling, develop conceptual alternatives and OPCC, and rank projects; selected based on HMAPs | 1 | Canadian Upper-Red | Hemphill | 11090106 | 1109010608 | 110901060801 | 01000093 | 01000001, 01000002, 01000005, 01000006 | 1.3688 | Yes | No | No | No | No | 01002529 | 01000229, 00000271, 00000294, 01002529 | No | Watershed Planning | 250000 | No |  |  | 10 | 0 | 3 | 12 | 12 | 0 | 0 | 0.25539 | 0 | 1.1031 | Yes | No | N/A |  |  |  | No | N/A |  | N/A |  |  | No |  |  | Yes | Action aligns with goals and meets TWDB guidance | Big
28 | 011000074 | Tulia City Drainage Master Plan | Perform H&H modeling, develop conceptual alternatives and OPCC, and rank projects; selected based on survey responses | 1 | Canadian Upper-Red | Swisher | 11120104 | 1112010402, 1112010403 | 111201040204, 111201040205, 111201040206, 111201040304 | 01000261, 01000262, 01000280, 01000281 | 01000001, 01000002, 01000005, 01000006 | 3.5759 | Yes | No | No | Yes | No | 01002586 | 00000237, 00000271, 00000294, 01002586 | No | Watershed Planning | 250000 | No |  |  | 5 | 0 | 0 | 0 | 0 | 0 | 0 | 4.5832 | 0 | 10.7203 | Yes | No | N/A |  |  |  | No | N/A |  | N/A |  |  | No |  |  | Yes | Action aligns with goals and meets TWDB guidance | Big
29 | 011000075 | Shamrock City Drainage Master Plan | Perform H&H modeling, develop conceptual alternatives and OPCC, and rank projects; selected based on the needs analysis and survey responses reporting issues with rivers, creeks, tributaries, and functioning floodplains, wetlands, and playa lakes. | 1 | Canadian Upper-Red | Wheeler | 11120302, 11120304 | 1112030201, 1112030401 | 111203020104, 111203040105 | 01000581, 01000590 | 01000001, 01000002, 01000005, 01000006 | 1.8571 | Yes | No | No | No | No | 01003497 | 01000245, 00000271, 00000294, 01000637, 01003497 | No | Watershed Planning | 250000 | No |  |  | 0 | 0 | 0 | 0 | 0 | 0 | 0 | 0.68939 | 0 | 0.13875 | Yes | No | N/A |  |  |  | No | N/A |  | N/A |  |  | No |  |  | Yes | Action aligns with goals and meets TWDB guidance | Big
30 | 011000077 | Silverton City Drainage Master Plan | Perform H&H modeling, develop conceptual alternatives and OPCC, and rank projects; selected based on survey responses reporting issues with many natural features | 1 | Canadian Upper-Red | Briscoe | 11130103 | 1113010301 | 111301030101 | 01000350 | 01000001, 01000002, 01000005, 01000006 | 1.002 | No | No | No | Yes | No | 01002683 | 01000236, 00000271, 00000294, 01002683 | No | Watershed Planning | 250000 | No |  |  | 0 | 0 | 0 | 0 | 0 | 0 | 0 | 0 | 0 | 0 | Yes | No | N/A |  |  |  | No | N/A |  | N/A |  |  | No |  |  | Yes | Action aligns with goals and meets TWDB guidance | Big
31 | 011000078 | Hereford City Drainage Master Plan | Perform H&H modeling, develop conceptual alternatives and OPCC, and rank projects; selected based on survey responses | 1 | Canadian Upper-Red | Deaf Smith | 11120101 | 1112010105 | 111201010505, 111201010507 | 01000839, 01000841 | 01000001, 01000002, 01000005, 01000006 | 5.7411 | Yes | No | No | Yes | No | 01002643 | 01000244, 00000271, 00000294, 01002643 | No | Watershed Planning | 250000 | No |  |  | 19 | 11 | 55 | 51 | 83 | 0 | 1 | 2.1828 | 1 | 6.6215 | Yes | No | N/A |  |  |  | No | N/A |  | N/A |  |  | No |  |  | Yes | Action aligns with goals and meets TWDB guidance | Big
32 | 011000084 | Vega City Drainage Master Plan | Perform H&H modeling, develop conceptual alternatives and OPCC, and rank projects; selected based on survey responses | 1 | Canadian Upper-Red | Oldham | 11090105, 11120102 | 1109010501, 1112010202 | 110901050101, 111201020205, 111201020206 | 01000152, 01000689, 01000699 | 01000001, 01000002, 01000005, 01000006 | 1.0732 | Yes | No | No | No | No | 01002846 | 01000228, 00000271, 00000294, 01000330, 01002846 | No | Watershed Planning | 250000 | No |  |  | 0 | 0 | 0 | 0 | 0 | 0 | 0 | 0.10941 | 0 | 0.28004 | Yes | No | N/A |  |  |  | No | N/A |  | N/A |  |  | No |  |  | Yes | Action aligns with goals and meets TWDB guidance | Big
33 | 011000085 | Seymour City Drainage Master Plan | Perform H&H modeling, develop conceptual alternatives and OPCC, and rank projects; selected based on survey responses reporting issues with rivers, creeks, tributaries, and functioning floodplains. Only a small portion of the city is within the region. | 1 | Canadian Upper-Red | Baylor | 11130206 | 1113020601 | 111302060104, 111302060106 | 01000471, 01000478 | 01000001, 01000002, 01000005, 01000006 | 0.053686 | No | No | No | No | No | 00002942 | 00000220, 00000269, 00000294, 00002942 | No | Watershed Planning | 250000 | No |  |  | 0 | 0 | 0 | 0 | 0 | 0 | 0 | 0 | 0 | 0 | Yes | No | N/A |  |  |  | No | N/A |  | N/A |  |  | No |  |  | Yes | Action aligns with goals and meets TWDB guidance | Big
34 | 011000086 | Darrouzett City Drainage Master Plan | Perform H&H modeling, develop conceptual alternatives and OPCC, and rank projects; selected based on survey responses reporting issues with rivers, creeks, tributaries, and functioning floodplains | 1 | Canadian Upper-Red | Lipscomb | 11100201 | 1110020103 | 111002010306 | 01000026 | 01000001, 01000002, 01000005, 01000006 | 0.37422 | Yes | No | No | No | No | 01003547 | 01000250, 00000271, 00000294, 01003547 | No | Watershed Planning | 250000 | No |  |  | 2 | 0 | 0 | 1 | 1 | 0 | 0 | 0.083723 | 0 | 5.8925 | Yes | No | N/A |  |  |  | No | N/A |  | N/A |  |  | No |  |  | Yes | Action aligns with goals and meets TWDB guidance | Small
35 | 011000087 | Spearman City Drainage Master Plan | Perform H&H modeling, develop conceptual alternatives and OPCC, and rank projects; selected based on the needs analysis and survey responses reporting issues with rivers, creeks, tributaries, and functioning floodplains | 1 | Canadian Upper-Red | Hansford | 11100104 | 1110010403 | 111001040311, 111001040312 | 01000193, 01000200 | 01000001, 01000002, 01000005, 01000006 | 1.7673 | Yes | No | No | Yes | No | 01003197 | 01000252, 00000271, 01000312, 01003197 | No | Watershed Planning | 250000 | No |  |  | 1 | 0 | 2 | 1 | 2 | 0 | 0 | 0.5173 | 0 | 1.0041 | Yes | No | N/A |  |  |  | No | N/A |  | N/A |  |  | No |  |  | Yes | Action aligns with goals and meets TWDB guidance | Small
36 | 011000088 | Vernon City Drainage Master Plan | Perform H&H modeling, develop conceptual alternatives and OPCC, and rank projects; selected based on the needs analysis | 1 | Canadian Upper-Red | Wilbarger | 11130105 | 1113010502 | 111301050204, 111301050206 | 01000414, 01000418 | 01000001, 01000002, 01000005, 01000006 | 8.0516 | Yes | No | No | No | No | 01003325 | 01000203, 00000269, 00000294, 01003325 | No | Watershed Planning | 250000 | No |  |  | 61 | 24 | 509 | 58 | 540 | 1 | 0 | 12.7162 | 0 | 5.2532 | Yes | No | N/A |  |  |  | No | N/A |  | N/A |  |  | No |  |  | Yes | Action aligns with goals and meets TWDB guidance | Small
37 | 011000090 | Childress City Drainage Master Plan | Perform H&H modeling, develop conceptual alternatives and OPCC, and rank projects; selected based on HMAPs | 1 | Canadian Upper-Red | Childress | 11120105, 11130101, 11130103 | 1112010503, 1112010505, 1113010101, 1113010305 | 111201050302, 111201050308, 111201050501, 111301010101, 111301030504 | 01000369, 01000849, 01000868, 01000875, 01000892 | 01000001, 01000002, 01000005, 01000006 | 7.7245 | Yes | No | No | No | No | 01002513 | 01000234, 00000271, 00000294, 01001282, 01002513 | No | Watershed Planning | 250000 | No |  |  | 8 | 4 | 12 | 17 | 18 | 1 | 0 | 2.3237 | 0 | 2.1556 | Yes | No | N/A |  |  |  | No | N/A |  | N/A |  |  | No |  |  | Yes | Action aligns with goals and meets TWDB guidance | Big
38 | 011000091 | Perryton City Drainage Master Plan | Perform H&H modeling, develop conceptual alternatives and OPCC, and rank projects; selected based on HMAPs and survey responses | 1 | Canadian Upper-Red | Ochiltree | 11100201 | 1110020102, 1110020103 | 111002010201, 111002010301, 111002010302 | 01000014, 01000015, 01000019 | 01000001, 01000002, 01000005, 01000006 | 4.4166 | Yes | No | No | Yes | No | 01003570 | 01000251, 00000271, 01003570 | No | Watershed Planning | 250000 | No |  |  | 304 | 145 | 193 | 479 | 558 | 0 | 0 | 6.6256 | 0 | 18.1319 | Yes | No | N/A |  |  |  | No | N/A |  | N/A |  |  | No |  |  | Yes | Action aligns with goals and meets TWDB guidance | Small
39 | 011000093 | Groom City Drainage Master Plan | Perform H&H modeling, develop conceptual alternatives and OPCC, and rank projects; selected based on HMAPs | 1 | Canadian Upper-Red | Carson | 11120201, 11120301 | 1112020101, 1112030102 | 111202010104, 111203010201 | 01000294, 01000312 | 01000001, 01000002, 01000005, 01000006 | 0.72013 | Yes | No | No | Yes | No | 01003227 | 01000226, 00000271, 00000294, 01003227 | No | Watershed Planning | 250000 | No |  |  | 19 | 13 | 4 | 25 | 26 | 1 | 0 | 0.58542 | 0 | 2.1282 | Yes | No | N/A |  |  |  | No | N/A |  | N/A |  |  | No |  |  | Yes | Action aligns with goals and meets TWDB guidance | Big
40 | 011000094 | White Deer City Drainage Master Plan | Perform H&H modeling, develop conceptual alternatives and OPCC, and rank projects; selected based on HMAPs | 1 | Canadian Upper-Red | Carson | 11120301 | 1112030103 | 111203010301 | 01000316 | 01000001, 01000002, 01000005, 01000006 | 1.7492 | Yes | No | No | Yes | No | 01002837 | 01000226, 00000271, 00000294, 01002837 | No | Watershed Planning | 250000 | No |  |  | 0 | 0 | 0 | 0 | 0 | 0 | 0 | 0 | 0 | 3.0713 | Yes | No | N/A |  |  |  | No | N/A |  | N/A |  |  | No |  |  | Yes | Action aligns with goals and meets TWDB guidance | Big
41 | 011000099 | Dalhart City Drainage Master Plan | Perform H&H modeling, develop conceptual alternatives and OPCC, and rank projects; selected based on the needs analysis | 1 | Canadian Upper-Red | Hartley, Dallam | 11090103 | 1109010304 | 110901030405, 110901030406, 110901030408 | 01000797, 01000799, 01000812 | 01000001, 01000002, 01000005, 01000006 | 4.715 | Yes | No | No | Yes | No | 01002481 | 01000233, 01000248, 00000271, 00000294, 01002481 | No | Watershed Planning | 250000 | No |  |  | 887 | 698 | 1002 | 1448 | 2054 | 0 | 1 | 21.0089 | 1 | 3.9969 | Yes | No | N/A |  |  |  | No | N/A |  | N/A |  |  | No |  |  | Yes | Action aligns with goals and meets TWDB guidance | Small
42 | 011000100 | Skelleytown City Drainage Master Plan | Perform H&H modeling, develop conceptual alternatives and OPCC, and rank projects; selected based on HMAPs | 1 | Canadian Upper-Red | Carson | 11090106 | 1109010603 | 110901060302, 110901060307 | 01000043, 01000083 | 01000001, 01000002, 01000005, 01000006 | 0.4821 | No | No | No | No | No | 01003056 | 01000226, 00000271, 00000294, 01003056 | No | Watershed Planning | 250000 | No |  |  | 0 | 0 | 0 | 0 | 0 | 0 | 0 | 0 | 0 | 0 | Yes | No | N/A |  |  |  | No | N/A |  | N/A |  |  | No |  |  | Yes | Action aligns with goals and meets TWDB guidance | Big
43 | 011000101 | Panhandle City Drainage Master Plan | Perform H&H modeling, develop conceptual alternatives and OPCC, and rank projects; selected based on HMAPs | 1 | Canadian Upper-Red | Carson | 11120301 | 1112030101 | 111203010105, 111203010107 | 01000313, 01000322 | 01000001, 01000002, 01000005, 01000006 | 2.1553 | Yes | No | No | Yes | No | 01003084 | 01000226, 00000271, 00000294, 01003084 | No | Watershed Planning | 250000 | No |  |  | 14 | 2 | 53 | 6 | 55 | 3 | 0 | 0.80989 | 0 | 0.21506 | Yes | No | N/A |  |  |  | No | N/A |  | N/A |  |  | No |  |  | Yes | Action aligns with goals and meets TWDB guidance | Small
44 | 011000102 | City of Clarendon GIS Development | Develop GIS inventory and condition assessment for flood infrastructure; selected based on survey response | 1 | Canadian Upper-Red | Donley | 11120201 | 1112020102 | 111202010203, 111202010204 | 01000304, 01000305 | 01000001, 01000002 | 2.987 | Yes | No | No | Yes | No | 01002571 | 01000241, 00000271, 00000294, 01001282, 01002571 | No | Other | 50000 | No |  |  | 128 | 7 | 376 | 118 | 436 | 2 | 3 | 8.8058 | 3 | 7.4995 | No | No | N/A |  |  |  | No | N/A |  | N/A |  |  | No |  |  | Yes | Action aligns with goals and meets TWDB guidance | Small
45 | 011000104 | City of Shamrock GIS Development | Develop GIS inventory and condition assessment for flood infrastructure; selected based on survey response | 1 | Canadian Upper-Red | Wheeler | 11120302, 11120304 | 1112030201, 1112030401 | 111203020104, 111203040105 | 01000581, 01000590 | 01000001, 01000002 | 1.8571 | Yes | No | No | No | No | 01003497 | 01000245, 00000271, 00000294, 01000637, 01003497 | No | Other | 50000 | No |  |  | 0 | 0 | 0 | 0 | 0 | 0 | 0 | 0.68939 | 0 | 0.13875 | No | No | N/A |  |  |  | No | N/A |  | N/A |  |  | No |  |  | Yes | Action aligns with goals and meets TWDB guidance | Big
46 | 011000105 | City of Silverton GIS Development | Develop GIS inventory and condition assessment for flood infrastructure; selected based on survey response | 1 | Canadian Upper-Red | Briscoe | 11130103 | 1113010301 | 111301030101 | 01000350 | 01000001, 01000002 | 1.002 | No | No | No | Yes | No | 01002683 | 01000236, 00000271, 00000294, 01002683 | No | Other | 50000 | No |  |  | 0 | 0 | 0 | 0 | 0 | 0 | 0 | 0 | 0 | 0 | No | No | N/A |  |  |  | No | N/A |  | N/A |  |  | No |  |  | Yes | Action aligns with goals and meets TWDB guidance | Big
47 | 011000107 | City of Fritch GIS Development | Develop GIS inventory and condition assessment for flood infrastructure; selected based on survey response | 1 | Canadian Upper-Red | Hutchinson, Moore | 11090105, 11090106 | 1109010507, 1109010601 | 110901050707, 110901050708, 110901060105 | 01000069, 01000114, 01000150 | 01000001, 01000002 | 1.6125 | Yes | No | No | Yes | No | 01002812 | 01000231, 01000232, 00000271, 00000294, 01000312, 01002812 | No | Other | 50000 | No |  |  | 76 | 0 | 34 | 116 | 117 | 0 | 0 | 3.5939 | 0 | 5.8516 | No | No | N/A |  |  |  | No | N/A |  | N/A |  |  | No |  |  | Yes | Action aligns with goals and meets TWDB guidance | Big
48 | 011000108 | City of Seymour GIS Development | Develop GIS inventory and condition assessment for flood infrastructure; selected based on survey response. Only a small portion of the city is within the region. | 1 | Canadian Upper-Red | Baylor | 11130206 | 1113020601 | 111302060104, 111302060106 | 01000471, 01000478 | 01000001, 01000002 | 0.053686 | No | No | No | No | No | 00002942 | 00000220, 00000269, 00000294, 00002942 | No | Other | 50000 | No |  |  | 0 | 0 | 0 | 0 | 0 | 0 | 0 | 0 | 0 | 0 | No | No | N/A |  |  |  | No | N/A |  | N/A |  |  | No |  |  | Yes | Action aligns with goals and meets TWDB guidance | Small
49 | 011000109 | City of Spearman GIS Development | Develop GIS inventory and condition assessment for flood infrastructure; selected based on survey response | 1 | Canadian Upper-Red | Hansford | 11100104 | 1110010403 | 111001040311, 111001040312 | 01000193, 01000200 | 01000001, 01000002 | 1.7673 | Yes | No | No | Yes | No | 01003197 | 01000252, 00000271, 01000312, 01003197 | No | Other | 50000 | No |  |  | 1 | 0 | 2 | 1 | 2 | 0 | 0 | 0.5173 | 0 | 1.0041 | No | No | N/A |  |  |  | No | N/A |  | N/A |  |  | No |  |  | Yes | Action aligns with goals and meets TWDB guidance | Big
50 | 011000110 | City of Perryton GIS Development | Develop GIS inventory and condition assessment for flood infrastructure; selected based on survey response | 1 | Canadian Upper-Red | Ochiltree | 11100201 | 1110020102, 1110020103 | 111002010201, 111002010301, 111002010302 | 01000014, 01000015, 01000019 | 01000001, 01000002 | 4.4166 | Yes | No | No | Yes | No | 01003570 | 01000251, 00000271, 01003570 | No | Other | 50000 | No |  |  | 304 | 145 | 193 | 479 | 558 | 0 | 0 | 6.6256 | 0 | 18.1319 | No | No | N/A |  |  |  | No | N/A |  | N/A |  |  | No |  |  | Yes | Action aligns with goals and meets TWDB guidance | Big
51 | 011000111 | City of Dalhart GIS Development | Develop GIS inventory and condition assessment for flood infrastructure; selected based on survey response | 1 | Canadian Upper-Red | Hartley, Dallam | 11090103 | 1109010304 | 110901030405, 110901030406, 110901030408 | 01000797, 01000799, 01000812 | 01000001, 01000002 | 4.715 | Yes | No | No | Yes | No | 01002481 | 01000233, 01000248, 00000271, 00000294, 01002481 | No | Other | 50000 | No |  |  | 887 | 698 | 1002 | 1448 | 2054 | 0 | 1 | 21.0089 | 1 | 3.9969 | No | No | N/A |  |  |  | No | N/A |  | N/A |  |  | No |  |  | Yes | Action aligns with goals and meets TWDB guidance | Big
52 | 011000112 | City of Panhandle GIS Development | Develop GIS inventory and condition assessment for flood infrastructure; selected based on survey response | 1 | Canadian Upper-Red | Carson | 11120301 | 1112030101 | 111203010105, 111203010107 | 01000313, 01000322 | 01000001, 01000002 | 2.1553 | Yes | No | No | Yes | No | 01003084 | 01000226, 00000271, 00000294, 01003084 | No | Other | 50000 | No |  |  | 14 | 2 | 53 | 6 | 55 | 3 | 0 | 0.80989 | 0 | 0.21506 | No | No | N/A |  |  |  | No | N/A |  | N/A |  |  | No |  |  | Yes | Action aligns with goals and meets TWDB guidance | Small
53 | 011000114 | Region-Wide Dam Safety | Coordinate region-wide investigation into current dam safety status; selected based on stakeholder feedback | 1 | Canadian Upper-Red | [5 empty] | 01000007, 01000008 | 34626.1172 | Yes | No | No | Yes | No | 00000271 |  | No | Other | 1718000 | No |  |  | 11544 | 6885 | 26657 | 20374 | 41795 | 160 | 791 | 2299.4216 | 1250 | 2425093.5 | No | No |  |  |  | 010000000001, 010000000002, 010000000003, 010000000004, 010000000005, 010000000006, 010000000006 | No | N/A |  | N/A |  |  | No |  |  | Yes | Action aligns with goals and meets TWDB guidance | Big
54 | 011000181 | Clay County Drainage Master Plan | Perform H&H modeling, develop conceptual alternatives and OPCC, and rank projects; selected based on HMAPs | 1 | Canadian Upper-Red | Clay | 11130102, 11130201, 11130206, 11130209 | 1113010203, 1113020101, 1113020102, 1113020605, 1113020903, 1113020904, 1113020905 |  |  | 01000001, 01000002, 01000005, 01000006 | 985.0319 | Yes | No | No | No | No | 00000194 | 00000191, 00000194, 01000195, 00000223, 00000269, 00000294, 01001535, 01002523, 01002524, 01002547, 01002548, 01002549, 01002591, 01002651, 01003239 | No | Watershed Planning | 500000 | No |  |  | 128 | 0 | 265 | 69 | 315 | 0 | 64 | 63.8849 | 122 | 94917.5703 | Yes | Yes | Farmers-Mud BLE | 2021-07-01 | 2021-07-01 |  | No | N/A |  | N/A |  |  | No |  |  | Yes | Action aligns with goals and meets TWDB guidance | Small
55 | 011000182 | Baylor County Drainage Master Plan | Perform H&H modeling, develop conceptual alternatives and OPCC, and rank projects; selected based on HMAPs | 1 | Canadian Upper-Red | Baylor | 11130204, 11130206, 11130207, 11130209 | 1113020403, 1113020601, 1113020602, 1113020603, 1113020702, 1113020704, 1113020901 |  | 01000451, 01000471, 01000472, 01000473, 01000475, 01000478, 01000479, 01000480, 01000481, 01000484, 01000490, 01000491, 01000492, 01000499, 01000500, 01000506, 01000513, 01000514, 01000515, 01000516, 01000543, 01000544 | 01000001, 01000002, 01000005, 01000006 | 506.0905 | Yes | No | No | Yes | No | 00000220 | 01000195, 01000196, 01000203, 00000217, 00000220, 00000223, 00000269, 00000278, 00000294, 00000295, 00002942 | No | Watershed Planning | 500000 | No |  |  | 64 | 6 | 2 | 21 | 21 | 0 | 0 | 3.8699 | 0 | 45083.8711 | Yes | No | N/A |  |  |  | No | N/A |  | N/A |  |  | No |  |  | Yes | Action aligns with goals and meets TWDB guidance | Big
56 | 011000002 | Clay County FIS | Perform flood insurance study for the county and develop regulatory mapping | 1 | Canadian Upper-Red | Clay | 11130102, 11130201, 11130206, 11130209 | 1113010203, 1113020101, 1113020102, 1113020605, 1113020903, 1113020904, 1113020905 |  |  | 01000001, 01000002 | 985.0319 | Yes | No | No | No | No | 00000194 | 00000191, 00000194, 01000195, 00000223, 00000269, 00000294, 01001535, 01002523, 01002524, 01002547, 01002548, 01002549, 01002591, 01002651, 01003239 | No | Watershed Planning | 1169000 | No |  |  | 128 | 0 | 265 | 69 | 315 | 0 | 64 | 63.8849 | 122 | 94917.5703 | Yes | Yes | FEMA modelling in Lake Arrowhead, Henrietta, Petrolia, and the Red River, Farmers-Mud BLE | 2021-07-01 | 2021-07-01 |  | Yes | FEMA mapping in Lake Arrowhead, Henrietta, Petrolia, and the Red River | 2012-04-03 | FEMA |  |  | No |  |  | Yes | Action aligns with goals and meets TWDB guidance | Big
57 | 011000003 | Foard County FIS | Perform flood insurance study for the county and develop regulatory mapping | 1 | Canadian Upper-Red | Foard | 11130105, 11130204, 11130207 | 1113010501, 1113010502, 1113020402, 1113020403, 1113020701, 1113020702 |  |  | 01000001, 01000002 | 703.0524 | Yes | No | No | Yes | No | 01000196 | 01000196, 01000197, 01000203, 01000204, 00000217, 00000218, 00000220, 00000269, 00000275, 00000278, 00000294, 01001282, 01002391 | No | Watershed Planning | 749000 | No |  |  | 23 | 3 | 7 | 10 | 14 | 0 | 4 | 35.839 | 5 | 58148.1289 | Yes | Yes | FEMA modelling in Crowell | 1982-08-24 | 1982-08-24 |  | Yes | FEMA mapping in Crowell | 1982-08-24 | FEMA |  |  | No |  |  | Yes | Action aligns with goals and meets TWDB guidance | Small
58 | 011000005 | Motley County FIS | Perform flood insurance study for the county and develop regulatory mapping | 1 | Canadian Upper-Red | Motley | 11130103, 11130104, 11130204 | 1113010301, 1113010302, 1113010303, 1113010304, 1113010401, 1113010402, 1113010403, 1113010404, 1113020401 |  |  | 01000001, 01000002 | 988.0125 | Yes | No | No | Yes | No | 01000198 | 01000197, 01000198, 00000199, 00000218, 00000219, 00000221, 01000235, 01000236, 00000269, 00000271, 00000275, 00000294, 01000875, 01001282, 01002470, 01002471 | No | Watershed Planning | 974000 | No |  |  | 114 | 3 | 94 | 102 | 156 | 0 | 6 | 22.5091 | 6 | 80008.1484 | Yes | Yes | FEMA modelling in Matador and Roaring Springs | 1987-08-01 | 1987-08-01 |  | Yes | FEMA mapping in Matador and Roaring Springs | 1987-08-01 | FEMA |  |  | No |  |  | Yes | Action aligns with goals and meets TWDB guidance | Big
59 | 011000006 | Floyd County FIS | Perform flood insurance study for the county and develop regulatory mapping | 1 | Canadian Upper-Red | Floyd | 11130103, 11130104 | 1113010301, 1113010302, 1113010303, 1113010401, 1113010402 |  | 01000337, 01000339, 01000340, 01000344, 01000346, 01000347, 01000348, 01000349, 01000353, 01000355, 01000356, 01000357, 01000358, 01000373, 01000378, 01000380, 01000381, 01000382, 01000383, 01000384, 01000405, 01000407 | 01000001, 01000002 | 583.8781 | Yes | No | No | Yes | No | 00000199 | 01000198, 00000199, 00000200, 00000219, 00000221, 01000236, 00000237, 00000271, 00000275, 00000294, 00000295, 00003100 | No | Watershed Planning | 1115000 | No |  |  | 35 | 3 | 4 | 22 | 22 | 0 | 10 | 76.5831 | 37 | 26594.5234 | Yes | Yes | FEMA FAFDS | 2007-11-01 | 2007-11-01 |  | Yes | FEMA FAFDS | 2007-11-01 | Floyd County FAFDS |  |  | No |  |  | Yes | Action aligns with goals and meets TWDB guidance | Big
60 | 011000007 | Wilbarger County FIS | Perform flood insurance study for the county and develop regulatory mapping | 1 | Canadian Upper-Red | Wilbarger | 11130101, 11130102, 11130105, 11130206, 11130207 | 1113010104, 1113010106, 1113010201, 1113010202, 1113010502, 1113020601, 1113020602, 1113020702, 1113020703, 1113020704 |  |  | 01000001, 01000002 | 975.5206 | Yes | No | No | No | No | 01000203 | 01000195, 01000196, 01000203, 01000204, 00000220, 00000223, 00000269, 00000294, 01001282, 01003048, 01003325 | No | Watershed Planning | 983000 | No |  |  | 132 | 29 | 520 | 99 | 583 | 2 | 39 | 87.6218 | 45 | 101721.125 | Yes | Yes | FEMA modelling in Vernon | 2001-09-21 | 2001-09-21 |  | Yes | FEMA mapping in Vernon | 2001-09-21 | FEMA |  |  | No |  |  | Yes | Action aligns with goals and meets TWDB guidance | Small
61 | 011000008 | Hardeman County FIS | Perform flood insurance study for the county and develop regulatory mapping | 1 | Canadian Upper-Red | Hardeman | 11120105, 11130101, 11130105 | 1112010505, 1113010101, 1113010102, 1113010104, 1113010106, 1113010501, 1113010502 |  |  | 01000001, 01000002 | 695.5518 | Yes | No | No | Yes | No | 01000204 | 01000196, 01000197, 01000203, 01000204, 01000234, 00000269, 00000271, 00000294, 01001282, 01003222, 01003562 | No | Watershed Planning | 678000 | No |  |  | 43 | 3 | 64 | 133 | 157 | 0 | 6 | 54.3461 | 6 | 59006.7969 | Yes | Yes | FEMA modelling in Quanah and Chillicothe | 1982-08-24 | 1982-08-24 |  | Yes | FEMA mapping in Quanah and Chillicothe | 1982-08-24 | FEMA |  |  | No |  |  | Yes | Action aligns with goals and meets TWDB guidance | Big
62 | 011000013 | Carson County FIS | Perform flood insurance study for the county and develop regulatory mapping | 1 | Canadian Upper-Red | Carson | 11090105, 11090106, 11120103, 11120201, 11120301 | 1109010504, 1109010507, 1109010601, 1109010602, 1109010603, 1109010606, 1112010305, 1112020101, 1112030101, 1112030102, 1112030103 |  |  | 01000001, 01000002 | 925.1501 | Yes | No | No | Yes | No | 01000226 | 01000226, 01000227, 01000230, 01000231, 01000232, 01000241, 01000242, 01000243, 01000246, 00000271, 00000294, 01000312, 01002837, 01003056, 01003084, 01003227 | No | Watershed Planning | 826000 | No |  |  | 87 | 43 | 190 | 102 | 270 | 4 | 10 | 35.6021 | 12 | 43317.8945 | Yes | Yes | FEMA modelling in Groom, Panhandle, and White Deer | 1985-06-19 | 1985-06-19 |  | Yes | FEMA mapping in Groom, Panhandle, and White Deer | 1985-06-19 | FEMA |  |  | No |  |  | Yes | Action aligns with goals and meets TWDB guidance | Small
63 | 011000014 | Oldham County FIS | Perform flood insurance study for the county and develop regulatory mapping | 1 | Canadian Upper-Red | Oldham | 11080006, 11090101, 11090102, 11090105, 11120102 | 1108000609, 1109010101, 1109010102, 1109010104, 1109010105, 1109010106, 1109010107, 1109010207, 1109010501, 1109010502, 1109010503, 1112010202, 1112010203 |  |  | 01000001, 01000002 | 1502.7646 | Yes | No | No | Yes | No | 01000228 | 01000227, 01000228, 01000232, 01000233, 01000243, 01000244, 00000271, 00000294, 01000330, 01002845, 01002846 | No | Watershed Planning | 1447000 | No |  |  | 25 | 0 | 27 | 42 | 57 | 1 | 30 | 9.3896 | 30 | 95133.5547 | Yes | No | N/A |  |  | 010000000001, 010000000002, 010000000002 | Yes | FEMA mapping in Adrian | 1975-07-25 | FEMA |  |  | No |  |  | Yes | Action aligns with goals and meets TWDB guidance | Big
64 | 011000015 | Hemphill County FIS | Perform flood insurance study for the county and develop regulatory mapping | 1 | Canadian Upper-Red | Hemphill | 11090106, 11090201, 11100203, 11120302, 11130301 | 1109010606, 1109010607, 1109010608, 1109020101, 1110020301, 1112030202, 1113030101, 1113030102 |  |  | 01000001, 01000002 | 913.9838 | Yes | No | No | Yes | No | 01000229 | 01000229, 01000230, 01000245, 01000246, 01000250, 00000271, 00000294, 01000637, 01002529 | No | Watershed Planning | 887000 | No |  |  | 101 | 0 | 76 | 29 | 100 | 0 | 6 | 29.623 | 6 | 77405.3203 | Yes | Yes | FEMA modelling in Canadian | 1988-06-01 | 1988-06-01 |  | Yes | FEMA mapping in Canadian | 1988-06-01 | FEMA |  |  | No |  |  | Yes | Action aligns with goals and meets TWDB guidance | Big
65 | 011000017 | Hutchinson County FIS | Perform flood insurance study for the county and develop regulatory mapping | 1 | Canadian Upper-Red | Hutchinson | 11090105, 11090106, 11100104, 11100202 | 1109010506, 1109010507, 1109010601, 1109010602, 1109010603, 1109010604, 1110010401, 1110010402, 1110010403, 1110020201 |  |  | 01000001, 01000002 | 896.8825 | Yes | No | No | Yes | No | 01000231 | 01000226, 01000230, 01000231, 01000232, 01000247, 01000251, 01000252, 00000271, 00000294, 00000308, 01000312, 01002811, 01002812, 01002813, 01002814 | No | Watershed Planning | 895000 | No |  |  | 428 | 0 | 552 | 587 | 925 | 2 | 10 | 29.8675 | 10 | 70011.9922 | Yes | No | N/A |  |  |  | Yes | FEMA FAFDS | 1978-01-10 | Hutchinson County FAFDS |  |  | No |  |  | Yes | Action aligns with goals and meets TWDB guidance | Big
66 | 011000018 | Moore County FIS | Perform flood insurance study for the county and develop regulatory mapping | 1 | Canadian Upper-Red | Moore | 11090105, 11100104 | 1109010502, 1109010503, 1109010505, 1109010506, 1109010507, 1110010401, 1110010402 |  |  | 01000001, 01000002 | 911.4812 | Yes | No | No | Yes | No | 01000232 | 01000226, 01000227, 01000228, 01000231, 01000232, 01000233, 01000247, 01000248, 01000252, 00000271, 00000294, 01000312, 01002742, 01002743, 01002744, 01002812 | No | Watershed Planning | 835000 | No |  |  | 75 | 27 | 228 | 126 | 326 | 4 | 10 | 28.6516 | 13 | 38661.1836 | Yes | Yes | FEMA modelling in Sunray and Cactus | 1986-01-03 | 1986-01-03 |  | Yes | FEMA mapping in Sunray and Cactus | 1986-01-03 | FEMA |  |  | No |  |  | Yes | Action aligns with goals and meets TWDB guidance | Big
67 | 011000019 | Hartley County FIS | Perform flood insurance study for the county and develop regulatory mapping | 1 | Canadian Upper-Red | Hartley | 11090101, 11090102, 11090103, 11090104, 11090105, 11100103, 11100104 | 1109010101, 1109010102, 1109010106, 1109010107, 1109010203, 1109010204, 1109010205, 1109010206, 1109010207, 1109010304, 1109010305, 1109010404, 1109010501, 1109010502, 1109010505, 1110010303, 1110010401, 1110010402 |  |  | 01000001, 01000002 | 1466.1484 | Yes | No | No | Yes | No | 01000233 | 01000228, 01000232, 01000233, 01000247, 01000248, 00000271, 00000294, 01002382, 01002481 | No | Watershed Planning | 1361000 | No |  |  | 111 | 65 | 209 | 159 | 281 | 5 | 61 | 83.2156 | 63 | 91162.8672 | Yes | Yes | FEMA modelling in Dalhart | 1991-02-06 | 1991-02-06 |  | Yes | FEMA mapping in Dalhart | 1991-02-06 | FEMA |  |  | No |  |  | Yes | Action aligns with goals and meets TWDB guidance | Big
68 | 011000020 | Childress County FIS | Perform flood insurance study for the county and develop regulatory mapping | 1 | Canadian Upper-Red | Childress | 11120105, 11130101, 11130103, 11130105 | 1112010503, 1112010504, 1112010505, 1113010101, 1113010103, 1113010304, 1113010305, 1113010501 |  |  | 01000001, 01000002 | 713.0854 | Yes | No | No | Yes | No | 01000234 | 01000197, 01000204, 01000234, 01000235, 01000240, 00000269, 00000271, 00000294, 01001282, 01002513 | No | Watershed Planning | 711000 | No |  |  | 47 | 17 | 16 | 56 | 59 | 1 | 8 | 52.28 | 8 | 65435.875 | Yes | Yes | FEMA modelling in City of Childress | 1987-08-01 | 1987-08-01 |  | Yes | FEMA modelling in City of Childress | 1987-08-01 | FEMA |  |  | No |  |  | Yes | Action aligns with goals and meets TWDB guidance | Big
69 | 011000021 | Hall County FIS | Perform flood insurance study for the county and develop regulatory mapping | 1 | Canadian Upper-Red | Hall | 11120103, 11120105, 11130103 | 1112010304, 1112010306, 1112010501, 1112010502, 1112010503, 1113010303, 1113010304, 1113010305 |  |  | 01000001, 01000002 | 903.355 | Yes | No | No | Yes | No | 01000235 | 01000197, 01000198, 01000234, 01000235, 01000236, 01000240, 01000241, 00000269, 00000271, 00000275, 00000294, 01001282, 01002383, 01002384, 01002928, 01003568 | No | Watershed Planning | 892000 | No |  |  | 66 | 11 | 33 | 37 | 63 | 5 | 22 | 73.7614 | 22 | 90608.1641 | Yes | Yes | FEMA modelling in Turkey, Lakeview, Estelline, and Memphis | 1985-02-15 | 1985-02-15 |  | Yes | FEMA mapping in Turkey, Lakeview, Estelline, and Memphis | 1985-02-15 | FEMA |  |  | No |  |  | Yes | Action aligns with goals and meets TWDB guidance | Big
70 | 011000022 | Briscoe County FIS | Perform flood insurance study for the county and develop regulatory mapping | 1 | Canadian Upper-Red | Briscoe | 11120103, 11120104, 11120105, 11130103 | 1112010303, 1112010304, 1112010306, 1112010405, 1112010406, 1112010501, 1113010301, 1113010302, 1113010303 |  |  | 01000001, 01000002 | 901.3896 | Yes | No | No | Yes | No | 01000236 | 01000198, 00000199, 01000235, 01000236, 00000237, 01000241, 01000242, 00000271, 00000275, 00000294, 01000305, 01001282, 01002682, 01002683 | No | Watershed Planning | 902000 | No |  |  | 36 | 0 | 11 | 23 | 23 | 0 | 2 | 45.1019 | 2 | 64354.1523 | Yes | No | N/A |  |  |  | Yes | FEMA mapping in Quitaque | 1976-10-22 | FEMA |  |  | No |  |  | Yes | Action aligns with goals and meets TWDB guidance | Big
71 | 011000023 | Swisher County FIS | Perform flood insurance study for the county and develop regulatory mapping | 1 | Canadian Upper-Red | Swisher | 11120103, 11120104, 11130103 | 1112010302, 1112010303, 1112010402, 1112010403, 1112010404, 1112010405, 1112010406, 1113010302 |  |  | 01000001, 01000002 | 827.5086 | Yes | No | No | Yes | No | 00000237 | 00000199, 00000200, 01000236, 00000237, 00000238, 01000242, 01000243, 00000271, 00000275, 00000294, 00000295, 01000305, 01002586, 01002587, 01003041 | No | Watershed Planning | 929000 | No |  |  | 57 | 21 | 5 | 53 | 54 | 0 | 11 | 203.7043 | 15 | 40120.8594 | Yes | Yes | FEMA FAFDS | 1987-07-01 | 1987-07-01 |  | Yes | FEMA FAFDS | 1987-07-01 | Swisher County FAFDS |  |  | No |  |  | Yes | Action aligns with goals and meets TWDB guidance | Small
72 | 011000024 | Castro County FIS | Perform flood insurance study for the county and develop regulatory mapping | 1 | Canadian Upper-Red | Castro | 11120101, 11120104 | 1112010104, 1112010105, 1112010401, 1112010402, 1112010403, 1112010404 | 111201010406, 111201010407, 111201010505, 111201040101, 111201040102, 111201040103, 111201040104, 111201040105, 111201040201, 111201040202, 111201040203, 111201040204, 111201040301, 111201040302, 111201040303, 111201040304, 111201040401, 111201040402 | 01000260, 01000262, 01000263, 01000265, 01000266, 01000269, 01000271, 01000272, 01000273, 01000274, 01000275, 01000276, 01000277, 01000279, 01000281, 01000822, 01000827, 01000841 | 01000001, 01000002 | 447.3274 | Yes | No | No | Yes | No | 00000238 | 00000237, 00000238, 00000239, 01000243, 01000244, 00000271, 00000294, 00000295, 01002818 | No | Watershed Planning | 873000 | No |  |  | 44 | 3 | 8 | 26 | 29 | 0 | 8 | 74.2707 | 53 | 19990.002 | Yes | No | N/A |  |  |  | Yes | FEMA FAFDS | 1977-06-03 | Castro County FAFDS |  |  | No |  |  | Yes | Action aligns with goals and meets TWDB guidance | Big
73 | 011000025 | Parmer County FIS | Perform flood insurance study for the county and develop regulatory mapping | 1 | Canadian Upper-Red | Parmer | 11120101, 11120104 | 1112010102, 1112010103, 1112010104, 1112010105, 1112010401 | 111201010201, 111201010204, 111201010307, 111201010401, 111201010402, 111201010403, 111201010404, 111201010405, 111201010406, 111201010407, 111201010504, 111201010505, 111201040102 | 01000276, 01000818, 01000821, 01000822, 01000824, 01000825, 01000826, 01000827, 01000838, 01000840, 01000841, 01000843, 01000844 | 01000001, 01000002 | 331.4334 | Yes | No | No | Yes | No | 00000239 | 00000238, 00000239, 01000244, 00000271, 00000294, 00000295, 01003015 | No | Watershed Planning | 789000 | No |  |  | 86 | 51 | 107 | 81 | 178 | 0 | 5 | 65.6511 | 11 | 13564.4746 | Yes | Yes | FEMA modelling in Friona | 1985-06-05 | 1985-06-05 |  | Yes | FEMA mapping in Friona | 1985-06-05 | FEMA |  |  | No |  |  | Yes | Action aligns with goals and meets TWDB guidance | Small
74 | 011000026 | Collingsworth County FIS | Perform flood insurance study for the county and develop regulatory mapping | 1 | Canadian Upper-Red | Collingsworth | 11120105, 11120202, 11120304, 11130101 | 1112010502, 1112010503, 1112010504, 1112020201, 1112020202, 1112020203, 1112030401, 1112030402, 1113010103 |  |  | 01000001, 01000002 | 919.1684 | Yes | No | No | No | No | 01000240 | 01000234, 01000235, 01000240, 01000241, 01000245, 01000246, 00000271, 00000294, 01000637, 01001282, 01003419, 01003420 | No | Watershed Planning | 909000 | No |  |  | 105 | 15 | 107 | 52 | 136 | 5 | 5 | 65.5017 | 5 | 75245.8516 | Yes | Yes | FEMA modelling in Wellington | 1989-04-03 | 1989-04-03 |  | Yes | FEMA mapping in Wellington | 1989-04-03 | FEMA |  |  | No |  |  | Yes | Action aligns with goals and meets TWDB guidance | Big
75 | 011000027 | Donley County FIS | Perform flood insurance study for the county and develop regulatory mapping | 1 | Canadian Upper-Red | Donley | 11120103, 11120105, 11120201, 11120202, 11120301, 11120304 | 1112010304, 1112010306, 1112010502, 1112010503, 1112010504, 1112020101, 1112020102, 1112020201, 1112030102, 1112030401 |  |  | 01000001, 01000002 | 932.9891 | Yes | No | No | Yes | No | 01000241 | 01000226, 01000235, 01000236, 01000240, 01000241, 01000242, 01000245, 01000246, 00000271, 00000294, 01001282, 01002569, 01002571, 01002579 | No | Watershed Planning | 957000 | No |  |  | 219 | 18 | 525 | 168 | 629 | 2 | 9 | 46.0732 | 9 | 76552.1719 | Yes | Yes | FEMA modelling in Clarendon and Howardwick | 1986-08-19 | 1986-08-19 |  | Yes | FEMA mapping in Clarendon and Howardwick | 1986-08-19 | FEMA |  |  | No |  |  | Yes | Action aligns with goals and meets TWDB guidance | Big
76 | 011000028 | Armstrong County FIS | Perform flood insurance study for the county and develop regulatory mapping | 1 | Canadian Upper-Red | Armstrong | 11120103, 11120201, 11120301 | 1112010301, 1112010302, 1112010303, 1112010304, 1112010305, 1112010306, 1112020101, 1112030102 |  |  | 01000001, 01000002 | 911.958 | Yes | No | No | Yes | No | 01000242 | 01000226, 01000227, 01000236, 00000237, 01000241, 01000242, 01000243, 01000246, 00000271, 00000294, 01001282, 01003436 | No | Watershed Planning | 863000 | No |  |  | 24 | 0 | 3 | 13 | 13 | 0 | 14 | 25.4017 | 27 | 56990.4961 | Yes | No | N/A |  |  |  | Yes | FEMA mapping in Claude | 1976-08-13 | FEMA |  |  | No |  |  | Yes | Action aligns with goals and meets TWDB guidance | Big
77 | 011000029 | Deaf Smith County FIS | Perform flood insurance study for the county and develop regulatory mapping | 1 | Canadian Upper-Red | Deaf Smith | 11090101, 11120101, 11120102, 11120104 | 1109010103, 1109010104, 1109010105, 1109010107, 1112010102, 1112010104, 1112010105, 1112010106, 1112010201, 1112010202, 1112010203, 1112010401, 1112010403 |  |  | 01000001, 01000002 | 1497.9174 | Yes | No | No | Yes | No | 01000244 | 01000227, 01000228, 00000238, 00000239, 01000243, 01000244, 00000271, 00000294, 01000330, 01000572, 01002643 | No | Watershed Planning | 1283000 | No |  |  | 120 | 45 | 271 | 153 | 388 | 0 | 18 | 76.4337 | 25 | 54135.2969 | Yes | Yes | FEMA modelling in Hereford | 1988-06-01 | 1988-06-01 | 010000000001, 010000000002 | Yes | FEMA mapping in Hereford | 1988-06-01 | FEMA |  |  | No |  |  | Yes | Action aligns with goals and meets TWDB guidance | Small
78 | 011000030 | Wheeler County FIS | Perform flood insurance study for the county and develop regulatory mapping | 1 | Canadian Upper-Red | Wheeler | 11120202, 11120301, 11120302, 11120304, 11130301 | 1112020201, 1112030102, 1112030201, 1112030202, 1112030203, 1112030401, 1113030101, 1113030102 |  |  | 01000001, 01000002 | 916.0082 | Yes | No | No | Yes | No | 01000245 | 01000229, 01000230, 01000240, 01000241, 01000245, 01000246, 00000271, 00000294, 01000637, 01001282, 01003342, 01003497, 01003498 | No | Watershed Planning | 892000 | No |  |  | 191 | 71 | 154 | 210 | 338 | 4 | 4 | 65.0614 | 4 | 70021.9609 | Yes | Yes | FEMA modelling in Shamrock, Wheeler, and Mobeetie | 2007-04-01 | 2007-04-01 |  | Yes | FEMA mapping in Shamrock, Wheeler, and Mobeetie | 2007-04-01 | FEMA |  |  | No |  |  | Yes | Action aligns with goals and meets TWDB guidance | Small
79 | 011000032 | Dallam County FIS | Perform flood insurance study for the county and develop regulatory mapping | 1 | Canadian Upper-Red | Dallam | 11090102, 11090103, 11090104, 11100101, 11100103, 11100104 | 1109010205, 1109010301, 1109010302, 1109010303, 1109010304, 1109010305, 1109010403, 1109010404, 1110010106, 1110010108, 1110010301, 1110010302, 1110010303, 1110010304, 1110010401 |  |  | 01000001, 01000002 | 1510.4535 | Yes | No | No | Yes | No | 01000248 | 01000232, 01000233, 01000247, 01000248, 00000271, 00000294, 01002481, 01002728 | No | Watershed Planning | 1297000 | No |  |  | 890 | 656 | 871 | 1401 | 1951 | 2 | 22 | 177.9454 | 22 | 91033.7891 | Yes | Yes | FEMA modelling in Dalhart | 1991-02-06 | 1991-02-06 |  | Yes | FEMA mapping in Dalhart | 1991-02-06 | FEMA |  |  | No |  |  | Yes | Action aligns with goals and meets TWDB guidance | Big
80 | 011000033 | Lipscomb County FIS | Perform flood insurance study for the county and develop regulatory mapping | 1 | Canadian Upper-Red | Lipscomb | 11090106, 11090201, 11100201, 11100202, 11100203 | 1109010607, 1109010608, 1109020101, 1110020102, 1110020103, 1110020104, 1110020106, 1110020202, 1110020203, 1110020301, 1110020302, 1110020304 |  |  | 01000001, 01000002 | 936.3109 | Yes | No | No | Yes | No | 01000250 | 01000229, 01000230, 01000250, 01000251, 00000271, 00000294, 01002768, 01003547, 01003548, 01003565 | No | Watershed Planning | 924000 | No |  |  | 100 | 9 | 33 | 78 | 80 | 0 | 6 | 20.3205 | 6 | 66275.2031 | Yes | Yes | FEMA modelling in Darrouzett and Booker | 1990-04-16 | 1990-04-16 |  | Yes | FEMA mapping in Darrouzett and Booker | 1990-04-16 | FEMA |  |  | No |  |  | Yes | Action aligns with goals and meets TWDB guidance | Big
81 | 011000034 | Ochiltree County FIS | Perform flood insurance study for the county and develop regulatory mapping | 1 | Canadian Upper-Red | Ochiltree | 11090106, 11100102, 11100104, 11100201, 11100202 | 1109010604, 1109010605, 1109010607, 1110010205, 1110010405, 1110020101, 1110020102, 1110020103, 1110020105, 1110020201, 1110020202, 1110020203 |  |  | 01000001, 01000002 | 922.5165 | Yes | No | No | Yes | No | 01000251 | 01000230, 01000231, 01000250, 01000251, 01000252, 00000271, 00000294, 01000312, 01003565, 01003570 | No | Watershed Planning | 859000 | No |  |  | 369 | 161 | 244 | 533 | 658 | 1 | 1 | 30.9173 | 1 | 48149.8555 | Yes | Yes | FEMA modelling in Booker | 1990-04-16 | 1990-04-16 |  | Yes | FEMA mapping in Booker | 1990-04-16 | FEMA |  |  | No |  |  | Yes | Action aligns with goals and meets TWDB guidance | Big
82 | 011000035 | Hansford County FIS | Perform flood insurance study for the county and develop regulatory mapping | 1 | Canadian Upper-Red | Hansford | 11090106, 11100103, 11100104, 11100202 | 1109010604, 1110010304, 1110010305, 1110010401, 1110010402, 1110010403, 1110010404, 1110010405, 1110020201 |  |  | 01000001, 01000002 | 923.9304 | Yes | No | No | Yes | No | 01000252 | 01000230, 01000231, 01000232, 01000247, 01000251, 01000252, 00000271, 00000294, 01000312, 01003197, 01003335 | No | Watershed Planning | 841000 | No |  |  | 38 | 5 | 18 | 36 | 44 | 9 | 19 | 15.9778 | 19 | 44978.0625 | Yes | Yes | FEMA modelling in Gruver and Spearman | 1987-09-04 | 1987-09-04 |  | Yes | FEMA mapping in Gruver and Spearman | 1987-09-04 | FEMA |  |  | No |  |  | Yes | Action aligns with goals and meets TWDB guidance | Small
83 | 011000036 | Cooke County FIS | Update flood insurance study for the county and develop regulatory mapping | 1 | Canadian Upper-Red | Cooke | 11130201 | 1113020105, 1113020107 | 111302010508, 111302010701, 111302010702, 111302010703, 111302010704, 111302010705, 111302010707, 111302010708 | 01000608, 01000609, 01000614, 01000615, 01000625, 01000626, 01000627, 01000635 | 01000001, 01000002 | 177.101 | Yes | No | No | No | No | 00000189 | 00000189, 00000191, 00000269, 00000277, 00000294, 00001281, 00003204, 00003210 | No | Watershed Planning | 917000 | No |  |  | 54 | 25 | 15 | 81 | 81 | 0 | 13 | 8.4499 | 40 | 20721.4727 | Yes | Yes | Cooke County FIS, Farmers-Mud BLE | 2021-07-01 | 2021-07-01 |  | Yes | Cooke County FIS | 2008-01-16 | Cooke County FIS |  |  | No |  |  | Yes | Action aligns with goals and meets TWDB guidance | Big
84 | 011000037 | Montague County FIS | Update flood insurance study for the county and develop regulatory mapping | 1 | Canadian Upper-Red | Montague | 11130201, 11130209, 12030103 | 1113020102, 1113020105, 1113020107, 1113020905, 1203010301 |  | 01000525, 01000545, 01000607, 01000608, 01000610, 01000611, 01000612, 01000613, 01000614, 01000618, 01000619, 01000622, 01000624, 01000625, 01000628, 01000629, 01000630, 01000631, 01000632, 01000633, 01000634 | 01000001, 01000002 | 529.4276 | Yes | No | No | No | No | 00000191 | 00000189, 00000191, 00000194, 00000269, 00000277, 00000294, 00000338, 00000345, 01000581, 00001216, 00002797, 00003042, 01003043 | No | Watershed Planning | 981000 | No |  |  | 255 | 150 | 84 | 375 | 394 | 0 | 53 | 36.5724 | 136 | 49720.9531 | Yes | Yes | Montague County FIS, Farmers-Mud BLE | 2021-07-01 | 2021-07-01 |  | Yes | Montague County FIS | 2011-08-16 | Montague County FIS |  |  | No |  |  | Yes | Action aligns with goals and meets TWDB guidance | Big
85 | 011000038 | Wichita County FIS | Update flood insurance study for the county and develop regulatory mapping | 1 | Canadian Upper-Red | Wichita | 11130102, 11130206, 11130207, 11130209 | 1113010201, 1113010202, 1113010203, 1113020602, 1113020603, 1113020604, 1113020605, 1113020704, 1113020905 |  |  | 01000001, 01000002 | 617.2584 | Yes | No | No | Yes | No | 01000195 | 00000194, 01000195, 01000203, 00000220, 00000223, 00000269, 00000294, 01001522, 01001535, 01002977, 01003048, 01003049, 01003050, 01003331, 01003332, 01003496 | No | Watershed Planning | 643000 | No |  |  | 3986 | 2926 | 10515 | 7494 | 15949 | 72 | 170 | 193.1241 | 267 | 49700.4141 | Yes | Yes | Wichita County FIS | 1989-01-01 | 1989-01-01 | 010000000005, 010000000006 | Yes | Wichita County FIS | 2010-02-03 | Wichita County FIS |  |  | No |  |  | Yes | Action aligns with goals and meets TWDB guidance | Small
86 | 011000039 | Hale County FIS | Update flood insurance study for the county and develop regulatory mapping | 1 | Canadian Upper-Red | Hale | 11120104, 11130103 | 1112010406, 1113010302 | 111201040602, 111301030202 | 01000287, 01000356 | 01000001, 01000002 | 7.0406 | Yes | No | No | Yes | No | 00000200 | 00000199, 00000200, 00000237, 00000271, 00000275, 00000294, 00000295 | No | Watershed Planning | 1076000 | No |  |  | 0 | 0 | 0 | 0 | 0 | 0 | 0 | 2.4688 | 0 | 228.8639 | Yes | Yes | Hale County FIS | 2009-01-01 | 2009-01-01 |  | Yes | Hale County FIS | 2011-02-18 | Hale County FIS |  |  | No |  |  | Yes | Action aligns with goals and meets TWDB guidance | Big
87 | 011000040 | Potter County FIS | Update flood insurance study for the county and develop regulatory mapping | 1 | Canadian Upper-Red | Potter | 11090105, 11120102, 11120103, 11120301 | 1109010502, 1109010503, 1109010504, 1109010507, 1112010203, 1112010301, 1112010305, 1112030101 |  |  | 01000001, 01000002 | 922.8308 | Yes | No | No | Yes | No | 01000227 | 01000226, 01000227, 01000228, 01000232, 01000242, 01000243, 01000244, 00000271, 00000294, 00000308, 01000312, 01000330, 01000671, 01002770, 01003101 | No | Watershed Planning | 929000 | No |  |  | 1083 | 812 | 7035 | 2492 | 8889 | 13 | 14 | 78.9782 | 14 | 53184.332 | Yes | Yes | Potter County FIS | 2006-01-01 | 2006-01-01 | 010000000001, 010000000002, 010000000003, 010000000004 | Yes | Potter County FIS | 2010-06-04 | Potter County FIS |  |  | No |  |  | Yes | Action aligns with goals and meets TWDB guidance | Big
88 | 011000041 | Randall County FIS | Update flood insurance study for the county and develop regulatory mapping | 1 | Canadian Upper-Red | Randall | 11090105, 11120101, 11120102, 11120103, 11120104, 11120301 | 1109010503, 1112010106, 1112010201, 1112010202, 1112010203, 1112010301, 1112010302, 1112010305, 1112010403, 1112030101 |  |  | 01000001, 01000002 | 922.2506 | Yes | No | No | Yes | No | 01000243 | 01000226, 01000227, 01000228, 00000237, 00000238, 01000242, 01000243, 01000244, 00000271, 00000294, 00000308, 01000330, 01000385, 01002770, 01003041, 01003057, 01003058, 01003426, 01003427 | No | Watershed Planning | 872000 | No |  |  | 1781 | 1476 | 3176 | 4663 | 6820 | 21 | 20 | 152.6842 | 20 | 32847.9297 | Yes | Yes | Randall County FIS | 2006-01-01 | 2006-01-01 | 010000000001, 010000000002, 010000000003, 010000000004 | Yes | Randall County FIS | 2010-06-04 | Randall County FIS |  |  | No |  |  | Yes | Action aligns with goals and meets TWDB guidance | Big
89 | 011000042 | Gray County FIS | Update flood insurance study for the county and develop regulatory mapping | 1 | Canadian Upper-Red | Gray | 11090106, 11120201, 11120301, 11120302, 11120304, 11130301 | 1109010603, 1109010604, 1109010606, 1112020101, 1112020102, 1112030102, 1112030103, 1112030201, 1112030202, 1112030401, 1113030101 |  |  | 01000001, 01000002 | 930.6279 | Yes | No | No | Yes | No | 01000246 | 01000226, 01000229, 01000230, 01000240, 01000241, 01000242, 01000245, 01000246, 00000271, 00000294, 00000308, 01000637, 01000694, 01001282, 01002426, 01002659, 01003129 | No | Watershed Planning | 908000 | No |  |  | 295 | 161 | 1104 | 497 | 1429 | 2 | 14 | 49.3628 | 14 | 63862.5547 | Yes | Yes | Gray County FIS | 2009-01-01 | 2009-01-01 |  | Yes | Gray County FIS | 2010-11-04 | Gray County FIS |  |  | No |  |  | Yes | Action aligns with goals and meets TWDB guidance | Small
90 | 011000043 | Cooke County Drainage Master Plan | Perform H&H modeling, develop conceptual alternatives and OPCC, and rank projects; selected based on HMAPs | 1 | Canadian Upper-Red | Cooke | 11130201 | 1113020105, 1113020107 | 111302010508, 111302010701, 111302010702, 111302010703, 111302010704, 111302010705, 111302010707, 111302010708 | 01000608, 01000609, 01000614, 01000615, 01000625, 01000626, 01000627, 01000635 | 01000001, 01000002, 01000005, 01000006 | 177.101 | Yes | No | No | No | No | 00000189 | 00000189, 00000191, 00000269, 00000277, 00000294, 00001281, 00003204, 00003210 | No | Watershed Planning | 500000 | No |  |  | 54 | 25 | 15 | 81 | 81 | 0 | 13 | 8.4499 | 40 | 20721.4727 | Yes | Yes | Cooke County FIS, Farmers-Mud BLE | 2021-07-01 | 2021-07-01 |  | Yes | Cooke County FIS | 2008-01-16 | Cooke County FIS |  |  | No |  |  | Yes | Action aligns with goals and meets TWDB guidance | Big
91 | 011000044 | Montague County Drainage Master Plan | Perform H&H modeling, develop conceptual alternatives and OPCC, and rank projects; selected based on HMAPs | 1 | Canadian Upper-Red | Montague | 11130201, 11130209, 12030103 | 1113020102, 1113020105, 1113020107, 1113020905, 1203010301 |  | 01000525, 01000545, 01000607, 01000608, 01000610, 01000611, 01000612, 01000613, 01000614, 01000618, 01000619, 01000622, 01000624, 01000625, 01000628, 01000629, 01000630, 01000631, 01000632, 01000633, 01000634 | 01000001, 01000002, 01000005, 01000006 | 529.4276 | Yes | No | No | No | No | 00000191 | 00000189, 00000191, 00000194, 00000269, 00000277, 00000294, 00000338, 00000345, 01000581, 00001216, 00002797, 00003042, 01003043 | No | Watershed Planning | 500000 | No |  |  | 255 | 150 | 84 | 375 | 394 | 0 | 53 | 36.5724 | 136 | 49720.9531 | Yes | Yes | Montague County FIS, Farmers-Mud BLE | 2021-07-01 | 2021-07-01 |  | Yes | Montague County FIS | 2011-08-16 | Montague County FIS |  |  | No |  |  | Yes | Action aligns with goals and meets TWDB guidance | Big
92 | 011000048 | Archer County Drainage Master Plan | Perform H&H modeling, develop conceptual alternatives and OPCC, and rank projects; survey responses report issues with rivers, creeks, tributaries, and functioning floodplains | 1 | Canadian Upper-Red | Archer | 11130206, 11130209 | 1113020602, 1113020603, 1113020604, 1113020901, 1113020902, 1113020903, 1113020905 |  |  | 01000001, 01000002, 01000005, 01000006 | 787.826 | Yes | No | No | Yes | No | 00000223 | 00000185, 00000194, 01000195, 01000203, 00000220, 00000223, 00000269, 00000294, 00000295, 01001522, 01001535, 01002591, 00002650, 01002651, 01003479, 01003495, 01003496 | No | Watershed Planning | 500000 | No |  |  | 188 | 68 | 63 | 249 | 262 | 0 | 76 | 36.5882 | 153 | 77039.7891 | Yes | Yes | Archer County FIS, Archer County BLE | 2018-01-01 | 2018-01-01 | 010000000005, 010000000006 | Yes | Archer County FIS | 2021-02-12 | Archer County FIS |  |  | No |  |  | Yes | Action aligns with goals and meets TWDB guidance | Small
93 | 011000050 | Potter County Drainage Master Plan | Perform H&H modeling, develop conceptual alternatives and OPCC, and rank projects; selected based on HMAPs | 1 | Canadian Upper-Red | Potter | 11090105, 11120102, 11120103, 11120301 | 1109010502, 1109010503, 1109010504, 1109010507, 1112010203, 1112010301, 1112010305, 1112030101 |  |  | 01000001, 01000002, 01000005, 01000006 | 922.8308 | Yes | No | No | Yes | No | 01000227 | 01000226, 01000227, 01000228, 01000232, 01000242, 01000243, 01000244, 00000271, 00000294, 00000308, 01000312, 01000330, 01000671, 01002770, 01003101 | No | Watershed Planning | 500000 | No |  |  | 1083 | 812 | 7035 | 2492 | 8889 | 13 | 14 | 78.9782 | 14 | 53184.332 | Yes | Yes | Potter County FIS | 2006-01-01 | 2006-01-01 | 010000000001, 010000000002, 010000000003, 010000000004 | Yes | Potter County FIS | 2010-06-04 | Potter County FIS |  |  | No |  |  | Yes | Action aligns with goals and meets TWDB guidance | Small
94 | 011000057 | Randall County Drainage Master Plan | Perform H&H modeling, develop conceptual alternatives and OPCC, and rank projects; selected based on HMAPs | 1 | Canadian Upper-Red | Randall | 11090105, 11120101, 11120102, 11120103, 11120104, 11120301 | 1109010503, 1112010106, 1112010201, 1112010202, 1112010203, 1112010301, 1112010302, 1112010305, 1112010403, 1112030101 |  |  | 01000001, 01000002, 01000005, 01000006 | 922.2506 | Yes | No | No | Yes | No | 01000243 | 01000226, 01000227, 01000228, 00000237, 00000238, 01000242, 01000243, 01000244, 00000271, 00000294, 00000308, 01000330, 01000385, 01002770, 01003041, 01003057, 01003058, 01003426, 01003427 | No | Watershed Planning | 500000 | No |  |  | 1781 | 1476 | 3176 | 4663 | 6820 | 21 | 20 | 152.6842 | 20 | 32847.9297 | Yes | Yes | Randall County FIS | 2006-01-01 | 2006-01-01 | 010000000001, 010000000002, 010000000003, 010000000004 | Yes | Randall County FIS | 2010-06-04 | Randall County FIS |  |  | No |  |  | Yes | Action aligns with goals and meets TWDB guidance | Big
95 | 011000065 | Lake Tanglewood City Drainage Master Plan | Perform H&H modeling, develop conceptual alternatives and OPCC, and rank projects; selected based on HMAPs and the needs analysis | 1 | Canadian Upper-Red | Randall | 11120103 | 1112010301 | 111201030103 | 01000257 | 01000001, 01000002, 01000005, 01000006 | 1.7876 | Yes | No | No | Yes | No | 01003427, 01000243 | 01000243, 00000271, 00000294, 01003057, 01003427 | No | Watershed Planning | 250000 | No |  |  | 121 | 101 | 62 | 296 | 297 | 19 | 0 | 0.46627 | 0 | 7.4024 | Yes | Yes | Randall County FIS | 2006-01-01 | 2006-01-01 |  | Yes | Randall County FIS | 2010-06-04 | Randall County FIS |  |  | No |  |  | Yes | Action aligns with goals and meets TWDB guidance | Small
96 | 011000066 | Palisades City Drainage Master Plan | Perform H&H modeling, develop conceptual alternatives and OPCC, and rank projects; selected based on the needs analysis and survey responses reporting issues with rivers, creeks, tributaries, and functioning floodplains | 1 | Canadian Upper-Red | Randall | 11120103 | 1112010301 | 111201030102, 111201030103 | 01000212, 01000257 | 01000001, 01000002, 01000005, 01000006 | 0.52117 | Yes | No | No | Yes | No | 01003057, 01000243 | 01000243, 00000271, 00000294, 01003057, 01003058 | No | Watershed Planning | 250000 | No |  |  | 45 | 31 | 9 | 73 | 73 | 1 | 1 | 1.539 | 1 | 0.45273 | Yes | Yes | Randall County FIS | 2006-01-01 | 2006-01-01 | 010000000001, 010000000002 | Yes | Randall County FIS | 2010-06-04 | Randall County FIS |  |  | No |  |  | Yes | Action aligns with goals and meets TWDB guidance | Small
97 | 011000068 | Windthorst City Drainage Master Plan | Perform H&H modeling, develop conceptual alternatives and OPCC, and rank projects; selected based on HMAPs | 1 | Canadian Upper-Red | Clay, Archer | 11130209 | 1113020903 | 111302090301, 111302090302 | 01000520, 01000530 | 01000001, 01000002, 01000005, 01000006 | 2.3352 | Yes | No | No | No | No | 01002591 | 00000194, 00000223, 00000269, 00000294, 01002591 | No | Watershed Planning | 250000 | No |  |  | 0 | 0 | 0 | 0 | 0 | 0 | 0 | 0 | 0 | 0.59399 | Yes | Yes | Archer County FIS, Archer County BLE | 2018-01-01 | 2018-01-01 |  | Yes | Archer County FIS | 2021-02-12 | Archer County FIS |  |  | No |  |  | Yes | Action aligns with goals and meets TWDB guidance | Small
98 | 011000070 | Cashion City Drainage Master Plan | Perform H&H modeling, develop conceptual alternatives and OPCC, and rank projects; selected based on the needs analysis | 1 | Canadian Upper-Red | Wichita | 11130102, 11130206 | 1113010203, 1113020605 | 111301020304, 111302060501 | 01000468, 01000597 | 01000001, 01000002, 01000005, 01000006 | 1.8495 | Yes | No | No | No | No | 01003332 | 01000195, 00000269, 00000294, 01002977, 01003332 | No | Watershed Planning | 250000 | No |  |  | 0 | 0 | 0 | 0 | 0 | 0 | 0 | 0.24694 | 0 | 5.8499 | Yes | Yes | Wichita County FIS | 1989-01-01 | 1989-01-01 |  | Yes | Wichita County FIS | 2010-02-03 | Wichita County FIS |  |  | No |  |  | Yes | Action aligns with goals and meets TWDB guidance | Big
99 | 011000072 | Pampa City Drainage Master Plan | Perform H&H modeling, develop conceptual alternatives and OPCC, and rank projects; selected based on the needs analysis | 1 | Canadian Upper-Red | Gray | 11090106, 11120301 | 1109010606, 1112030103 | 110901060601, 110901060602, 111203010303 | 01000101, 01000102, 01000327 | 01000001, 01000002, 01000005, 01000006 | 8.92 | Yes | No | No | Yes | No | 01002426 | 01000246, 00000271, 00000294, 00000308, 01000694, 01002426 | No | Watershed Planning | 250000 | No |  |  | 148 | 118 | 989 | 337 | 1214 | 0 | 1 | 5.971 | 1 | 12.042 | Yes | Yes | Gray County FIS | 2009-01-01 | 2009-01-01 |  | Yes | Gray County FIS | 2010-11-04 | Gray County FIS |  |  | No |  |  | Yes | Action aligns with goals and meets TWDB guidance | Small
100 | 011000073 | Pleasant Valley City Drainage Master Plan | Perform H&H modeling, develop conceptual alternatives and OPCC, and rank projects; selected based on the needs analysis and survey responses reporting issues with rivers, creeks, tributaries, and functioning floodplains | 1 | Canadian Upper-Red | Wichita | 11130206 | 1113020604 | 111302060406, 111302060407 | 01000476, 01000483 | 01000001, 01000002, 01000005, 01000006 | 2.5508 | Yes | No | No | No | No | 01003049 | 01000195, 00000269, 00000294, 01001535, 01003049, 01003331 | No | Watershed Planning | 250000 | No |  |  | 93 | 75 | 73 | 216 | 248 | 0 | 1 | 0.80622 | 3 | 13.7136 | Yes | Yes | Wichita County FIS | 1989-01-01 | 1989-01-01 | 010000000005, 010000000006 | Yes | Wichita County FIS | 2010-02-03 | Wichita County FIS |  |  | No |  |  | Yes | Action aligns with goals and meets TWDB guidance | Small
101 | 011000076 | Holliday City Drainage Master Plan | Perform H&H modeling, develop conceptual alternatives and OPCC, and rank projects; selected based on HMAPs and the needs analysis | 1 | Canadian Upper-Red | Archer | 11130206 | 1113020603, 1113020604 | 111302060302, 111302060303, 111302060405 | 01000477, 01000484, 01000489 | 01000001, 01000002, 01000005, 01000006 | 2.5315 | Yes | No | No | No | No | 01003495 | 00000223, 00000269, 00000294, 01003495 | No | Watershed Planning | 250000 | No |  |  | 4 | 2 | 1 | 4 | 4 | 0 | 0 | 0.93592 | 0 | 5.2117 | Yes | Yes | Archer County FIS, Archer County BLE | 2018-01-01 | 2018-01-01 | 010000000005, 010000000006 | Yes | Archer County FIS | 2021-02-12 | Archer County FIS |  |  | No |  |  | Yes | Action aligns with goals and meets TWDB guidance | Big
102 | 011000079 | Scotland City Drainage Master Plan | Perform H&H modeling, develop conceptual alternatives and OPCC, and rank projects; selected based on HMAPs | 1 | Canadian Upper-Red | Clay, Archer | 11130209 | 1113020902, 1113020903 | 111302090207, 111302090208, 111302090301, 111302090302, 111302090304 | 01000520, 01000527, 01000529, 01000530, 01000531 | 01000001, 01000002, 01000005, 01000006 | 10.0202 | Yes | No | No | No | No | 01002651 | 00000194, 00000223, 00000269, 00000294, 01002651 | No | Watershed Planning | 250000 | No |  |  | 0 | 0 | 0 | 0 | 0 | 0 | 1 | 0.46883 | 1 | 27.2509 | Yes | Yes | Archer County FIS, Archer County BLE | 2018-01-01 | 2018-01-01 |  | Yes | Archer County FIS | 2021-02-12 | Archer County FIS |  |  | No |  |  | Yes | Action aligns with goals and meets TWDB guidance | Big
103 | 011000080 | Lefors City Drainage Master Plan | Perform H&H modeling, develop conceptual alternatives and OPCC, and rank projects; selected based on survey responses reporting issues with rivers, creeks, tributaries, and functioning floodplains | 1 | Canadian Upper-Red | Gray | 11120301 | 1112030103 | 111203010305 | 01000332 | 01000001, 01000002, 01000005, 01000006 | 0.33 | Yes | No | No | No | No | 01002659 | 01000246, 00000271, 00000294, 01002659 | No | Watershed Planning | 250000 | No |  |  | 18 | 13 | 5 | 28 | 28 | 0 | 0 | 0.7029 | 0 | 0.83949 | Yes | Yes | Gray County FIS | 2009-01-01 | 2009-01-01 |  | Yes | Gray County FIS | 2010-11-04 | Gray County FIS |  |  | No |  |  | Yes | Action aligns with goals and meets TWDB guidance | Big
104 | 011000081 | Burkburnett City Drainage Master Plan | Perform H&H modeling, develop conceptual alternatives and OPCC, and rank projects; selected based on the needs analysis | 1 | Canadian Upper-Red | Wichita | 11130102 | 1113010203 | 111301020302, 111301020304, 111301020305 | 01000593, 01000597, 01000602 | 01000001, 01000002, 01000005, 01000006 | 11.1109 | Yes | No | No | No | No | 01002977 | 01000195, 00000269, 00000294, 01002977 | No | Watershed Planning | 250000 | No |  |  | 47 | 37 | 35 | 96 | 105 | 0 | 7 | 6.8584 | 9 | 183.7919 | Yes | Yes | Wichita County FIS | 1989-01-01 | 1989-01-01 |  | Yes | Wichita County FIS | 2010-02-03 | Wichita County FIS |  |  | No |  |  | Yes | Action aligns with goals and meets TWDB guidance | Big
105 | 011000082 | Amarillo City Drainage Master Plan | Perform H&H modeling, develop conceptual alternatives and OPCC, and rank projects. Update existing drainage mater plan. | 1 | Canadian Upper-Red | Potter, Randall | 11090105, 11120103, 11120301 | 1109010503, 1109010504, 1112010301, 1112030101 | 110901050308, 110901050309, 110901050402, 111201030101, 111201030102, 111201030106, 111201030107, 111203010101, 111203010102 | 01000110, 01000121, 01000124, 01000211, 01000212, 01000215, 01000220, 01000323, 01000325 | 01000001, 01000002, 01000005, 01000006 | 101.6017 | Yes | No | No | Yes | No | 01002770, 01000243 | 01000227, 01000243, 00000271, 00000294, 00000308, 01002770 | No | Watershed Planning | 1000000 | Yes | Randall, Amarillo | 250000 | 1703 | 1382 | 8883 | 4674 | 12344 | 7 | 6 | 102.8803 | 6 | 212.7554 | Yes | Yes | Potter County FIS, Randall County FIS, City of Amarillo DMP Rain on Grid Model | 2006-01-01 | 2006-01-01 | 010000000001, 010000000002, 010000000003, 010000000004 | Yes | Potter County FIS, Randall County FIS | 2010-06-04 | Potter County FIS, Randall County FIS |  |  | No |  |  | Yes | Action aligns with goals and meets TWDB guidance | Small
106 | 011000083 | Nocona City Drainage Master Plan | Perform H&H modeling, develop conceptual alternatives and OPCC, and rank projects; selected based on survey responses | 1 | Canadian Upper-Red | Montague | 11130201 | 1113020102, 1113020105 | 111302010209, 111302010502 | 01000610, 01000632 | 01000001, 01000002, 01000005, 01000006 | 2.6829 | Yes | No | No | No | No | 01003043 | 00000191, 00000269, 00000294, 01000581, 01003043 | No | Watershed Planning | 250000 | No |  |  | 3 | 1 | 21 | 7 | 26 | 0 | 0 | 0.0035906 | 0 | 0.83247 | Yes | Yes | Montague County FIS, Farmers-Mud BLE | 2021-07-01 | 2021-07-01 |  | Yes | Montague County FIS | 2011-08-16 | Montague County FIS |  |  | No |  |  | Yes | Action aligns with goals and meets TWDB guidance | Big
107 | 011000089 | Iowa Park City Drainage Master Plan | Perform H&H modeling, develop conceptual alternatives and OPCC, and rank projects; selected based on survey responses and the needs analysis | 1 | Canadian Upper-Red | Wichita | 11130206 | 1113020604 | 111302060404, 111302060406 | 01000470, 01000476 | 01000001, 01000002, 01000005, 01000006 | 4.4649 | Yes | No | No | No | No | 01003050 | 01000195, 00000269, 00000294, 01001535, 01003050 | No | Watershed Planning | 250000 | Yes | Wichita | 62500 | 121 | 106 | 35 | 177 | 181 | 0 | 2 | 5.1718 | 2 | 41.7138 | Yes | Yes | Wichita County FIS | 1989-01-01 | 1989-01-01 |  | Yes | Wichita County FIS | 2010-02-03 | Wichita County FIS |  |  | No |  |  | Yes | Action aligns with goals and meets TWDB guidance | Big
108 | 011000092 | Megargel City Drainage Master Plan | Perform H&H modeling, develop conceptual alternatives and OPCC, and rank projects; selected based on HMAPs | 1 | Canadian Upper-Red | Archer | 11130209 | 1113020901 | 111302090105 | 01000514 | 01000001, 01000002, 01000005, 01000006 | 0.44443 | No | No | No | No | No | 00002650 | 00000223, 00000269, 00000294, 00002650 | No | Watershed Planning | 250000 | No |  |  | 0 | 0 | 0 | 0 | 0 | 0 | 0 | 0 | 0 | 0 | Yes | Yes | Archer County FIS, Archer County BLE | 2018-01-01 | 2018-01-01 |  | Yes | Archer County FIS | 2021-02-12 | Archer County FIS |  |  | No |  |  | Yes | Action aligns with goals and meets TWDB guidance | Big
109 | 011000095 | Timbercreek Canyon City Drainage Master Plan | Perform H&H modeling, develop conceptual alternatives and OPCC, and rank projects; selected based on the needs analysis | 1 | Canadian Upper-Red | Randall | 11120103 | 1112010301 | 111201030102, 111201030103 | 01000212, 01000257 | 01000001, 01000002, 01000005, 01000006 | 1.3795 | Yes | No | No | Yes | No | 01003058, 01000243 | 01000243, 00000271, 00000294, 01003057, 01003058 | No | Watershed Planning | 250000 | Yes | Randall, Timbercreek Canyon | 37500 | 19 | 16 | 3 | 36 | 36 | 1 | 0 | 0.73952 | 0 | 0.16218 | Yes | Yes | Randall County FIS | 2006-01-01 | 2006-01-01 | 010000000001, 010000000002 | Yes | Randall County FIS | 2010-06-04 | Randall County FIS |  |  | No |  |  | Yes | Action aligns with goals and meets TWDB guidance | Big
110 | 011000096 | Electra City Drainage Master Plan | Perform H&H modeling, develop conceptual alternatives and OPCC, and rank projects; selected based on the needs analysis | 1 | Canadian Upper-Red | Wichita | 11130102, 11130206, 11130207 | 1113010202, 1113020604, 1113020704 | 111301020203, 111302060403, 111302070402 | 01000488, 01000496, 01000594 | 01000001, 01000002, 01000005, 01000006 | 2.8797 | Yes | No | No | No | No | 01003048 | 01000195, 00000269, 00000294, 01003048 | No | Watershed Planning | 250000 | No |  |  | 7 | 2 | 11 | 7 | 17 | 0 | 0 | 1.7328 | 0 | 13.3934 | Yes | Yes | Wichita County FIS | 1989-01-01 | 1989-01-01 |  | Yes | Wichita County FIS | 2010-02-03 | Wichita County FIS |  |  | No |  |  | Yes | Action aligns with goals and meets TWDB guidance | Small
111 | 011000097 | Lakeside City City Drainage Master Plan | Perform H&H modeling, develop conceptual alternatives and OPCC, and rank projects; selected based on HMAPs and the needs analysis | 1 | Canadian Upper-Red | Wichita, Archer | 11130206 | 1113020603 | 111302060303 | 01000477 | 01000001, 01000002, 01000005, 01000006 | 0.63841 | Yes | No | No | Yes | No | 01003496 | 01000195, 00000223, 00000269, 00000294, 01003496 | No | Watershed Planning | 250000 | No |  |  | 22 | 19 | 9 | 39 | 39 | 0 | 0 | 0.0053947 | 0 | 3.1279 | Yes | Yes | Archer County FIS, Wichita County FIS, Archer County BLE | 2018-01-01 | 2018-01-01 | 010000000005, 010000000006 | Yes | Archer County FIS, Wichita County FIS | 2021-02-12 | Archer County FIS, Wichita County FIS |  |  | No |  |  | Yes | Action aligns with goals and meets TWDB guidance | Big
112 | 011000098 | Wichita Falls City Drainage Master Plan | Perform H&H modeling, develop conceptual alternatives and OPCC, and rank projects. Update existing drainage mater plan. Selected based on survey responses and needs analysis. | 1 | Canadian Upper-Red | Wichita | 11130206, 11130209 | 1113020603, 1113020604, 1113020605, 1113020905 | 111302060303, 111302060304, 111302060406, 111302060407, 111302060501, 111302090502, 111302090503 | 01000468, 01000476, 01000477, 01000483, 01000487, 01000537, 01000538 | 01000001, 01000002, 01000005, 01000006 | 71.5644 | Yes | No | No | Yes | No | 01003331 | 01000195, 00000269, 00000294, 01001535, 01003049, 01003331 | No | Watershed Planning | 1000000 | Yes | Wichita Falls | 1000000 | 3091 | 2262 | 9885 | 5982 | 14057 | 51 | 46 | 121.3751 | 53 | 43.7072 | Yes | Yes | Wichita County FIS | 1989-01-01 | 1989-01-01 | 010000000005, 010000000006 | Yes | Wichita County FIS | 2010-02-03 | Wichita County FIS |  |  | No |  |  | Yes | Action aligns with goals and meets TWDB guidance | Big
113 | 011000103 | City of Palisades GIS Development | Develop GIS inventory and condition assessment for flood infrastructure; selected based on survey response | 1 | Canadian Upper-Red | Randall | 11120103 | 1112010301 | 111201030102, 111201030103 | 01000212, 01000257 | 01000001, 01000002 | 0.52117 | Yes | No | No | Yes | No | 01003057, 01000243 | 01000243, 00000271, 00000294, 01003057, 01003058 | No | Other | 50000 | No |  |  | 45 | 31 | 9 | 73 | 73 | 1 | 1 | 1.539 | 1 | 0.45273 | No | Yes | Randall County FIS | 2006-01-01 | 2006-01-01 | 010000000001, 010000000002 | Yes | Randall County FIS | 2010-06-04 | Randall County FIS |  |  | No |  |  | Yes | Action aligns with goals and meets TWDB guidance | Big
114 | 011000106 | City of Lefors GIS Development | Develop GIS inventory and condition assessment for flood infrastructure; selected based on survey response | 1 | Canadian Upper-Red | Gray | 11120301 | 1112030103 | 111203010305 | 01000332 | 01000001, 01000002 | 0.33 | Yes | No | No | No | No | 01002659 | 01000246, 00000271, 00000294, 01002659 | No | Other | 50000 | No |  |  | 18 | 13 | 5 | 28 | 28 | 0 | 0 | 0.7029 | 0 | 0.83949 | No | Yes | Gray County FIS | 2009-01-01 | 2009-01-01 |  | Yes | Gray County FIS | 2010-11-04 | Gray County FIS |  |  | No |  |  | Yes | Action aligns with goals and meets TWDB guidance | Big
115 | 011000113 | Potter County GIS Development | Develop GIS inventory and condition assessment for flood infrastructure; selected based on survey response | 1 | Canadian Upper-Red | Potter | 11090105, 11120102, 11120103, 11120301 | 1109010502, 1109010503, 1109010504, 1109010507, 1112010203, 1112010301, 1112010305, 1112030101 |  |  | 01000001, 01000002 | 922.8308 | Yes | No | No | Yes | No | 01000227 | 01000226, 01000227, 01000228, 01000232, 01000242, 01000243, 01000244, 00000271, 00000294, 00000308, 01000312, 01000330, 01000671, 01002770, 01003101 | No | Other | 50000 | No |  |  | 1083 | 812 | 7035 | 2492 | 8889 | 13 | 14 | 78.9782 | 14 | 53184.332 | No | Yes | Potter County FIS | 2006-01-01 | 2006-01-01 | 010000000001, 010000000002, 010000000003, 010000000004 | Yes | Potter County FIS | 2010-06-04 | Potter County FIS |  |  | No |  |  | Yes | Action aligns with goals and meets TWDB guidance | Big
116 | 011000115 | Farmers Creek Watershed Authority Dam Evaluation | Investigate survey responses of deficient or non-functioning flood protection dams | 1 | Canadian Upper-Red | Montague | 11130201 | 1113020102, 1113020105, 1113020107 | 111302010209, 111302010502, 111302010504, 111302010505, 111302010506, 111302010507, 111302010508, 111302010701 | 01000607, 01000608, 01000610, 01000613, 01000625, 01000632, 01000633, 01000634,01000896 | 01000007, 01000008 | 120.9721 | Yes | No | No | No | No | 00000345 | 00000191, 00000269, 00000294, 00000338, 00000345 | No | Other | 517000 | No |  |  | 197 | 128 | 50 | 303 | 303 | 0 | 14 | 8.372 | 34 | 9501.7227 | Yes | Yes | Montague County FIS, Farmers-Mud BLE | 2021-07-01 | 2021-07-01 |  | Yes | Montague County FIS | 2011-08-16 | Montague County FIS |  |  | No |  |  | Yes | Action aligns with goals and meets TWDB guidance | Big
117 | 011000116 | East Amarillo Creek Project Planning - St. Francis Ave. Tributary Channel Reach (City of Amarillo) | Evaluate project to quantify benefits, evaluate impacts and begin design. Improvements include installing 5-barrel, 5'x3' concrete boxes, and improving the channel. Project identified from 2019 Amarillo DMP. | 1 | Canadian Upper-Red | Potter | 11090105 | 1109010504 | 110901050402 | 01000110,01000897 | 01000003, 01000004 | 18.9769 | Yes | No | No | No | No | 01002770 | 01000227, 00000271, 00000294, 00000308, 01002770 | No | Project Planning | 250000 | Yes | Amarillo | 84375 | 198 | 151 | 102 | 351 | 395 | 1 | 0 | 10.7206 | 0 | 181.9886 | Yes | Yes | Potter County FIS, City of Amarillo DMP Rain on Grid Model | 2006-01-01 | 2006-01-01 |  | Yes | Potter County FIS | 2010-06-04 | Potter County FIS |  |  | No |  |  | Yes | Action aligns with goals and meets TWDB guidance | Big
118 | 011000117 | East Amarillo Creek Project Planning - Echo Street Tributary Channel Reach (City of Amarillo) | Evaluate project to quantify benefits, evaluate impacts and begin design. Improvements include replacing it with a concrete box, installing additional concrete boxes, raising the road, and improving the channel. Project identified from 2019 Amarillo DMP. | 1 | Canadian Upper-Red | Potter | 11090105 | 1109010504 | 110901050402 | 01000110,01000897 | 01000003, 01000004 | 18.9786 | Yes | No | No | No | No | 01002770 | 01000227, 00000271, 00000294, 00000308, 01002770 | No | Project Planning | 250000 | Yes | Amarillo | 112500 | 198 | 151 | 102 | 351 | 395 | 1 | 0 | 10.7206 | 0 | 181.9886 | Yes | Yes | Potter County FIS, City of Amarillo DMP Rain on Grid Model | 2006-01-01 | 2006-01-01 |  | Yes | Potter County FIS | 2010-06-04 | Potter County FIS |  |  | No |  |  | Yes | Action aligns with goals and meets TWDB guidance | Big
119 | 011000118 | Comanche Drainage Channel (City of Amarillo) | Evaluate project to quantify benefits, evaluate impacts and begin design. Improvements to Comanche Drainage Channel. Project identified from 2019 Amarillo DMP. | 1 | Canadian Upper-Red | Randall | 11120103 | 1112010301 | 111201030106 | 01000215,01000898 | 01000003, 01000004 | 10.8175 | Yes | No | No | Yes | No | 01002770, 01000243 | 01000243, 00000271, 00000294, 00000308, 01002770 | No | Project Planning | 250000 | Yes | Randall, Amarillo | 109000 | 14 | 8 | 19 | 22 | 35 | 0 | 0 | 4.2095 | 0 | 223.8859 | Yes | Yes | Randall County FIS, City of Amarillo DMP Rain on Grid Model | 2006-01-01 | 2006-01-01 | 010000000001, 010000000002, 010000000003, 010000000004 | Yes | Randall County FIS | 2010-06-04 | Randall County FIS |  |  | No |  |  | Yes | Action aligns with goals and meets TWDB guidance | Big
120 | 011000119 | Culverts: Various Locations (City of Amarillo) | Evaluate project to quantify benefits, evaluate impacts and begin design. Improvements to culverts. Project identified from 2019 Amarillo DMP. | 1 | Canadian Upper-Red | Potter | 11090105 | 1109010504 | 110901050402 | 01000110,01000897 | 01000003, 01000004 | 18.9786 | Yes | No | No | No | No | 01002770 | 01000227, 00000271, 00000294, 00000308, 01002770 | No | Project Planning | 250000 | Yes | Amarillo | 618250 | 198 | 151 | 102 | 351 | 395 | 1 | 0 | 10.7206 | 0 | 181.9886 | Yes | Yes | Potter County FIS, City of Amarillo DMP Rain on Grid Model | 2006-01-01 | 2006-01-01 |  | Yes | Potter County FIS | 2010-06-04 | Potter County FIS |  |  | No |  |  | Yes | Action aligns with goals and meets TWDB guidance | Big
121 | 011000120 | West Amarillo Creek Project Planning - Amarillo Country Club Channel Reach (City of Amarillo) | Evaluate project to quantify benefits, evaluate impacts and begin design. Improvement includes installing and replacing concrete boxes, improving the channel, and replacing 2 driveway structures. Project identified from 2019 Amarillo DMP. | 1 | Canadian Upper-Red | Potter | 11090105 | 1109010503 | 110901050308 | 01000121,01000899 | 01000003, 01000004 | 10.1536 | Yes | No | No | No | No | 01002770 | 01000227, 00000271, 00000294, 00000308, 01002770 | No | Project Planning | 250000 | Yes | Amarillo | 141000 | 69 | 60 | 43 | 159 | 165 | 0 | 2 | 3.3075 | 2 | 123.9034 | Yes | Yes | Potter County FIS, City of Amarillo DMP Rain on Grid Model | 2006-01-01 | 2006-01-01 | 010000000001, 010000000002 | Yes | Potter County FIS | 2010-06-04 | Potter County FIS |  |  | No |  |  | Yes | Action aligns with goals and meets TWDB guidance | Big
122 | 011000121 | West Amarillo Creek Project Planning - Partridge/Cloud Crest Channel Reach (City of Amarillo) | Evaluate project to quantify benefits, evaluate impacts and begin design. Improvements to West Amarillo Creek Study Area - Partridge/Cloud Crest Channel Reach. Project identified from 2019 Amarillo DMP. | 1 | Canadian Upper-Red | Potter | 11090105 | 1109010503 | 110901050308 | 01000121,01000900 | 01000003, 01000004 | 11.1123 | Yes | No | No | No | No | 01002770 | 01000227, 00000271, 00000294, 00000308, 01002770 | No | Project Planning | 250000 | Yes | Amarillo | 142750 | 48 | 37 | 1864 | 190 | 1974 | 1 | 2 | 4.9524 | 2 | 187.6237 | Yes | Yes | Potter County FIS, City of Amarillo DMP Rain on Grid Model | 2006-01-01 | 2006-01-01 | 010000000001, 010000000002 | Yes | Potter County FIS | 2010-06-04 | Potter County FIS |  |  | No |  |  | Yes | Action aligns with goals and meets TWDB guidance | Big
123 | 011000122 | Quail Creek Channel from Plum Creek Storm Channel Reach (City of Amarillo) | Evaluate project to quantify benefits, evaluate impacts and begin design. Improvements to Quail Creek Channel from Plum Creek Storm Channel Reach. Project identified from 2019 Amarillo DMP. | 1 | Canadian Upper-Red | Potter | 11090105 | 1109010503 | 110901050308 | 01000121,01000900 | 01000003, 01000004 | 11.1123 | Yes | No | No | No | No | 01002770 | 01000227, 00000271, 00000294, 00000308, 01002770 | No | Project Planning | 250000 | Yes | Amarillo | 87500 | 48 | 37 | 1864 | 190 | 1974 | 1 | 2 | 4.9524 | 2 | 187.6237 | Yes | Yes | Potter County FIS, City of Amarillo DMP Rain on Grid Model | 2006-01-01 | 2006-01-01 | 010000000001, 010000000002 | Yes | Potter County FIS | 2010-06-04 | Potter County FIS |  |  | No |  |  | Yes | Action aligns with goals and meets TWDB guidance | Big
124 | 011000123 | East Amarillo Creek Project Planning - Lower East Amarillo Creek Channel Reach (City of Amarillo) | Evaluate project to quantify benefits, evaluate impacts and begin design. Replace four arch CMP and improve channels. Project identified from 2019 Amarillo DMP. | 1 | Canadian Upper-Red | Potter | 11090105 | 1109010504 | 110901050402 | 01000110,01000897 | 01000003, 01000004 | 18.9786 | Yes | No | No | No | No | 01002770 | 01000227, 00000271, 00000294, 00000308, 01002770 | No | Project Planning | 250000 | Yes | Amarillo | 396000 | 198 | 151 | 102 | 351 | 395 | 1 | 0 | 10.7206 | 0 | 181.9886 | Yes | Yes | Potter County FIS, City of Amarillo DMP Rain on Grid Model | 2006-01-01 | 2006-01-01 |  | Yes | Potter County FIS | 2010-06-04 | Potter County FIS |  |  | No |  |  | Yes | Action aligns with goals and meets TWDB guidance | Big
125 | 011000124 | East Amarillo Creek Project Planning - Hastings Ave. to River Road Channel Reach (City of Amarillo) | Evaluate project to quantify benefits, evaluate impacts and begin design. Improvements include installing additional concrete boxes, a reinforced concrete bridge, and improving the channel. Project identified from 2019 Amarillo DMP. | 1 | Canadian Upper-Red | Potter | 11090105 | 1109010504 | 110901050402 | 01000110,01000897 | 01000003, 01000004 | 18.9786 | Yes | No | No | No | No | 01002770 | 01000227, 00000271, 00000294, 00000308, 01002770 | No | Project Planning | 250000 | Yes | Amarillo | 588000 | 198 | 151 | 102 | 351 | 395 | 1 | 0 | 10.7206 | 0 | 181.9886 | Yes | Yes | Potter County FIS, City of Amarillo DMP Rain on Grid Model | 2006-01-01 | 2006-01-01 |  | Yes | Potter County FIS | 2010-06-04 | Potter County FIS |  |  | No |  |  | Yes | Action aligns with goals and meets TWDB guidance | Big
126 | 011000125 | East Amarillo Creek Project Planning - Valley Park Tributary Channel Reach (City of Amarillo) | Evaluate project to quantify benefits, evaluate impacts and begin design. Improvements include modifying and installing concrete boxes, raising roads, and improving channels. Project identified from 2019 Amarillo DMP. | 1 | Canadian Upper-Red | Potter | 11090105 | 1109010504 | 110901050402 | 01000110,01000897 | 01000003, 01000004 | 18.9786 | Yes | No | No | No | No | 01002770 | 01000227, 00000271, 00000294, 00000308, 01002770 | No | Project Planning | 250000 | Yes | Amarillo | 201500 | 198 | 151 | 102 | 351 | 395 | 1 | 0 | 10.7206 | 0 | 181.9886 | Yes | Yes | Potter County FIS, City of Amarillo DMP Rain on Grid Model | 2006-01-01 | 2006-01-01 |  | Yes | Potter County FIS | 2010-06-04 | Potter County FIS |  |  | No |  |  | Yes | Action aligns with goals and meets TWDB guidance | Big
127 | 011000126 | SE 34th/ Grand at Comanche Golf Course Channel (City of Amarillo) | Evaluate project to quantify benefits, evaluate impacts and begin design. Improvements to SE 34th/ Grand at Comanche Golf Course Channel. Project identified from 2019 Amarillo DMP. | 1 | Canadian Upper-Red | Randall | 11120103 | 1112010301 | 111201030106 | 01000215,01000898 | 01000003, 01000004 | 10.8175 | Yes | No | No | Yes | No | 01002770, 01000243 | 01000243, 00000271, 00000294, 00000308, 01002770 | No | Project Planning | 250000 | Yes | Randall, Amarillo | 165250 | 14 | 8 | 19 | 22 | 35 | 0 | 0 | 4.2095 | 0 | 223.8859 | Yes | Yes | Randall County FIS, City of Amarillo DMP Rain on Grid Model | 2006-01-01 | 2006-01-01 | 010000000001, 010000000002, 010000000003, 010000000004 | Yes | Randall County FIS | 2010-06-04 | Randall County FIS |  |  | No |  |  | Yes | Action aligns with goals and meets TWDB guidance | Big
128 | 011000127 | West Amarillo Creek Project Planning - Westcliff Channel Reach (City of Amarillo) | Evaluate project to quantify benefits, evaluate impacts and begin design. Improvements include 2 additional 36" RCP at Kouba Drive and improving channel from W. 9th Ave to Kouba Dr. Project identified from 2019 Amarillo DMP. | 1 | Canadian Upper-Red | Potter | 11090105 | 1109010503 | 110901050308 | 01000121,01000899 | 01000003, 01000004 | 10.1536 | Yes | No | No | No | No | 01002770 | 01000227, 00000271, 00000294, 00000308, 01002770 | No | Project Planning | 250000 | Yes | Amarillo | 73750 | 69 | 60 | 43 | 159 | 165 | 0 | 2 | 3.3075 | 2 | 123.9034 | Yes | Yes | Potter County FIS, City of Amarillo DMP Rain on Grid Model | 2006-01-01 | 2006-01-01 | 010000000001, 010000000002 | Yes | Potter County FIS | 2010-06-04 | Potter County FIS |  |  | No |  |  | Yes | Action aligns with goals and meets TWDB guidance | Big
129 | 011000128 | West Amarillo Creek Project Planning - Wolfin Avenue Channel Reach (City of Amarillo) | Evaluate project to quantify benefits, evaluate impacts and begin design. Improvements include additional RCPs, installing concrete boxes, improving channel, and installing RCP with inlet and outlet structure. Project identified from 2019 Amarillo DMP. | 1 | Canadian Upper-Red | Potter | 11090105 | 1109010503 | 110901050308 | 01000121,01000900 | 01000003, 01000004 | 11.1123 | Yes | No | No | No | No | 01002770 | 01000227, 00000271, 00000294, 00000308, 01002770 | No | Project Planning | 250000 | Yes | Amarillo | 577500 | 48 | 37 | 1864 | 190 | 1974 | 1 | 2 | 4.9524 | 2 | 187.6237 | Yes | Yes | Potter County FIS, City of Amarillo DMP Rain on Grid Model | 2006-01-01 | 2006-01-01 | 010000000001, 010000000002 | Yes | Potter County FIS | 2010-06-04 | Potter County FIS |  |  | No |  |  | Yes | Action aligns with goals and meets TWDB guidance | Big
130 | 011000129 | West Amarillo Creek Project Planning - Tascosa/Westwood Channel Reach (City of Amarillo) | Evaluate project to quantify benefits, evaluate impacts and begin design. Improvements to West Amarillo Creek Study Area - Tascosa/Westwood Channel Reach. Project identified from 2019 Amarillo DMP. | 1 | Canadian Upper-Red | Potter | 11090105 | 1109010503 | 110901050308 | 01000121,01000899 | 01000003, 01000004 | 10.1536 | Yes | No | No | No | No | 01002770 | 01000227, 00000271, 00000294, 00000308, 01002770 | No | Project Planning | 250000 | Yes | Amarillo | 160500 | 69 | 60 | 43 | 159 | 165 | 0 | 2 | 3.3075 | 2 | 123.9034 | Yes | Yes | Potter County FIS, City of Amarillo DMP Rain on Grid Model | 2006-01-01 | 2006-01-01 | 010000000001, 010000000002 | Yes | Potter County FIS | 2010-06-04 | Potter County FIS |  |  | No |  |  | Yes | Action aligns with goals and meets TWDB guidance | Big
131 | 011000130 | East Amarillo Creek Project Planning - Ross Rogers Tributary Channel Reach (City of Amarillo) | Evaluate project to quantify benefits, evaluate impacts and begin design. Improvements include replacing arch CMP with concrete boxes, raising roads, and installing an additional concrete box. Project identified from 2019 Amarillo DMP. | 1 | Canadian Upper-Red | Potter | 11090105 | 1109010504 | 110901050402 | 01000110,01000897 | 01000003, 01000004 | 18.9786 | Yes | No | No | No | No | 01002770 | 01000227, 00000271, 00000294, 00000308, 01002770 | No | Project Planning | 250000 | Yes | Amarillo | 129250 | 198 | 151 | 102 | 351 | 395 | 1 | 0 | 10.7206 | 0 | 181.9886 | Yes | Yes | Potter County FIS, City of Amarillo DMP Rain on Grid Model | 2006-01-01 | 2006-01-01 |  | Yes | Potter County FIS | 2010-06-04 | Potter County FIS |  |  | No |  |  | Yes | Action aligns with goals and meets TWDB guidance | Big
132 | 011000131 | Playa No. 14 Project Planning - Diamond Horseshoe Lake (City of Amarillo) | Evaluate project to quantify benefits, evaluate impacts and begin design. Proposed improvement include new 750 GMP pumping station with 8" suction line, and new 8" force main. Project identified from 2019 Amarillo DMP. | 1 | Canadian Upper-Red | Randall | 11120103 | 1112010301 | 111201030101 | 01000211,01000912 | 01000003, 01000004 | 1.6834 | Yes | No | No | No | No | 01002770, 01000243 | 01000243, 00000271, 00000294, 00000308, 01002770 | No | Project Planning | 250000 | Yes | Randall, Amarillo | 136750 | 5 | 4 | 2 | 12 | 12 | 0 | 0 | 2.0975 | 0 | 0 | Yes | Yes | Randall County FIS, City of Amarillo DMP Rain on Grid Model | 2006-01-01 | 2006-01-01 | 010000000001, 010000000002 | Yes | Randall County FIS | 2010-06-04 | Randall County FIS |  |  | No |  |  | Yes | Action aligns with goals and meets TWDB guidance | Big
133 | 011000132 | Playa No. 7 Project Planning (City of Amarillo) | Evaluate project to quantify benefits, evaluate impacts and begin design. Proposed improvements include excavating 100,000 CY, add new 3,000 GPM pumping station withsuction line, and add new force main. Project identified from 2019 Amarillo DMP. | 1 | Canadian Upper-Red | Randall | 11120103 | 1112010301 | 111201030101 | 01000211,01000901 | 01000003, 01000004 | 2.8539 | Yes | No | No | Yes | No | 01002770, 01000243 | 01000243, 00000271, 00000294, 00000308, 01002770 | No | Project Planning | 250000 | Yes | Randall, Amarillo | 247750 | 31 | 21 | 36 | 58 | 81 | 0 | 0 | 2.1458 | 0 | 19.1234 | Yes | Yes | Randall County FIS, City of Amarillo DMP Rain on Grid Model | 2006-01-01 | 2006-01-01 | 010000000001, 010000000002 | Yes | Randall County FIS | 2010-06-04 | Randall County FIS |  |  | No |  |  | Yes | Action aligns with goals and meets TWDB guidance | Big
134 | 011000133 | McCarty Lake Project Planning (City of Amarillo) | Evaluate project to quantify benefits, evaluate impacts and begin design. Excavate 900,000 CY. Raise street and install equalization culverts. Add new pumping station with suction line, and add new force main. Project identified from 2019 Amarillo DMP. | 1 | Canadian Upper-Red | Randall | 11120103 | 1112010301 | 111201030101 | 01000211,01000902 | 01000003, 01000004 | 6.2939 | Yes | No | No | Yes | No | 01002770, 01000243 | 01000243, 00000271, 00000294, 00000308, 01002770 | No | Project Planning | 382000 | Yes | Randall, Amarillo | 2007335 | 200 | 172 | 189 | 680 | 750 | 0 | 0 | 12.7928 | 0 | 53.635 | Yes | Yes | Randall County FIS, City of Amarillo DMP Rain on Grid Model | 2006-01-01 | 2006-01-01 | 010000000001, 010000000002 | Yes | Randall County FIS | 2010-06-04 | Randall County FIS |  |  | No |  |  | Yes | Action aligns with goals and meets TWDB guidance | Big
135 | 011000134 | Willow Grove Project Planning (City of Amarillo) | Evaluate project to quantify benefits, evaluate impacts and begin design. Excavate ~5,000 CY to El. 3564.0 to connect two playa chambers. Add new 500 GPM pumping station with 8" suction line and 6" force main. Project identified from 2019 Amarillo DMP. | 1 | Canadian Upper-Red | Randall | 11120103 | 1112010301 | 111201030102 | 01000212,01000903 | 01000003, 01000004 | 1.679 | Yes | No | No | No | No | 01002770, 01000243 | 01000243, 00000271, 00000294, 00000308, 01002770 | No | Project Planning | 250000 | Yes | Randall, Amarillo | 233500 | 238 | 222 | 339 | 730 | 859 | 0 | 0 | 3.9518 | 0 | 0 | Yes | Yes | Randall County FIS, City of Amarillo DMP Rain on Grid Model | 2006-01-01 | 2006-01-01 | 010000000001, 010000000002 | Yes | Randall County FIS | 2010-06-04 | Randall County FIS |  |  | No |  |  | Yes | Action aligns with goals and meets TWDB guidance | Big
136 | 011000135 | Bennett Lake Project Planning (City of Amarillo) | Evaluate project to quantify benefits, evaluate impacts and begin design. Excavate 140,000 CY, add new 5,000 GPM pumping station with suction line, add several force mains at various sizes. Project identified from 2019 Amarillo DMP. | 1 | Canadian Upper-Red | Randall | 11120103 | 1112010301 | 111201030101 | 01000211,01000904 | 01000003, 01000004 | 1.3334 | Yes | No | No | No | No | 01002770, 01000243 | 01000243, 00000271, 00000294, 00000308, 01002770 | No | Project Planning | 556000 | Yes | Randall, Amarillo | 2917681 | 49 | 21 | 438 | 133 | 525 | 0 | 0 | 2.8702 | 0 | 0 | Yes | Yes | Randall County FIS, City of Amarillo DMP Rain on Grid Model | 2006-01-01 | 2006-01-01 | 010000000001, 010000000002 | Yes | Randall County FIS | 2010-06-04 | Randall County FIS |  |  | No |  |  | Yes | Action aligns with goals and meets TWDB guidance | Big
137 | 011000136 | Lawrence Lake Project Planning (City of Amarillo) | Evaluate project to quantify benefits, evaluate impacts and begin design. Add new 3,000 GMP pumps at both pumps, replace 15" PV with 20", and replace 16" STL with 24". Project identified from 2019 Amarillo DMP. | 1 | Canadian Upper-Red | Potter | 11120103 | 1112010301 | 111201030101 | 01000211,01000905 | 01000003, 01000004 | 9.129 | Yes | No | No | No | No | 01002770 | 01000227, 00000271, 00000294, 00000308, 01002770 | No | Project Planning | 250000 | Yes | Amarillo | 644000 | 133 | 111 | 626 | 323 | 864 | 1 | 0 | 19.0873 | 0 | 0 | Yes | Yes | Potter County FIS, City of Amarillo DMP Rain on Grid Model | 2006-01-01 | 2006-01-01 | 010000000001, 010000000002, 010000000003, 010000000004 | Yes | Potter County FIS | 2010-06-04 | Potter County FIS |  |  | No |  |  | Yes | Action aligns with goals and meets TWDB guidance | Small
138 | 011000137 | Playa No. 34 Project Planning (City of Amarillo) | Evaluate project to quantify benefits, evaluate impacts and begin design. Improvements include adding an outfall channel. Project identified from 2019 Amarillo DMP. | 1 | Canadian Upper-Red | Potter, Randall | 11120103 | 1112010301 | 111201030107 | 01000220,01000906 | 01000003, 01000004 | 4.0506 | Yes | No | No | Yes | No | 01002770, 01000243 | 01000227, 01000243, 00000271, 00000294, 00000308, 01002770 | No | Project Planning | 250000 | Yes | Randall, Amarillo | 118250 | 5 | 5 | 1 | 13 | 13 | 0 | 0 | 1.5876 | 0 | 133.694 | Yes | Yes | Potter County FIS, Randall County FIS, City of Amarillo DMP Rain on Grid Model | 2006-01-01 | 2006-01-01 |  | Yes | Potter County FIS, Randall County FIS | 2010-06-04 | Potter County FIS, Randall County FIS |  |  | No |  |  | Yes | Action aligns with goals and meets TWDB guidance | Big
139 | 011000138 | Wild Horse Lake Project Planning (City of Amarillo) | Evaluate project to quantify benefits, evaluate impacts and begin design. Improvements include adding a 30" relief culvert and a new junction box w/ flap gate. Project identified from 2019 Amarillo DMP. | 1 | Canadian Upper-Red | Potter | 11090105 | 1109010504 | 110901050402 | 01000110,01000907 | 01000003, 01000004 | 3.7383 | Yes | No | No | Yes | No | 01002770 | 01000227, 00000271, 00000294, 00000308, 01002770 | No | Project Planning | 250000 | Yes | Amarillo | 99750 | 30 | 4 | 295 | 5 | 297 | 1 | 0 | 2.0734 | 0 | 0 | Yes | Yes | Potter County FIS, City of Amarillo DMP Rain on Grid Model | 2006-01-01 | 2006-01-01 | 010000000001, 010000000002, 010000000003, 010000000004 | Yes | Potter County FIS | 2010-06-04 | Potter County FIS |  |  | No |  |  | Yes | Action aligns with goals and meets TWDB guidance | Big
140 | 011000139 | West Amarillo Creek Project Planning - AISD/B I-40/MediPark (City of Amarillo) | Evaluate project to quantify benefits, evaluate impacts and begin design. Improvements to West Amarillo Creek Study Area - AISD/B I-40/MediPark. Project identified from 2019 Amarillo DMP. | 1 | Canadian Upper-Red | Potter | 11090105 | 1109010503 | 110901050308 | 01000121,01000900 | 01000003, 01000004 | 11.1123 | Yes | No | No | No | No | 01002770 | 01000227, 00000271, 00000294, 00000308, 01002770 | No | Project Planning | 250000 | Yes | Amarillo | 383250 | 48 | 37 | 1864 | 190 | 1974 | 1 | 2 | 4.9524 | 2 | 187.6237 | Yes | Yes | Potter County FIS, City of Amarillo DMP Rain on Grid Model | 2006-01-01 | 2006-01-01 | 010000000001, 010000000002 | Yes | Potter County FIS | 2010-06-04 | Potter County FIS |  |  | No |  |  | Yes | Action aligns with goals and meets TWDB guidance | Big
141 | 011000140 | East Amarillo Creek Project Planning - North Bolton St. Storm Sewer (City of Amarillo) | Evaluate project to quantify benefits, evaluate impacts and begin design. Improvements include adding 1 new 42" RCP and 2 new 48" RCP. Project identified from 2019 Amarillo DMP. | 1 | Canadian Upper-Red | Potter | 11090105 | 1109010504 | 110901050402 | 01000110,01000897 | 01000003, 01000004 | 18.9786 | Yes | No | No | No | No | 01002770 | 01000227, 00000271, 00000294, 00000308, 01002770 | No | Project Planning | 250000 | Yes | Amarillo | 166250 | 198 | 151 | 102 | 351 | 395 | 1 | 0 | 10.7206 | 0 | 181.9886 | Yes | Yes | Potter County FIS, City of Amarillo DMP Rain on Grid Model | 2006-01-01 | 2006-01-01 |  | Yes | Potter County FIS | 2010-06-04 | Potter County FIS |  |  | No |  |  | Yes | Action aligns with goals and meets TWDB guidance | Big
142 | 011000141 | McCarty Lake Project Planning - Fulton/ Hampton Storm Sewer (City of Amarillo) | Evaluate project to quantify benefits, evaluate impacts and begin design. Improvements to McCarty Lake Study Area - Fulton/ Hampton Storm Sewer. Project identified from 2019 Amarillo DMP. | 1 | Canadian Upper-Red | Randall | 11120103 | 1112010301 | 111201030101 | 01000211,01000902 | 01000003, 01000004 | 6.2939 | Yes | No | No | Yes | No | 01002770, 01000243 | 01000243, 00000271, 00000294, 00000308, 01002770 | No | Project Planning | 250000 | Yes | Randall, Amarillo | 661000 | 200 | 172 | 189 | 680 | 750 | 0 | 0 | 12.7928 | 0 | 53.635 | Yes | Yes | Randall County FIS, City of Amarillo DMP Rain on Grid Model | 2006-01-01 | 2006-01-01 | 010000000001, 010000000002 | Yes | Randall County FIS | 2010-06-04 | Randall County FIS |  |  | No |  |  | Yes | Action aligns with goals and meets TWDB guidance | Small
143 | 011000142 | Playa No. 4 Outfall (City of Amarillo) | Evaluate project to quantify benefits, evaluate impacts and begin design. Improvements to Playa No. 4 Outfall. Project identified from 2019 Amarillo DMP. | 1 | Canadian Upper-Red | Randall | 11120102, 11120103 | 1112010203, 1112010301 | 111201020303, 111201030101 | 01000211, 01000696,01000909 | 01000003, 01000004 | 2.9389 | Yes | No | No | Yes | No | 01002770, 01000243 | 01000243, 00000271, 00000294, 01002770 | No | Project Planning | 250000 | Yes | Randall, Amarillo | 525750 | 87 | 87 | 80 | 280 | 280 | 0 | 0 | 2.1164 | 0 | 51.5142 | Yes | Yes | Randall County FIS, City of Amarillo DMP Rain on Grid Model | 2006-01-01 | 2006-01-01 | 010000000001, 010000000002 | Yes | Randall County FIS | 2010-06-04 | Randall County FIS |  |  | No |  |  | Yes | Action aligns with goals and meets TWDB guidance | Big
144 | 011000143 | McDonald Lake Project Planning - Wesley, Tripp/Van Winkle Storm Sewer (City of Amarillo) | Evaluate project to quantify benefits, evaluate impacts and begin design. Improvements to McDonald Lake Study Area - Wesley, Tripp/Van Winkle Storm Sewer. Project identified from 2019 Amarillo DMP. | 1 | Canadian Upper-Red | Randall | 11120103 | 1112010301 | 111201030101 | 01000211,01000908 | 01000003, 01000004 | 1.927 | Yes | No | No | No | No | 01002770, 01000243 | 01000243, 00000271, 00000294, 00000308, 01002770 | No | Project Planning | 250000 | Yes | Randall, Amarillo | 142750 | 13 | 11 | 28 | 46 | 66 | 0 | 0 | 4.3597 | 0 | 1.0178 | Yes | Yes | Randall County FIS, City of Amarillo DMP Rain on Grid Model | 2006-01-01 | 2006-01-01 | 010000000001, 010000000002 | Yes | Randall County FIS | 2010-06-04 | Randall County FIS |  |  | No |  |  | Yes | Action aligns with goals and meets TWDB guidance | Big
145 | 011000144 | McDonald Lake Project Planning - Walmart/ Lowes Storm Sewer (City of Amarillo) | Evaluate project to quantify benefits, evaluate impacts and begin design. Improvements to McDonald Lake Study Area - Walmart/ Lowes Storm Sewer. Project identified from 2019 Amarillo DMP. | 1 | Canadian Upper-Red | Randall | 11120103 | 1112010301 | 111201030101 | 01000211,01000908 | 01000003, 01000004 | 1.927 | Yes | No | No | No | No | 01002770, 01000243 | 01000243, 00000271, 00000294, 00000308, 01002770 | No | Project Planning | 250000 | Yes | Randall, Amarillo | 240750 | 13 | 11 | 28 | 46 | 66 | 0 | 0 | 4.3597 | 0 | 1.0178 | Yes | Yes | Randall County FIS, City of Amarillo DMP Rain on Grid Model | 2006-01-01 | 2006-01-01 | 010000000001, 010000000002 | Yes | Randall County FIS | 2010-06-04 | Randall County FIS |  |  | No |  |  | Yes | Action aligns with goals and meets TWDB guidance | Big
146 | 011000145 | Lawrence Lake Outfall (City of Amarillo) | Evaluate project to quantify benefits, evaluate impacts and begin design. Project improvements include 2 inlet boxes and parallel relief line that will outfall at the current cascaded outfall. Project identified from 2019 Amarillo DMP. | 1 | Canadian Upper-Red | Potter, Randall | 11120103 | 1112010301 | 111201030101 | 01000211,01000905 | 01000003, 01000004 | 9.129 | Yes | No | No | No | No | 01002770, 01000243 | 01000227, 01000243, 00000271, 00000294, 00000308, 01002770 | No | Project Planning | 250000 | Yes | Randall, Amarillo | 206250 | 133 | 111 | 626 | 323 | 864 | 1 | 0 | 19.0873 | 0 | 0 | Yes | Yes | Potter County FIS, Randall County FIS, City of Amarillo DMP Rain on Grid Model | 2006-01-01 | 2006-01-01 | 010000000001, 010000000002, 010000000003, 010000000004 | Yes | Potter County FIS, Randall County FIS | 2010-06-04 | Potter County FIS, Randall County FIS |  |  | No |  |  | Yes | Action aligns with goals and meets TWDB guidance | Big
147 | 011000146 | Playa No. 7 Coulter/Loop 335 Storm Sewer (City of Amarillo) | Evaluate project to quantify benefits, evaluate impacts and begin design. Improvements to Playa No. 7 Coulter/Loop 335 Storm Sewer. System takes flow from Playa watersheds 11 and 14 and outflows to Playa 7. Project identified from 2019 Amarillo DMP. | 1 | Canadian Upper-Red | Randall | 11120103 | 1112010301 | 111201030101 | 01000211,01000911 | 01000003, 01000004 | 4.5742 | Yes | No | No | Yes | No | 01002770, 01000243 | 01000243, 00000271, 00000294, 00000308, 01002770 | No | Project Planning | 250000 | Yes | Randall, Amarillo | 473000 | 6 | 5 | 3 | 16 | 16 | 0 | 0 | 4.1148 | 0 | 57.4149 | Yes | Yes | Randall County FIS, City of Amarillo DMP Rain on Grid Model | 2006-01-01 | 2006-01-01 | 010000000001, 010000000002 | Yes | Randall County FIS | 2010-06-04 | Randall County FIS |  |  | No |  |  | Yes | Action aligns with goals and meets TWDB guidance | Small
148 | 011000147 | McCarty Lake Project Planning - Downstream I-27 (City of Amarillo) | Evaluate project to quantify benefits, evaluate impacts and begin design. Proposed improvements consist of constructing a relief interceptor sized to take storm flows to McCarty Lake. Project identified from 2019 Amarillo DMP. | 1 | Canadian Upper-Red | Randall | 11120103 | 1112010301 | 111201030101 | 01000211,01000902 | 01000003, 01000004 | 6.2939 | Yes | No | No | Yes | No | 01002770, 01000243 | 01000243, 00000271, 00000294, 00000308, 01002770 | No | Project Planning | 383000 | Yes | Randall, Amarillo | 2011006 | 200 | 172 | 189 | 680 | 750 | 0 | 0 | 12.7928 | 0 | 53.635 | Yes | Yes | Randall County FIS, City of Amarillo DMP Rain on Grid Model | 2006-01-01 | 2006-01-01 | 010000000001, 010000000002 | Yes | Randall County FIS | 2010-06-04 | Randall County FIS |  |  | No |  |  | Yes | Action aligns with goals and meets TWDB guidance | Small
149 | 011000148 | McCarty Lake Project Planning - Hillside/Hampton Storm Sewer (1B) (City of Amarillo) | Evaluate project to quantify benefits, evaluate impacts and begin design. Proposed improvements include adding storm drain, adding parallel system, and then connecting to the existing crossing. Project identified from 2019 Amarillo DMP. | 1 | Canadian Upper-Red | Randall | 11090105, 11120103 | 1109010503, 1112010301 | 110901050308, 111201030101 | 01000121, 01000211,01000902 | 01000003, 01000004 | 6.2939 | Yes | No | No | Yes | No | 01002770, 01000243 | 01000243, 00000271, 00000294, 00000308, 01002770 | No | Project Planning | 250000 | Yes | Randall, Amarillo | 1019500 | 200 | 172 | 189 | 680 | 750 | 0 | 0 | 12.7928 | 0 | 53.635 | Yes | Yes | Randall County FIS, City of Amarillo DMP Rain on Grid Model | 2006-01-01 | 2006-01-01 | 010000000001, 010000000002 | Yes | Randall County FIS | 2010-06-04 | Randall County FIS |  |  | No |  |  | Yes | Action aligns with goals and meets TWDB guidance | Big
150 | 011000149 | Willow Grove Project Planning - Rushmore/Hayden Storm Sewer (City of Amarillo) | Evaluate project to quantify benefits, evaluate impacts and begin design. Replace four pipes with 60" or 66" pipes. Project identified from 2019 Amarillo DMP. | 1 | Canadian Upper-Red | Randall | 11120103 | 1112010301 | 111201030102 | 01000212,01000903 | 01000003, 01000004 | 1.679 | Yes | No | No | No | No | 01002770, 01000243 | 01000243, 00000271, 00000294, 00000308, 01002770 | No | Project Planning | 250000 | Yes | Randall, Amarillo | 244250 | 238 | 222 | 339 | 730 | 859 | 0 | 0 | 3.9518 | 0 | 0 | Yes | Yes | Randall County FIS, City of Amarillo DMP Rain on Grid Model | 2006-01-01 | 2006-01-01 | 010000000001, 010000000002 | Yes | Randall County FIS | 2010-06-04 | Randall County FIS |  |  | No |  |  | Yes | Action aligns with goals and meets TWDB guidance | Small
151 | 011000150 | Gooch Lake Project Planning - 27th Ave/RR Storm Sewer (City of Amarillo) | Evaluate project to quantify benefits, evaluate impacts and begin design. Improvements include adding inlets, a 24" RCP lateral, and a manhole. Project identified from 2019 Amarillo DMP. | 1 | Canadian Upper-Red | Potter | 11120103 | 1112010301 | 111201030106 | 01000215,01000898 | 01000003, 01000004 | 10.8089 | Yes | No | No | Yes | No | 01002770 | 01000227, 00000271, 00000294, 00000308, 01002770 | No | Project Planning | 250000 | Yes | Amarillo | 84750 | 14 | 8 | 19 | 22 | 35 | 0 | 0 | 4.2095 | 0 | 223.8859 | Yes | Yes | Potter County FIS, City of Amarillo DMP Rain on Grid Model | 2006-01-01 | 2006-01-01 | 010000000001, 010000000002, 010000000003, 010000000004 | Yes | Potter County FIS | 2010-06-04 | Potter County FIS |  |  | No |  |  | Yes | Action aligns with goals and meets TWDB guidance | Big
152 | 011000151 | Wild Horse Lake Project Planning - ONG/Lipscomb Storm Sewer (City of Amarillo) | Evaluate project to quantify benefits, evaluate impacts and begin design. Improvements include replacing 5 pipes with larger diameters, adding two RCP, and adding a new diversion structure. Project identified from 2019 Amarillo DMP. | 1 | Canadian Upper-Red | Potter | 11090105, 11120103 | 1109010504, 1112010301 | 110901050402, 111201030101 | 01000110, 01000211,01000907 | 01000003, 01000004 | 3.7383 | Yes | No | No | Yes | No | 01002770 | 01000227, 00000271, 00000294, 00000308, 01002770 | No | Project Planning | 250000 | Yes | Amarillo | 755500 | 30 | 4 | 295 | 5 | 297 | 1 | 0 | 2.0734 | 0 | 0 | Yes | Yes | Potter County FIS, City of Amarillo DMP Rain on Grid Model | 2006-01-01 | 2006-01-01 | 010000000001, 010000000002, 010000000003, 010000000004 | Yes | Potter County FIS | 2010-06-04 | Potter County FIS |  |  | No |  |  | Yes | Action aligns with goals and meets TWDB guidance | Big
153 | 011000152 | McDonald Lake Project Planning - Coulter Street Storm Sewer (City of Amarillo) | Evaluate project to quantify benefits, evaluate impacts and begin design. Improvements include adding 36" RCP parallel to several pipes, adding 6 new RCP, and replacing the 72" RCP with a 84" RCP. Project identified from 2019 Amarillo DMP. | 1 | Canadian Upper-Red | Randall | 11120103 | 1112010301 | 111201030101 | 01000211,01000908 | 01000003, 01000004 | 1.927 | Yes | No | No | No | No | 01002770, 01000243 | 01000243, 00000271, 00000294, 00000308, 01002770 | No | Project Planning | 250000 | Yes | Randall, Amarillo | 383250 | 13 | 11 | 28 | 46 | 66 | 0 | 0 | 4.3597 | 0 | 1.0178 | Yes | Yes | Randall County FIS, City of Amarillo DMP Rain on Grid Model | 2006-01-01 | 2006-01-01 | 010000000001, 010000000002 | Yes | Randall County FIS | 2010-06-04 | Randall County FIS |  |  | No |  |  | Yes | Action aligns with goals and meets TWDB guidance | Big
154 | 011000153 | Lawrence Lake Project Planning - Dilday Draw Storm Sewer (City of Amarillo) | Evaluate project to quantify benefits, evaluate impacts and begin design. Improvements include channel improvement on several RCP, replacing a 54" and 48" RCP with 60" RCP and adding 30" PCP parallel to 72" RCP. Project identified from 2019 Amarillo DMP. | 1 | Canadian Upper-Red | Potter | 11120103 | 1112010301 | 111201030101 | 01000211,01000905 | 01000003, 01000004 | 9.129 | Yes | No | No | No | No | 01002770 | 01000227, 00000271, 00000294, 00000308, 01002770 | No | Project Planning | 250000 | Yes | Amarillo | 196000 | 133 | 111 | 626 | 323 | 864 | 1 | 0 | 19.0873 | 0 | 0 | Yes | Yes | Potter County FIS, City of Amarillo DMP Rain on Grid Model | 2006-01-01 | 2006-01-01 | 010000000001, 010000000002, 010000000003, 010000000004 | Yes | Potter County FIS | 2010-06-04 | Potter County FIS |  |  | No |  |  | Yes | Action aligns with goals and meets TWDB guidance | Big
155 | 011000154 | Lawrence Lake Project Planning - Fleetwood Drive Storm Sewer (City of Amarillo) | Evaluate project to quantify benefits, evaluate impacts and begin design. Replace pipes with ones with larger diameters, add three new pipes, and connect two pipes in three locations. Project identified from 2019 Amarillo DMP. | 1 | Canadian Upper-Red | Randall | 11120103 | 1112010301 | 111201030101 | 01000211,01000905 | 01000003, 01000004 | 9.129 | Yes | No | No | No | No | 01002770, 01000243 | 01000243, 00000271, 00000294, 00000308, 01002770 | No | Project Planning | 250000 | Yes | Randall, Amarillo | 589250 | 133 | 111 | 626 | 323 | 864 | 1 | 0 | 19.0873 | 0 | 0 | Yes | Yes | Randall County FIS, City of Amarillo DMP Rain on Grid Model | 2006-01-01 | 2006-01-01 | 010000000001, 010000000002, 010000000003, 010000000004 | Yes | Randall County FIS | 2010-06-04 | Randall County FIS |  |  | No |  |  | Yes | Action aligns with goals and meets TWDB guidance | Big
156 | 011000155 | Lawrence Lake Project Planning - Julian Blvd. Storm Sewer (City of Amarillo) | Evaluate project to quantify benefits, evaluate impacts and begin design. Proposed improvements consist of adding a major trunkline, and a lateral and inlets. Project identified from 2019 Amarillo DMP. | 1 | Canadian Upper-Red | Potter | 11120103 | 1112010301 | 111201030101 | 01000211,01000905 | 01000003, 01000004 | 9.129 | Yes | No | No | No | No | 01002770 | 01000227, 00000271, 00000294, 00000308, 01002770 | No | Project Planning | 250000 | Yes | Amarillo | 218250 | 133 | 111 | 626 | 323 | 864 | 1 | 0 | 19.0873 | 0 | 0 | Yes | Yes | Potter County FIS, City of Amarillo DMP Rain on Grid Model | 2006-01-01 | 2006-01-01 | 010000000001, 010000000002, 010000000003, 010000000004 | Yes | Potter County FIS | 2010-06-04 | Potter County FIS |  |  | No |  |  | Yes | Action aligns with goals and meets TWDB guidance | Big
157 | 011000156 | Lawrence Lake Project Planning - Olsen/Emil Storm Sewer (City of Amarillo) | Evaluate project to quantify benefits, evaluate impacts and begin design. Proposed improvements include new inlets and laterals, and upsizing existing laterals and trunk line through the outfall. Project identified from 2019 Amarillo DMP. | 1 | Canadian Upper-Red | Potter, Randall | 11120103 | 1112010301 | 111201030101 | 01000211,01000905 | 01000003, 01000004 | 9.129 | Yes | No | No | No | No | 01002770, 01000243 | 01000227, 01000243, 00000271, 00000294, 00000308, 01002770 | No | Project Planning | 250000 | Yes | Randall, Amarillo | 566500 | 133 | 111 | 626 | 323 | 864 | 1 | 0 | 19.0873 | 0 | 0 | Yes | Yes | Potter County FIS, Randall County FIS, City of Amarillo DMP Rain on Grid Model | 2006-01-01 | 2006-01-01 | 010000000001, 010000000002, 010000000003, 010000000004 | Yes | Potter County FIS, Randall County FIS | 2010-06-04 | Potter County FIS, Randall County FIS |  |  | No |  |  | Yes | Action aligns with goals and meets TWDB guidance | Big
158 | 011000157 | Lawrence Lake Project Planning - SW 26th Avenue Storm Sewer (City of Amarillo) | Evaluate project to quantify benefits, evaluate impacts and begin design. Proposed improvements include adding multiple inlets and laterals and connecting them into an existing parallel line. Project identified from 2019 Amarillo DMP. | 1 | Canadian Upper-Red | Potter, Randall | 11120103 | 1112010301 | 111201030101 | 01000211,01000905 | 01000003, 01000004 | 9.129 | Yes | No | No | No | No | 01002770, 01000243 | 01000227, 01000243, 00000271, 00000294, 00000308, 01002770 | No | Project Planning | 250000 | Yes | Randall, Amarillo | 418750 | 133 | 111 | 626 | 323 | 864 | 1 | 0 | 19.0873 | 0 | 0 | Yes | Yes | Potter County FIS, Randall County FIS, City of Amarillo DMP Rain on Grid Model | 2006-01-01 | 2006-01-01 | 010000000001, 010000000002, 010000000003, 010000000004 | Yes | Potter County FIS, Randall County FIS | 2010-06-04 | Potter County FIS, Randall County FIS |  |  | No |  |  | Yes | Action aligns with goals and meets TWDB guidance | Small
159 | 011000158 | Wild Horse Lake Improvement (City of Amarillo) | Evaluate project to quantify benefits, evaluate impacts and begin design. Improvements to Wild Horse Lake. Project identified from 2019 Amarillo DMP. | 1 | Canadian Upper-Red | Potter | 11090105 | 1109010504 | 110901050402 | 01000110,01000907 | 01000003, 01000004 | 3.7383 | Yes | No | No | Yes | No | 01002770 | 01000227, 00000271, 00000294, 00000308, 01002770 | No | Project Planning | 250000 | Yes | Amarillo | 101500 | 30 | 4 | 295 | 5 | 297 | 1 | 0 | 2.0734 | 0 | 0 | Yes | Yes | Potter County FIS, City of Amarillo DMP Rain on Grid Model | 2006-01-01 | 2006-01-01 | 010000000001, 010000000002, 010000000003, 010000000004 | Yes | Potter County FIS | 2010-06-04 | Potter County FIS |  |  | No |  |  | Yes | Action aligns with goals and meets TWDB guidance | Small
160 | 011000159 | McCarty Lake Project Planning - Hillside/Hampton Storm Sewer (2A) (City of Amarillo) | Evaluate project to quantify benefits, evaluate impacts and begin design. Proposed improvements include the interceptor and inlets and parallel storm drain to direct flow into the existing storm drain system. Project identified from 2019 Amarillo DMP. | 1 | Canadian Upper-Red | Randall | 11090105, 11120103 | 1109010503, 1112010301 | 110901050308, 111201030101 | 01000121, 01000211,01000902 | 01000003, 01000004 | 6.2939 | Yes | No | No | Yes | No | 01002770, 01000243 | 01000243, 00000271, 00000294, 00000308, 01002770 | No | Project Planning | 250000 | Yes | Randall, Amarillo | 879750 | 200 | 172 | 189 | 680 | 750 | 0 | 0 | 12.7928 | 0 | 53.635 | Yes | Yes | Randall County FIS, City of Amarillo DMP Rain on Grid Model | 2006-01-01 | 2006-01-01 | 010000000001, 010000000002 | Yes | Randall County FIS | 2010-06-04 | Randall County FIS |  |  | No |  |  | Yes | Action aligns with goals and meets TWDB guidance | Small
161 | 011000160 | McCarty Lake Project Planning - Hillside/Hampton Storm Sewer (2B) (City of Amarillo) | Evaluate project to quantify benefits, evaluate impacts and begin design. Proposed improvements include inlets and capacity, including extending the storm drain to tie into the Catalpa storm drain and outfall. Project identified from 2019 Amarillo DMP. | 1 | Canadian Upper-Red | Randall | 11090105, 11120103 | 1109010503, 1112010301 | 110901050308, 111201030101 | 01000121, 01000211,01000902 | 01000003, 01000004 | 6.2939 | Yes | No | No | Yes | No | 01002770, 01000243 | 01000243, 00000271, 00000294, 00000308, 01002770 | No | Project Planning | 250000 | Yes | Randall, Amarillo | 421750 | 200 | 172 | 189 | 680 | 750 | 0 | 0 | 12.7928 | 0 | 53.635 | Yes | Yes | Randall County FIS, City of Amarillo DMP Rain on Grid Model | 2006-01-01 | 2006-01-01 | 010000000001, 010000000002 | Yes | Randall County FIS | 2010-06-04 | Randall County FIS |  |  | No |  |  | Yes | Action aligns with goals and meets TWDB guidance | Small
162 | 011000161 | Playa 4 Watershed Study (City of Amarillo) | Perform H&H modeling, develop conceptual alternatives and OPCC, and rank projects. Marked as high priority in 2019 Amarillo DMP | 1 | Canadian Upper-Red | Randall | 11120102, 11120103 | 1112010203, 1112010301 | 111201020303, 111201030101 | 01000211, 01000696,01000909 | 01000001, 01000002 | 2.9389 | Yes | No | No | Yes | No | 01002770, 01000243 | 01000243, 00000271, 00000294, 00000308, 01002770 | No | Watershed Planning | 431000 | Yes | Randall, Amarillo | 107693 | 87 | 87 | 80 | 280 | 280 | 0 | 0 | 2.1164 | 0 | 51.5143 | Yes | Yes | Randall County FIS, City of Amarillo DMP Rain on Grid Model | 2006-01-01 | 2006-01-01 | 010000000001, 010000000002 | Yes | Randall County FIS | 2010-06-04 | Randall County FIS |  |  | No |  |  | Yes | Action aligns with goals and meets TWDB guidance | Big
163 | 011000162 | McDonald Lake Watershed Study (City of Amarillo) | Perform H&H modeling, develop conceptual alternatives and OPCC, and rank projects. Marked as high priority in 2019 Amarillo DMP | 1 | Canadian Upper-Red | Randall | 11120103 | 1112010301 | 111201030101 | 01000211,01000908 | 01000001, 01000002 | 1.927 | Yes | No | No | No | No | 01002770, 01000243 | 01000243, 00000271, 00000294, 00000308, 01002770 | No | Watershed Planning | 282000 | Yes | Randall, Amarillo | 70612 | 13 | 11 | 28 | 46 | 66 | 0 | 0 | 4.3597 | 0 | 1.0178 | Yes | Yes | Randall County FIS, City of Amarillo DMP Rain on Grid Model | 2006-01-01 | 2006-01-01 | 010000000001, 010000000002 | Yes | Randall County FIS | 2010-06-04 | Randall County FIS |  |  | No |  |  | Yes | Action aligns with goals and meets TWDB guidance | Big
164 | 011000163 | Playa 8 Watershed Study (City of Amarillo) | Perform H&H modeling, develop conceptual alternatives and OPCC, and rank projects. Marked as high priority in 2019 Amarillo DMP | 1 | Canadian Upper-Red | Randall | 11120102, 11120103 | 1112010203, 1112010301 | 111201020303, 111201030101 | 01000211, 01000696,01000910 | 01000001, 01000002 | 1.941 | Yes | No | No | Yes | No | 01002770, 01000243 | 01000243, 00000271, 00000294, 00000308, 01002770 | No | Watershed Planning | 284000 | Yes | Randall, Amarillo | 71125 | 7 | 5 | 20 | 20 | 35 | 0 | 0 | 1.1791 | 0 | 53.92 | Yes | Yes | Randall County FIS, City of Amarillo DMP Rain on Grid Model | 2006-01-01 | 2006-01-01 | 010000000001, 010000000002 | Yes | Randall County FIS | 2010-06-04 | Randall County FIS |  |  | No |  |  | Yes | Action aligns with goals and meets TWDB guidance | Small
165 | 011000164 | Lawrence Lake Watershed Study (City of Amarillo) | Perform H&H modeling, develop conceptual alternatives and OPCC, and rank projects. Marked as very high priority in 2019 Amarillo DMP | 1 | Canadian Upper-Red | Potter, Randall | 11090105, 11120103 | 1109010503, 1109010504, 1112010301 | 110901050308, 110901050402, 111201030101, 111201030106 | 01000110, 01000121, 01000211, 01000215,01000905 | 01000001, 01000002 | 9.129 | Yes | No | No | No | No | 01002770, 01000243 | 01000227, 01000243, 00000271, 00000294, 00000308, 01002770 | No | Watershed Planning | 1000000 | Yes | Randall, Amarillo | 250000 | 133 | 111 | 626 | 323 | 864 | 1 | 0 | 19.0873 | 0 | 0 | Yes | Yes | Potter County FIS, Randall County FIS, City of Amarillo DMP Rain on Grid Model | 2006-01-01 | 2006-01-01 | 010000000001, 010000000002, 010000000003, 010000000004 | Yes | Potter County FIS, Randall County FIS | 2010-06-04 | Potter County FIS, Randall County FIS |  |  | No |  |  | Yes | Action aligns with goals and meets TWDB guidance | Small
166 | 011000165 | Bennett Lake Watershed Study (City of Amarillo) | Perform H&H modeling, develop conceptual alternatives and OPCC, and rank projects. Marked as very high priority in 2019 Amarillo DMP | 1 | Canadian Upper-Red | Randall | 11120103 | 1112010301 | 111201030101, 111201030102 | 01000211, 01000212,01000904 | 01000001, 01000002 | 1.3334 | Yes | No | No | No | No | 01002770, 01000243 | 01000243, 00000271, 00000294, 00000308, 01002770 | No | Watershed Planning | 195000 | Yes | Randall, Amarillo | 48861 | 49 | 21 | 438 | 133 | 525 | 0 | 0 | 2.8702 | 0 | 0 | Yes | Yes | Randall County FIS, City of Amarillo DMP Rain on Grid Model | 2006-01-01 | 2006-01-01 | 010000000001, 010000000002 | Yes | Randall County FIS | 2010-06-04 | Randall County FIS |  |  | No |  |  | Yes | Action aligns with goals and meets TWDB guidance | Small
167 | 011000166 | Playa 11 Watershed Study (City of Amarillo) | Perform H&H modeling, develop conceptual alternatives and OPCC, and rank projects. Marked as high priority in 2019 Amarillo DMP | 1 | Canadian Upper-Red | Randall | 11120103 | 1112010301 | 111201030101 | 01000211,01000911 | 01000001, 01000002 | 2.8926 | Yes | No | No | Yes | No | 01002770, 01000243 | 01000243, 00000271, 00000294, 00000308, 01002770 | No | Watershed Planning | 424000 | Yes | Randall, Amarillo | 105995 | 1 | 1 | 1 | 4 | 4 | 0 | 0 | 2.0173 | 0 | 57.4149 | Yes | Yes | Randall County FIS, City of Amarillo DMP Rain on Grid Model | 2006-01-01 | 2006-01-01 | 010000000001, 010000000002 | Yes | Randall County FIS | 2010-06-04 | Randall County FIS |  |  | No |  |  | Yes | Action aligns with goals and meets TWDB guidance | Small
168 | 011000167 | Diamond Horseshoe Lake Watershed Study (City of Amarillo) | Perform H&H modeling, develop conceptual alternatives and OPCC, and rank projects. Marked as high priority in 2019 Amarillo DMP | 1 | Canadian Upper-Red | Randall | 11120103 | 1112010301 | 111201030101 | 01000211,01000912 | 01000001, 01000002 | 1.6834 | Yes | No | No | No | No | 01002770, 01000243 | 01000243, 00000271, 00000294, 00000308, 01002770 | No | Watershed Planning | 247000 | Yes | Randall, Amarillo | 61687 | 5 | 4 | 2 | 12 | 12 | 0 | 0 | 2.0975 | 0 | 0 | Yes | Yes | Randall County FIS, City of Amarillo DMP Rain on Grid Model | 2006-01-01 | 2006-01-01 | 010000000001, 010000000002 | Yes | Randall County FIS | 2010-06-04 | Randall County FIS |  |  | No |  |  | Yes | Action aligns with goals and meets TWDB guidance | Big
169 | 011000168 | McCarty Lake Watershed Study (City of Amarillo) | Perform H&H modeling, develop conceptual alternatives and OPCC, and rank projects. Marked as high priority in 2019 Amarillo DMP | 1 | Canadian Upper-Red | Randall | 11120103 | 1112010301 | 111201030101, 111201030102 | 01000211, 01000212,01000902 | 01000001, 01000002 | 6.2939 | Yes | No | No | Yes | No | 01002770, 01000243 | 01000243, 00000271, 00000294, 00000308, 01002770 | No | Watershed Planning | 923000 | Yes | Randall, Amarillo | 230634 | 200 | 172 | 189 | 680 | 750 | 0 | 0 | 12.7928 | 0 | 53.635 | Yes | Yes | Randall County FIS, City of Amarillo DMP Rain on Grid Model | 2006-01-01 | 2006-01-01 | 010000000001, 010000000002 | Yes | Randall County FIS | 2010-06-04 | Randall County FIS |  |  | No |  |  | Yes | Action aligns with goals and meets TWDB guidance | Small
170 | 011000169 | Willow Grove Lake Watershed Study (City of Amarillo) | Perform H&H modeling, develop conceptual alternatives and OPCC, and rank projects. Marked as very high priority in 2019 Amarillo DMP | 1 | Canadian Upper-Red | Randall | 11120103 | 1112010301 | 111201030101, 111201030102 | 01000211, 01000212,01000903 | 01000001, 01000002 | 1.679 | Yes | No | No | No | No | 01002770, 01000243 | 01000243, 00000271, 00000294, 00000308, 01002770 | No | Watershed Planning | 246000 | Yes | Randall, Amarillo | 61526 | 238 | 222 | 339 | 730 | 859 | 0 | 0 | 3.9518 | 0 | 0 | Yes | Yes | Randall County FIS, City of Amarillo DMP Rain on Grid Model | 2006-01-01 | 2006-01-01 | 010000000001, 010000000002 | Yes | Randall County FIS | 2010-06-04 | Randall County FIS |  |  | No |  |  | Yes | Action aligns with goals and meets TWDB guidance | Small
171 | 011000170 | Playa 35 Watershed Study (City of Amarillo) | Perform H&H modeling, develop conceptual alternatives and OPCC, and rank projects. Marked as high priority in 2019 Amarillo DMP | 1 | Canadian Upper-Red | Potter | 11120103 | 1112010301, 1112010305 | 111201030107, 111201030501 | 01000220, 01000255,01000913 | 01000001, 01000002 | 2.8622 | Yes | No | No | Yes | No | 01002770 | 01000227, 00000271, 00000294, 00000308, 01002770 | No | Watershed Planning | 420000 | Yes | Amarillo | 104883 | 0 | 0 | 0 | 0 | 0 | 0 | 0 | 0.60875 | 0 | 67.7643 | Yes | Yes | Potter County FIS, City of Amarillo DMP Rain on Grid Model | 2006-01-01 | 2006-01-01 |  | Yes | Potter County FIS | 2010-06-04 | Potter County FIS |  |  | No |  |  | Yes | Action aligns with goals and meets TWDB guidance | Big
172 | 011000171 | Wild Horse Lake Watershed Study (City of Amarillo) | Perform H&H modeling, develop conceptual alternatives and OPCC, and rank projects. Marked as very high priority in 2019 Amarillo DMP | 1 | Canadian Upper-Red | Potter | 11090105, 11120103 | 1109010503, 1109010504, 1112010301 | 110901050308, 110901050309, 110901050402, 111201030101, 111201030106 | 01000110, 01000121, 01000124, 01000211, 01000215,01000907 | 01000001, 01000002 | 3.7383 | Yes | No | No | Yes | No | 01002770 | 01000227, 00000271, 00000294, 00000308, 01002770 | No | Watershed Planning | 548000 | Yes | Amarillo | 136986 | 30 | 4 | 295 | 5 | 297 | 1 | 0 | 2.0734 | 0 | 0 | Yes | Yes | Potter County FIS, City of Amarillo DMP Rain on Grid Model | 2006-01-01 | 2006-01-01 | 010000000001, 010000000002, 010000000003, 010000000004 | Yes | Potter County FIS | 2010-06-04 | Potter County FIS |  |  | No |  |  | Yes | Action aligns with goals and meets TWDB guidance | Big
173 | 011000172 | Pump Station Rehab (City of Amarillo) | Evaluate six current pump stations to identify improvements; selected based on stakeholder feedback | 1 | Canadian Upper-Red | Potter, Randall | 11090105, 11120103, 11120301 | 1109010503, 1109010504, 1112010301, 1112030101 | 110901050308, 110901050309, 110901050402, 111201030101, 111201030102, 111201030106, 111201030107, 111203010101, 111203010102 | 01000110, 01000121, 01000124, 01000211, 01000212, 01000215, 01000220, 01000323, 01000325 | 01000003, 01000004 | 101.6017 | Yes | No | No | Yes | No | 01002770, 01000243 | 01000227, 01000243, 00000271, 00000294, 00000308, 01002770 | No | Preparedness | 125000 | No |  |  | 1703 | 1382 | 8883 | 4674 | 12344 | 7 | 6 | 102.8803 | 6 | 212.7554 | Yes | Yes | Potter County FIS, Randall County FIS, City of Amarillo DMP Rain on Grid Model | 2006-01-01 | 2006-01-01 | 010000000001, 010000000002, 010000000003, 010000000004 | Yes | Potter County FIS, Randall County FIS | 2010-06-04 | Potter County FIS, Randall County FIS |  |  | No |  |  | Yes | Action aligns with goals and meets TWDB guidance | Big
174 | 011000173 | Convert Playa ASAPP Models into ICPR (City of Amarillo) | Create Streamline Technologies ICPR Version 4 model of Amarillo Playas in order to more easily update and use models | 1 | Canadian Upper-Red | Potter, Randall | 11090105, 11120103, 11120301 | 1109010503, 1109010504, 1112010301, 1112030101 | 110901050308, 110901050309, 110901050402, 111201030101, 111201030102, 111201030106, 111201030107, 111203010101, 111203010102 | 01000110, 01000121, 01000124, 01000211, 01000212, 01000215, 01000220, 01000323, 01000325 | 01000001, 01000002 | 101.6017 | Yes | No | No | Yes | No | 01002770, 01000243 | 01000227, 01000243, 00000271, 00000294, 00000308, 01002770 | No | Watershed Planning | 500000 | Yes | Randall, Amarillo | 125000 | 1703 | 1382 | 8883 | 4674 | 12344 | 7 | 6 | 102.8803 | 6 | 212.7554 | Yes | Yes | Potter County FIS, Randall County FIS, City of Amarillo DMP Rain on Grid Model | 2006-01-01 | 2006-01-01 | 010000000001, 010000000002, 010000000003, 010000000004 | Yes | Potter County FIS, Randall County FIS | 2010-06-04 | Potter County FIS, Randall County FIS |  |  | No |  |  | Yes | Action aligns with goals and meets TWDB guidance | Small
175 | 011000174 | Bivins Lake Dam Evaluation (City of Amarillo) | Evaluate Bivins Lake and dam to determine potential modifications to enhance flood control function; selected based on USACE report and stakeholder feedback | 1 | Canadian Upper-Red | Randall, Deaf Smith | 11120102 | 1112010203 | 111201020302 | 01000692 | 01000001, 01000002 | 32.7737 | Yes | No | No | Yes | No | 01002770, 01000243 | 01000243, 01000244, 00000271, 00000294 | No | Project Planning | 250000 | Yes | Randall, Amarillo | 62500 | 2 | 1 | 3 | 3 | 5 | 0 | 0 | 1.8213 | 0 | 1041.4886 | Yes | Yes | Randall County FIS, Bivins Lake Dam Breach Model | 2006-01-01 | 2006-01-01 | 010000000001, 010000000002 | Yes | Randall County FIS | 2010-06-04 | Randall County FIS |  |  | No |  |  | Yes | Action aligns with goals and meets TWDB guidance | Big
176 | 011000175 | Spring Draw Watershed Study | Perform H&H modeling, develop conceptual alternatives and OPCC, and rank projects. Marked as high priority in 2019 Amarillo DMP. Joint effort between Amarillo, Canyon, and Randall County | 1 | Canadian Upper-Red | Potter, Randall | 11120102 | 1112010203 | 111201020303 | 01000696 | 01000001, 01000002 | 43.9449 | Yes | No | No | Yes | No | 01002770, 01003426, 01000243 | 01000227, 01000243, 00000271, 00000294, 01002770, 01003426 | No | Watershed Planning | 499000 | No |  |  | 52 | 49 | 45 | 115 | 134 | 0 | 1 | 5.0678 | 1 | 858.4328 | Yes | Yes | Potter County FIS, Randall County FIS, City of Amarillo DMP Rain on Grid Model | 2006-01-01 | 2006-01-01 | 010000000001, 010000000002 | Yes | Potter County FIS, Randall County FIS | 2010-06-04 | Potter County FIS, Randall County FIS |  |  | No |  |  | Yes | Action aligns with goals and meets TWDB guidance | Big
177 | 011000176 | Tributary to West Amarillo Creek Watershed Study (City of Amarillo) | Perform H&H modeling, develop conceptual alternatives and OPCC, and rank projects. Marked as high priority in 2019 Amarillo DMP | 1 | Canadian Upper-Red | Potter, Randall | 11090105, 11120103 | 1109010503, 1112010301 | 110901050308, 111201030101 | 01000121, 01000211,01000900 | 01000001, 01000002 | 11.1123 | Yes | No | No | No | No | 01002770, 01000243 | 01000227, 01000243, 00000271, 00000294, 00000308, 01002770 | No | Watershed Planning | 1000000 | Yes | Randall, Amarillo | 250000 | 48 | 37 | 1864 | 190 | 1974 | 1 | 2 | 4.9524 | 2 | 187.6237 | Yes | Yes | Potter County FIS, Randall County FIS, City of Amarillo DMP Rain on Grid Model | 2006-01-01 | 2006-01-01 | 010000000001, 010000000002 | Yes | Potter County FIS, Randall County FIS | 2010-06-04 | Potter County FIS, Randall County FIS |  |  | No |  |  | Yes | Action aligns with goals and meets TWDB guidance | Big
178 | 011000177 | Canyon Drainage Master Plan | Perform H&H modeling, develop conceptual alternatives and OPCC, and rank projects, with a focus on downtown Canyon. Project identified from HMAP | 1 | Canadian Upper-Red | Randall | 11120101, 11120102, 11120103 | 1112010106, 1112010203, 1112010301 | 111201010609, 111201020303, 111201020304, 111201030101 | 01000211, 01000685, 01000696, 01000832 | 01000001, 01000002, 01000005, 01000006 | 7.0513 | Yes | No | No | Yes | No | 01003426, 01000243 | 01000243, 00000271, 00000294, 01003426 | No | Watershed Planning | 250000 | No |  |  | 206 | 193 | 636 | 823 | 1265 | 0 | 7 | 14.9907 | 7 | 150.2605 | Yes | Yes | Randall County FIS | 2006-01-01 | 2006-01-01 | 010000000001, 010000000002 | Yes | Randall County FIS | 2010-06-04 | Randall County FIS |  |  | No |  |  | Yes | Action aligns with goals and meets TWDB guidance | Small
179 | 011000178 | Improve Storm Water Drainage and Control Systems (City of Canyon) | Initiate a centralized data collection program to identify recurring flooding locations based on citizen complaints and road maintenance logs; selected based on stakeholder feedback | 1 | Canadian Upper-Red | Randall | 11120101, 11120102, 11120103 | 1112010106, 1112010203, 1112010301 | 111201010609, 111201020303, 111201020304, 111201030101 | 01000211, 01000685, 01000696, 01000832 | 01000001, 01000002, 01000005, 01000006 | 7.0513 | Yes | No | No | Yes | No | 01003426, 01000243 | 01000243, 00000271, 00000294, 01003426 | No | Other | 50000 | No |  |  | 206 | 193 | 636 | 823 | 1265 | 0 | 7 | 14.9907 | 7 | 150.2605 | Yes | Yes | Randall County FIS | 2006-01-01 | 2006-01-01 | 010000000001, 010000000002 | Yes | Randall County FIS | 2010-06-04 | Randall County FIS |  |  | No |  |  | Yes | Action aligns with goals and meets TWDB guidance | Small
180 | 011000179 | Detailed Hydrologic and Hydraulic Study of the Wichita River | Perform a detailed H&H study of the Wichita River watershed with a focus on the area in and around Wichita Falls; selected based on stakeholder feedback | 1 | Canadian Upper-Red | Wichita, Foard, Cottle, Motley, Wilbarger, Knox, King, Dickens, Baylor, Archer | 11130204, 11130205, 11130206, 11130207 | 1113020401, 1113020402, 1113020403, 1113020501, 1113020502, 1113020601, 1113020602, 1113020604, 1113020701, 1113020702, 1113020703, 1113020704 |  | 01000914 | 01000001, 01000002 | 3174.0815 | Yes | No | No | Yes | No | 01003331 |  | No | Watershed Planning | 528000 | Yes | Wichita Falls | 528000 | 2818 | 1951 | 6756 | 4845 | 10390 | 28 | 123 | 182.0343 | 178 | 271232.6562 | Yes | Yes | Archer County FIS, Wichita County FIS, Wichita River Floodplain Model, Red River Basin Corps Water Management System Report, Archer County BLE | 2018-01-01 | 2018-01-01 | 010000000005, 010000000006 | Yes | Archer County FIS, Wichita County FIS | 2021-02-12 | Archer County FIS, Wichita County FIS |  |  | No |  |  | Yes | Action aligns with goals and meets TWDB guidance | Small
181 | 011000180 | Improve Creek Crossing (City of Palisades) | Evaluate proposed improvements (upgrade bridge and increase channel flow) to current crossing to develop a cost, quantify benefits, evaluate impacts, and begin design. Project identified from survey response. | 1 | Canadian Upper-Red | Randall | 11120103 | 1112010301 | 111201030102, 111201030103 | 01000212, 01000257 | 01000005, 01000006 | 0.52117 | Yes | No | No | Yes | No | 01003057, 01000243 | 01000243, 00000271, 00000294, 01003057, 01003058 | No | Project Planning | 250000 | No |  |  | 45 | 31 | 9 | 73 | 73 | 1 | 1 | 1.539 | 1 | 0.45273 | Yes | Yes | Randall County FIS | 2006-01-01 | 2006-01-01 | 010000000001, 010000000002 | Yes | Randall County FIS | 2010-06-04 | Randall County FIS |  |  | No |  |  | Yes | Action aligns with goals and meets TWDB guidance | Big
182 | 011000183 | Culverts: Various Locations (City of Amarillo) | Evaluate project to quantify benefits, evaluate impacts and begin design. Improvements to culverts. Project identified from 2019 Amarillo DMP. | 1 | Canadian Upper-Red | Potter | 11090105 | 1109010504 | 110901050402 | 01000110,01000907 | 01000003, 01000004 | 3.7383 | Yes | No | No | Yes | No | 01002770 | 01000227, 00000271, 00000294, 00000308, 01002770 | No | Project Planning | 250000 | Yes | Amarillo | 62500 | 30 | 4 | 295 | 5 | 297 | 1 | 0 | 2.0734 | 0 | 0 | Yes | Yes | Potter County FIS, City of Amarillo DMP Rain on Grid Model | 2006-01-01 | 2006-01-01 | 010000000001, 010000000002, 010000000003, 010000000004 | Yes | Potter County FIS | 2010-06-04 | Potter County FIS |  |  | No |  |  | Yes | Action aligns with goals and meets TWDB guidance | Big
183 | 011000189 | Wichita County Drainage Master Plan | Perform H&H modeling, develop conceptual alternatives and OPCC, and rank projects; selected based on stakeholder feedback. | 1 | Canadian Upper-Red | Wichita | 11130102, 11130206, 11130207, 11130209 | 1113010201, 1113010202, 1113010203, 1113020602, 1113020603, 1113020604, 1113020605, 1113020704, 1113020905 |  |  | 01000001, 01000002, 01000005, 01000006 | 617.2584 | Yes | No | No | Yes | No | 01000195 | 00000194, 01000195, 01000203, 00000220, 00000223, 00000269, 00000294, 01001522, 01001535, 01002977, 01003048, 01003049, 01003050, 01003331, 01003332, 01003496 | No | Watershed Planning | 500000 | No |  |  | 3986 | 2926 | 10515 | 7494 | 15949 | 72 | 170 | 193.1241 | 267 | 49700.4141 | Yes | Yes | Wichita County FIS | 1989-01-01 | 1989-01-01 | 010000000005, 010000000006 | Yes | Wichita County FIS | 2010-02-03 | Wichita County FIS |  |  | No |  |  | Yes | Action aligns with goals and meets TWDB guidance | Small
184 | 011000190 | Randall County Culvert Evaluations | Evaluate culverts and low water crossings for capacity and recommend alternatives for improvements. Locations specified by the county; selected based on stakeholder feedback. | 1 | Canadian Upper-Red | Randall | 11090105, 11120101, 11120102, 11120103, 11120104, 11120301 | 1109010503, 1112010106, 1112010201, 1112010202, 1112010203, 1112010301, 1112010302, 1112010305, 1112010403, 1112030101 |  |  | 01000001, 01000002, 01000005, 01000006 | 922.2506 | Yes | No | No | Yes | No | 01000243 | 01000226, 01000227, 01000228, 00000237, 00000238, 01000242, 01000243, 01000244, 00000271, 00000294, 00000308, 01000330, 01000385, 01002770, 01003041, 01003057, 01003058, 01003426, 01003427 | No | Project Planning | 120000 | No |  |  | 1781 | 1476 | 3176 | 4663 | 6820 | 21 | 20 | 152.6842 | 20 | 32847.9297 | Yes | Yes | Randall County FIS | 2006-01-01 | 2006-01-01 | 010000000001, 010000000002, 010000000003, 010000000004 | Yes | Randall County FIS | 2010-06-04 | Randall County FIS |  |  | No |  |  | Yes | Action aligns with goals and meets TWDB guidance | Big
185 | 021000002 | Grayson County FIS | Update or improve County to Zone AE | 2 | Lower Red-Sulphur-Cypress | Grayson | 12030103,12030106,11130210,11140101 | 1203010302,1203010307,1203010303,1203010601,1203010603,1203010602,1113021004,1113021002,1113021005,1113021003,1114010105,1114010102,1114010104,1114010101 |  |  | 02003001, 02003002 | 976.7407 | Yes | No | No | No | No | Grayson County | 00000190 | No | Watershed Planning | 2313000 | No |  |  | 2569 | 1511 | 9464 | 4360 | 12470 | 23 | 8 | 180.7404 |  | 10335.2744 | Yes | Yes | Lake Texoma Base Level Engineering, City of Sherman Floodplain Mapping Updates, Bois DArc-Island Base Level Engineering |  |  |  | Yes | [5 empty] | Yes |  |  | Yes | Increases mapping coverage | Big
186 | 021000003 | Fannin County FIS | Update County maps to Zone AE | 2 | Lower Red-Sulphur-Cypress | Fannin | 11140301,12030106,11140101 | 1114030101,1114030102,1114030103,1203010601,1114010103,1114010108,1114010105,1114010102,1114010104,1114010101,1114010106 |  |  | 02003001, 02003002 | 897.0104 | Yes | No | No | No | No | Fannin County | 00000188 | No | Watershed Planning | 2471000 | No |  |  | 1077 | 709 | 2014 | 1328 | 3040 | 18 | 26 | 170.2736 |  | 37510.6953 | Yes | Yes | Lake Texoma Base Level Engineering |  |  |  | Yes | [5 empty] | Yes |  |  | Yes | Increases mapping coverage | Small
187 | 021000005 | Lamar County FIS | Update County maps to Zone AE | 2 | Lower Red-Sulphur-Cypress | Lamar | 11140106,11140301,11140302,11140101 | 1114010601,1114030103,1114030104,1114030201,1114030202,1114010108,1114010105,1114010107,1114010106 |  |  | 02003001, 02003002 | 931.7959 | Yes | No | No | No | No | Lamar County | 02000192 | No | Watershed Planning | 2465000 | No |  |  | 1644 | 1013 | 3603 | 2670 | 5441 | 33 | 15 | 221.5152 |  | 42825.2734 | Yes | Yes | City of Paris Street and Drainage System Study, Lake Texoma Base Level Engineering, Pecan-Waterhole Base Level Engineering |  |  |  | Yes | [5 empty] | Yes |  |  | Yes | Increases Mapping Coverage | Small
188 | 021000006 | Delta County FIS | Develop FIS for the County | 2 | Lower Red-Sulphur-Cypress | Delta | 11140301,11140302 | 1114030101,1114030102,1114030103,1114030104,1114030201 | 111403010106,111403010206,111403010407,111403010204,111403010404,111403010207,111403010203,111403010205,111403010208,111403010401,111403010305,111403010304,111403010306,111403010308,111403010402,111403010403,111403010406,111403020103 | 02000037,02000041,02000042,02000043,02000044,02000047,02000050,02000051,02000052,02000054,02000055,02000056,02000057,02000059,02000060,02000061,02000062,02000242 | 02003001, 02003002 | 277.1267 | Yes | No | No | No | No | Delta County | 02000215 | No | Watershed Planning | 682000 | No |  |  | 121 | 59 | 23 | 82 | 85 | 2 | 8 | 41.5117 |  | 14657.0947 | Yes | No | N/A |  |  |  | Yes | [5 empty] | No |  |  | Yes | Increases Mapping Coverage | Small
189 | 021000007 | Hopkins County FIS | Update County maps to Zone AE | 2 | Lower Red-Sulphur-Cypress | Hopkins | 11140301,11140303,11140305,12010002,12010003,11140302 | 1114030101,1114030102,1114030104,1114030301,1114030302,1114030501,1201000202,1201000301,1201000302,1114030201 |  |  | 02003001, 02003002 | 790.8293 | Yes | No | No | No | No | Hopkins County | 00000210 | No | Watershed Planning | 2061000 | No |  |  | 702 | 381 | 4454 | 907 | 5081 | 5 | 3 | 148.5535 |  | 8634.1191 | Yes | No | N/A |  |  |  | Yes | [5 empty] | Yes |  |  | Yes | Increases mapping coverage | Big
190 | 021000008 | Red River County FIS | Develop FIS for the County | 2 | Lower Red-Sulphur-Cypress | Red River | 11140106,11140302,11140101 | 1114010602,1114010601,1114010603,1114010604,1114030201,1114030205,1114030203,1114030202,1114010108,1114010107 |  |  | 02003001, 02003002 | 1054.996 | Yes | No | No | No | No | Red River County | 02000193 | No | Watershed Planning | 2606000 | No |  |  | 391 | 138 | 218 | 336 | 374 | 5 | 16 | 156.6603 |  | 24045.2793 | Yes | Yes | Pecan-Waterhole Base Level Engineering, Lake Texoma Base Level Engineering |  |  |  | Yes | [5 empty] | No |  |  | Yes | Increases Mapping Coverage | Small
191 | 021000009 | Franklin County FIS | Develop FIS for the County | 2 | Lower Red-Sulphur-Cypress | Franklin | 11140301,11140303,11140305,12010002,11140302 | 1114030104,1114030301,1114030302,1114030501,1114030502,1201000202,1114030201 | 111403010407,111403030201,111403030202,111403030111,111403030110,111403030204,111403030203,111403050203,111403050103,111403050201,111403050102,111403050101,111403050204,111403050202,120100020201,120100020202,111403020105,111403020106,111403020103 | 02000042,02000063,02000064,02000065,02000072,02000073,02000074,02000082,02000083,02000084,02000085,02000086,02000089,02000103,02000172,02000173,02000214,02000215,02000242 | 02003001, 02003002 | 293.9702 | Yes | No | No | No | No | Franklin County | 00000213 | No | Watershed Planning | 666000 | No |  |  | 455 | 341 | 2160 | 535 | 2507 | 1 | 5 | 38.6178 |  | 1573.2897 | Yes | No | N/A |  |  |  | Yes | [5 empty] | No |  |  | Yes | Increases mapping coverage | Big
192 | 021000010 | Titus County FIS | Update County maps to Zone AE | 2 | Lower Red-Sulphur-Cypress | Titus | 11140303,11140305,11140302 | 1114030302,1114030503,1114030502,1114030201,1114030203,1114030202 |  |  | 02003001, 02003002 | 425.4803 | Yes | No | No | No | No | Titus County | 02000214 | No | Watershed Planning | 1219000 | No |  |  | 596 | 315 | 2178 | 1182 | 2890 | 8 | 9 | 87.1113 |  | 1569.9438 | Yes | No | N/A |  |  |  | Yes | [5 empty] | Yes |  |  | Yes | Increases mapping coverage | Big
193 | 021000011 | Camp County FIS | Develop FIS for the County | 2 | Lower Red-Sulphur-Cypress | Camp | 11140305,11140307 | 1114030503,1114030502,1114030504,1114030701 | 111403050203,111403050201,111403050310,111403050302,111403050204,111403050303,111403050307,111403050401,111403050304,111403050202,111403050301,111403050308,111403070105,111403070106,111403070107 | 02000082,02000084,02000087,02000088,02000089,02000090,02000093,02000096,02000102,02000103,02000104,02000105,02000139,02000140,02000141 | 02003001, 02003002 | 202.656 | Yes | No | No | No | No | Camp County | 02000178 | No | Watershed Planning | 465000 | No |  |  | 256 | 124 | 429 | 301 | 619 | 4 | 1 | 29.8873 |  | 359.0684 | Yes | No | N/A |  |  |  | Yes | [5 empty] | No |  |  | Yes | Increases Mapping Coverage | Big
194 | 021000013 | Upshur County FIS | Update County maps to Zone AE | 2 | Lower Red-Sulphur-Cypress | Upshur | 11140305,11140307,12010002 | 1114030503,1114030504,1114030701,1114030702,1201000204,1201000205,1201000201,1201000202 |  |  | 02003001, 02003002 | 590.4624 | Yes | No | No | No | No | Upshur County | 00000119 | No | Watershed Planning | 1834000 | No |  |  | 425 | 250 | 1920 | 677 | 2262 | 10 | 3 | 90.7699 |  | 611.6917 | Yes | No | N/A |  |  |  | Yes | [5 empty] | No |  |  | Yes | Increases mapping coverage | Small
195 | 021000015 | Harrison County FIS | Update County maps to Zone AE | 2 | Lower Red-Sulphur-Cypress | Harrison | 11140305,11140306,11140307,12010002,11140304 | 1114030504,1114030604,1114030601,1114030702,1201000206,1201000207,1201000209,1201000211,1114030404,1114030405 |  |  | 02003001, 02003002 | 912.3978 | Yes | No | No | No | No | Harrison County | 00000109 | No | Watershed Planning | 2162000 | No |  |  | 898 | 740 | 1198 | 1254 | 2056 | 6 | 5 | 96.5557 |  | 254.9899 | Yes | No | N/A |  |  |  | Yes | [5 empty] | Yes |  |  | Yes | Increases mapping coverage | Small
196 | 021000016 | Marion County FIS | Develop FIS for the County | 2 | Lower Red-Sulphur-Cypress | Marion | 11140305,11140306,11140307 | 1114030504,1114030603,1114030604,1114030601,1114030602,1114030702 |  |  | 02003001, 02003002 | 418.8181 | Yes | No | No | No | No | Marion County | 02000120 | No | Watershed Planning | 851000 | No |  |  | 313 | 163 | 319 | 360 | 452 | 4 | 1 | 48.031 |  | 137.3016 | Yes | No | N/A |  |  |  | Yes | [5 empty] | No |  |  | Yes | Increases Mapping Coverage | Big
197 | 021000017 | Cass County FIS | Update County maps to Zone AE | 2 | Lower Red-Sulphur-Cypress | Cass | 11140303,11140305,11140306,11140304,11140302 | 1114030302,1114030503,1114030504,1114030603,1114030602,1114030402,1114030207,1114030204,1114030206 |  |  | 02003001, 02003002 | 956.774 | Yes | No | No | No | No | Cass County | 02000249 | No | Watershed Planning | 2419000 | No |  |  | 574 | 303 | 1595 | 918 | 2148 | 12 | 7 | 159.4901 |  | 858.6043 | Yes | No | N/A |  |  |  | Yes | [5 empty] | Yes |  |  | Yes | Increases mapping coverage | Small
198 | 021000018 | Bowie County FIS | Update County maps to Zone AE | 2 | Lower Red-Sulphur-Cypress | Bowie | 11140106,11140201,11140302 | 1114010605,1114010606,1114010604,1114020102,1114030205,1114030207,1114030203,1114030204,1114030206 |  |  | 02003001, 02003002 | 920.1006 | Yes | No | No | No | No | Bowie County, City of De Kalb | 02000216, 02003216 | No | Watershed Planning | 2282000 | No |  |  | 2657 | 1546 | 6678 | 4529 | 9746 | 19 | 7 | 313.5515 |  | 30919.4473 | Yes | Yes | Texarkana Flood Protection Planning Study, Pecan-Waterhole Base Level Engineering |  |  |  | Yes | [5 empty] | Yes |  |  | Yes | Increases mapping coverage | Big
199 | 021000019 | Morris County FIS | Update County maps to Zone AE | 2 | Lower Red-Sulphur-Cypress | Morris | 11140303,11140305,11140306,11140302 | 1114030302,1114030503,1114030504,1114030602,1114030203,1114030204 | 111403030207,111403030208,111403050310,111403050305,111403050306,111403050309,111403050401,111403050403,111403050402,111403050304,111403060201,111403060202,111403060203,111403060206,111403020302,111403020303,111403020404,111403020402 | 02000075,02000078,02000087,02000091,02000092,02000094,02000096,02000097,02000100,02000102,02000107,02000108,02000110,02000112,02000223,02000226,02000228,02000229 | 02003001, 02003002 | 256.9345 | Yes | No | No | No | No | Morris County | 02000211 | No | Watershed Planning | 804000 | No |  |  | 234 | 102 | 277 | 232 | 419 | 6 | 2 | 38.4465 |  | 394.9961 | Yes | No | N/A |  |  |  | Yes | [5 empty] | No |  |  | Yes | Increases mapping coverage | Big
200 | 021000027 | De Kalb Stormwater Drainage | Citywide evaluation of flooding impacts on streets and drainage structures | 2 | Lower Red-Sulphur-Cypress | Bowie | 11140106,11140302 | 1114010605,1114030205 | 111401060503,111403020501 | 02000019,02000231 | 02003001, 02003002 | 1.3652 | Yes | No | No | No | No | City of De Kalb | 02003216 | No | Watershed Planning | 250000 | No |  |  | 2 | 2 | 0 | 3 | 3 | 0 | 0 | 0.25687 |  | 0.23073 | Yes | Yes | Pecan-Waterhole Base Level Engineering |  |  |  | Yes | [5 empty] | No |  |  | Yes | Reduces Flood Risk | Big
201 | 021000030 | City of Hooks Infrastructure | Widen ditches to increase the volume capacity of flash flood waters | 2 | Lower Red-Sulphur-Cypress | Bowie | 11140106 | 1114010606 | 111401060604 | 02000022 | 02005003, 02005004 | 2.0825 | Yes | No | No | No | No | City of Hooks | 02003217 | No | Project Planning | 250000 | No |  |  | 174 | 134 | 379 | 285 | 579 | 0 | 0 | 3.6295 |  | 0.68077 | Yes | Yes | Texarkana Flood Protection Planning Study |  |  |  | Yes | [5 empty] | No |  |  | Yes | Reduces Flood Risk | Small
202 | 021000031 | Upshur County Drainage | Raise elevations and improve drainage for certain roads and streets within Region 2 | 2 | Lower Red-Sulphur-Cypress | Upshur | 11140305,11140307,12010002 | 1114030503,1114030504,1114030701,1114030702,1201000204,1201000205,1201000201,1201000202 |  |  | 02006001, 02006002 | 590.4624 | Yes | No | No | No | No | Upshur County | 00000119 | No | Project Planning | 1000000 | No |  |  | 425 | 250 | 1920 | 677 | 2262 | 10 | 3 | 90.7699 |  | 611.6917 | Yes | No | N/A |  |  |  | Yes | [5 empty] | No |  |  | Yes | Reduces Flood Risk | Small
203 | 021000038 | City of Texarkana Buyout Study | Study to prepare a strategy and develop a program for voluntary purchase of at-risk properties | 2 | Lower Red-Sulphur-Cypress | Bowie | 11140106,11140201,11140302 | 1114010605,1114010606,1114010604,1114020102,1114030205,1114030207,1114030203,1114030204,1114030206 |  |  | 02003001, 02003002 | 920.1006 | Yes | No | No | No | No | Bowie County | 02002424 | No | Other | 250000 | No |  |  | 2657 | 1546 | 6678 | 4529 | 9746 | 19 | 7 | 313.5515 |  | 30919.4473 | Yes | Yes | Texarkana Flood Protection Planning Study, Pecan-Waterhole Base Level Engineering |  |  |  | Yes | [5 empty] | Yes |  |  | Yes | Reduces Flood Risk | Small
204 | 021000054 | City of Ector Property Buyout | Acquire flood-prone properties for use as park areas. | 2 | Lower Red-Sulphur-Cypress | Fannin | 11140101 | 1114010104 | 111401010402 | 02000282 | 02005001, 02005002 | 1.1683 | Yes | No | No | No | No | City of Ector | 02003065 | No | Other | 250000 | No |  |  | 15 | 10 | 4 | 13 | 14 | 0 | 0 | 0.80608 |  | 1.8333 | No | Yes | Lake Texoma Base Level Engineering |  |  |  | Yes | [5 empty] | No |  |  | Yes | Reduces Flood Risk | Small
205 | 021000056 | Cooke County Acquisition of Repetitive Loss and Damaged Properties | Purchase and removal of damaged homes that are located in the floodplain and buy-out of repetitive flood loss properties in Region 2 | 2 | Lower Red-Sulphur-Cypress | Cooke | 12030103,12030104,11130201,11130210 | 1203010301,1203010302,1203010305,1203010306,1203010307,1203010303,1203010304,1203010401,1113020105,1113020107,1113021004,1113021002,1113021003 | 120301030105,120301030201,111302010708,111302100201,111302100401,111302100404,111302100405,111302100202,111302100304,111302100204,111302100205,111302100305 | 02000182,02000184,02000193,02000246,02000247,02000250,02000253,02000254,02000255,02000258,02000259,02000260 | 02005001, 02005002 | 893.2448 | Yes | No | No | No | No | Cooke County | 00000189 | No | Other | 250000 | No |  |  | 34 | 20 | 3 | 26 | 26 | 0 | 0 | 12.6957 |  | 1958.074 | No | Yes | Bois DArc-Island Base Level Engineering |  |  |  | Yes | [5 empty] | No |  |  | Yes | Reduces Flood Risk | Small
206 | 021000057 | Grayson County Buyout of Repetitive Flood Properties | Work with local jurisdiction in the buy-out of repetitive flood properties. This includes any structures found to be located in flood areas that are in incorporated and unincorporated areas. | 2 | Lower Red-Sulphur-Cypress | Grayson | 12030103,12030106,11130210,11140101 | 1203010302,1203010307,1203010303,1203010601,1203010603,1203010602,1113021004,1113021002,1113021005,1113021003,1114010105,1114010102,1114010104,1114010101 |  |  | 02005001, 02005002 | 976.7411 | Yes | No | No | No | No | Grayson County | 00000190 | No | Other | 250000 | No |  |  | 2569 | 1511 | 9464 | 4360 | 12470 | 23 | 8 | 180.7409 |  | 10335.0703 | No | Yes | Bois DArc-Island Base Level Engineering, City of Sherman Floodplain Mapping Updates, Lake Texoma Base Level Engineering |  |  |  | Yes | [5 empty] | Yes |  |  | Yes | Reduces Flood Risk | Small
207 | 021000058 | Harrison County Property Acquisition | Acquisition and management strategies of land to preserve open space within Region 2 for flood mitigation and water quality in the floodplain. | 2 | Lower Red-Sulphur-Cypress | Harrison | 11140305,11140306,11140307,12010002,11140304 | 1114030504,1114030604,1114030601,1114030702,1201000206,1201000207,1201000209,1201000211,1114030404,1114030405 |  |  | 02005001, 02005002 | 912.3982 | Yes | No | No | No | No | Harrison County | 00000109 | No | Other | 250000 | No |  |  | 898 | 740 | 1198 | 1254 | 2056 | 6 | 5 | 96.5579 |  | 255.0025 | No | No | N/A |  |  |  | Yes | [5 empty] | Yes |  |  | Yes | Reduces Flood Risk | Big
208 | 021000059 | Marion County Barriers | Install low water crossing barriers, similar to railroad crossing barriers. | 2 | Lower Red-Sulphur-Cypress | Marion | 11140305,11140306,11140307 | 1114030504,1114030603,1114030604,1114030601,1114030602,1114030702 |  |  | 02002001, 02002002 | 418.8183 | Yes | No | No | No | No | Marion County | 02000120 | No | Preparedness | 100000 | No |  |  | 313 | 163 | 319 | 360 | 452 | 4 | 1 | 48.0299 |  | 137.3113 | No | No | N/A |  |  |  | Yes | [5 empty] | No |  |  | Yes | Reduces Flood Risk | Small
209 | 021000060 | City of Texarkana Gauges | Install depth gauges and radio-controlled guard arms at three flood-prone underpasses and warning lights and a “Do Not Enter” sign at flood-prone residential intersection. | 2 | Lower Red-Sulphur-Cypress | Bowie | 11140106,11140201,11140302 | 1114010606,1114020102,1114030207 | 111402010201,111403020704,111401060604,111403020705,111403020703,111403020701 | 02000001,02000002,02000022,02000206,02000208,02000239 | 02002001, 02002002 | 31.7408 | Yes | No | No | No | No | City of Texarkana | 02002424 | No | Preparedness | 100000 | No |  |  | 836 | 574 | 4532 | 1926 | 5788 | 9 | 2 | 48.2372 |  | 41.4926 | No | No | N/A |  |  |  | Yes | [5 empty] | Yes |  |  | Yes | Reduces Flood Risk | Small
210 | 021000021 | City of Clarksville Deleware Creek | Debris, Vegetation Removal, and Channelization | 2 | Lower Red-Sulphur-Cypress | Red River | 11140302 | 1114030202 | 111403020206 | 02000212 | 02005003, 02005004 | 2.2618 | Yes | No | No | No | No | City of Clarksville | 02002620 | No | Preparedness | 25000 | No |  |  | 71 | 43 | 67 | 55 | 76 | 0 | 1 | 2.2918 |  | 4.8404 | Yes | No | N/A |  |  |  | Yes | [5 empty] | No |  |  | Yes | Reduces Flood Risk | Small
211 | 021000022 | New Boston Unnamed Stream 1 | Debris, Vegetation Removal, and Channelization | 2 | Lower Red-Sulphur-Cypress | Bowie | 11140106,11140302 | 1114010605,1114030205,1114030206 | 111401060505,111403020503,111403020603 | 02000005,02000219,02000235 | 02005003, 02005004 | 3.6199 | Yes | No | No | No | No | City of New Boston | 02003219 | No | Preparedness | 250000 | No |  |  | 22 | 8 | 5 | 20 | 22 | 0 | 0 | 2.2303 |  | 4.628 | Yes | Yes | Pecan-Waterhole Base Level Engineering |  |  |  | Yes | [5 empty] | No |  |  | Yes | Reduces Flood Risk | Small
212 | 021000023 | New Boston Unnamed Stream 2 | Debris, Vegetation Removal, and Channelization | 2 | Lower Red-Sulphur-Cypress | Bowie | 11140106,11140302 | 1114010605,1114030205,1114030206 | 111401060505,111403020503,111403020603 | 02000005,02000219,02000235 | 02005003, 02005004 | 1.2427 | Yes | No | No | No | No | City of New Boston | 02003219 | No | Preparedness | 250000 | No |  |  | 8 | 7 | 7 | 21 | 21 | 0 | 0 | 0.63615 |  | 0.086034 | Yes | No | N/A |  |  |  | Yes | [5 empty] | No |  |  | Yes | Reduces Flood Risk | Big
213 | 021000024 | Nash Unnamed Stream 1 | Debris, Vegetation Removal, and Channelization | 2 | Lower Red-Sulphur-Cypress | Bowie | 11140302 | 1114030207 | 111403020704,111403020705,111403020701 | 02000002,02000206,02000239 | 02005003, 02005004 | 1.1163 | Yes | No | No | No | No | Bowie County | 02000216 | No | Preparedness | 250000 | No |  |  | 1 | 1 | 0 | 0 | 0 | 0 | 0 | 0.030423 |  | 1.8009 | Yes | Yes | Texarkana Flood Protection Planning Study |  |  |  | Yes | [5 empty] | Yes |  |  | Yes | Reduces Flood Risk | Small
214 | 021000025 | Nash Unnamed Stream 2 | Debris, Vegetation Removal, and Channelization | 2 | Lower Red-Sulphur-Cypress | Bowie | 11140302 | 1114030207 | 111403020704,111403020705,111403020701 | 02000002,02000206,02000239 | 02005003, 02005004 | 1.1163 | Yes | No | No | No | No | Bowie County | 02000216 | No | Preparedness | 250000 | No |  |  | 1 | 1 | 0 | 0 | 0 | 0 | 0 | 0.030423 |  | 1.8009 | Yes | Yes | Texarkana Flood Protection Planning Study |  |  |  | Yes | [5 empty] | Yes |  |  | Yes | Reduces Flood Risk | Big
215 | 021000032 | Cowhorn Creek East | Extend current H&H study limits to the upstream detention pond. Evaluate existing flooding and develop mitigation actions. | 2 | Lower Red-Sulphur-Cypress | Bowie | 11140201,11140302 | 1114020102,1114030207 | 111402010201,111403020704 | 02000001,02000002 | 02003001, 02003002 | 5.4865 | Yes | No | No | No | No | City of Texarkana | 02002424 | No | Watershed Planning | 250000 | No |  |  | 247 | 176 | 1678 | 736 | 2180 | 0 | 0 | 8.5003 |  | 1.3836 | Yes | Yes | Texarkana Flood Protection Planning Study |  |  |  | Yes | [5 empty] | Yes |  |  | Yes | Increases mapping coverage | Big
216 | 021000035 | Cowhorn West Creek | Arroyo Street additional modeling to address flooding | 2 | Lower Red-Sulphur-Cypress | Bowie | 11140201,11140302 | 1114020102,1114030207 | 111402010201,111403020704 | 02000001,02000002 | 02003001, 02003002 | 5.4865 | Yes | No | No | No | No | City of Texarkana | 02002424 | No | Watershed Planning | 250000 | No |  |  | 247 | 176 | 1678 | 736 | 2180 | 0 | 0 | 8.5003 |  | 1.3836 | Yes | Yes | Texarkana Flood Protection Planning Study |  |  |  | Yes | [5 empty] | Yes |  |  | Yes | Increases mapping coverage | Small
217 | 021000037 | Stream WC-1 | Street flooding near McKnight and Jonathan Street. Storm drain system evaluation and development of alternatives to increase community access for 40-50 houses. | 2 | Lower Red-Sulphur-Cypress | Bowie | 11140302 | 1114030207 | 111403020704 | 02000002 | 02003001, 02003002 | 0.81021 | Yes | No | No | No | No | City of Texarkana | 02002424 | No | Project Planning | 250000 | No |  |  | 8 | 4 | 31 | 10 | 37 | 0 | 0 | 0.52354 |  | 4.3113 | Yes | Yes | Texarkana Flood Protection Planning Study |  |  |  | Yes | [5 empty] | Yes |  |  | Yes | Reduces Flood Risk | Small
218 | 021000039 | City of Atlanta High School Lane Project/Phase No. 2 | Perform channel improvements between Hwy 77 & Main St | 2 | Lower Red-Sulphur-Cypress | Cass | 11140304,11140302 | 1114030402,1114030207 | 111403040201,111403040202,111403020702 | 02000196,02000197,02000205 | 02006001, 02006002. 02006003, 02006004 | 4.2564 | Yes | No | No | No | No | City of Atlanta | 02003081 | No | Project Planning | 250000 | No |  |  | 92 | 31 | 731 | 200 | 840 | 2 | 6 | 3.3699 |  | 0.88116 | Yes | No | N/A |  |  |  | Yes | [5 empty] | Yes |  |  | Yes | Reduces Flood Risk | Small
219 | 021000040 | City of Atlanta Eleanor St and Red Bluff St. Project/Phase No. 3 | Replace culvert crossings | 2 | Lower Red-Sulphur-Cypress | Cass | 11140304,11140302 | 1114030402,1114030207 | 111403040201,111403040202,111403020702 | 02000196,02000197,02000205 | 02006001, 02006002. 02006003, 02006004 | 4.2564 | Yes | No | No | No | No | City of Atlanta | 02003081 | No | Project Planning | 61000 | No |  |  | 92 | 31 | 731 | 200 | 840 | 2 | 6 | 3.3699 |  | 0.88116 | Yes | No | N/A |  |  |  | Yes | [5 empty] | Yes |  |  | Yes | Reduces Flood Risk | Small
220 | 021000041 | City of Atlanta Park View St and Jefferson St. Project/Phase No. 4 | Install culvert crossing | 2 | Lower Red-Sulphur-Cypress | Cass | 11140304,11140302 | 1114030402,1114030207 | 111403040201,111403040202,111403020702 | 02000196,02000197,02000205 | 02006001, 02006002. 02006003, 02006004 | 4.2564 | Yes | No | No | No | No | City of Atlanta | 02003081 | No | Project Planning | 61000 | No |  |  | 92 | 31 | 731 | 200 | 840 | 2 | 6 | 3.3699 |  | 0.88116 | Yes | No | N/A |  |  |  | Yes | [5 empty] | Yes |  |  | Yes | Reduces Flood Risk | Small
221 | 021000042 | City of Paris Big Sandy Cr Tribs 4 and 6 Improvements | Re-grade channel downstream of Clarksville Ave. and establish concrete channel upstream of Clarksville Ave. Channel improvements in the upper portion of Tributary 4. Tributary 6 channel improvements and culvert replacement. | 2 | Lower Red-Sulphur-Cypress | Lamar | 11140301,11140101 | 1114030104,1114010107 | 111403010405,111401010702 | 02000040,02000271 | 02006003, 02006004 | 1.0089 | Yes | No | No | No | No | City of Paris | 02002501 | No | Project Planning | 253000 | No |  |  | 202 | 150 | 677 | 560 | 1007 | 1 | 0 | 2.9337 |  | 0 | Yes | Yes | City of Paris Street and Drainage System Study |  |  |  | Yes | [5 empty] | Yes |  |  | Yes | Reduces Flood Risk | Small
222 | 021000020 | Sulphur River (Main Stem) Log Jams | Log and debris jams along Sulphur River near Highway 37 | 2 | Lower Red-Sulphur-Cypress | Franklin,Hopkins,Delta | 11140301,11140303,11140302 | 1114030104,1114030302,1114030201 | 111403010407,111403030202,111403030204,111403020102,111403020105,111403020106,111403020104,111403020103 | 02000042,02000064,02000073,02000210,02000214,02000215,02000240,02000242 | 02005003, 02005004 | 67.1973 | Yes | No | No | No | No | Sulphur River Basin Authority | 00000281 | No | Preparedness | 550000 | No |  |  | 23 | 7 | 14 | 26 | 28 | 1 | 0 | 6.473 |  | 2524.4009 | No | No | N/A |  |  |  | Yes | [5 empty] | No |  |  | Yes | Reduces Flood Risk | Big
223 | 021000026 | Anderson Creek WWTP Flood Study | WWTP was impacted by flooding from Anderson Creek. Study to evaluate whether existing berm meets 100-year protection and to evaluate the needs for sump pumps and lift station. | 2 | Lower Red-Sulphur-Cypress | Bowie | 11140106,11140302 | 1114010605,1114030205,1114030204 | 111401060503,111403020403,111403020501 | 02000019,02000230,02000231 | 02006003, 02006004 | 6.2175 | Yes | No | No | No | No | City of De Kalb | 02003216 | No | Project Planning | 250000 | No |  |  | 10 | 3 | 3 | 12 | 12 | 1 | 0 | 2.0036 |  | 80.2419 | Yes | No | N/A |  |  |  | Yes | [5 empty] | No |  |  | Yes | Reduces Flood Risk | Small
224 | 021000033 | Wadley Hospital Flood Study | Flood study to define flood risk and mitigation options. | 2 | Lower Red-Sulphur-Cypress | Bowie | 11140201,11140302 | 1114020102,1114030207 | 111402010201,111403020704,111403020705 | 02000001,02000002,02000206 | 02003001, 02003002 | 4.6504 | Yes | No | No | No | No | City of Texarkana | 02002424 | No | Project Planning | 250000 | No |  |  | 226 | 137 | 1229 | 416 | 1476 | 6 | 0 | 10.3448 |  | 3.6653 | Yes | Yes | Texarkana Flood Protection Planning Study |  |  |  | Yes | [5 empty] | Yes |  |  | Yes | Increases mapping coverage | Big
225 | 021000034 | Urban Flooding at 19th and Wood Street | Flood study to define flood risk and mitigation options. Houses flood 4-5 times per year. | 2 | Lower Red-Sulphur-Cypress | Bowie | 11140201,11140302 | 1114020102,1114030207 | 111402010201,111403020704,111403020705 | 02000001,02000002,02000206 | 02003001, 02003002 | 4.6504 | Yes | No | No | No | No | City of Texarkana | 02002424 | No | Project Planning | 250000 | No |  |  | 226 | 137 | 1229 | 416 | 1476 | 6 | 0 | 10.3448 |  | 3.6653 | Yes | Yes | Texarkana Flood Protection Planning Study |  |  |  | Yes | [5 empty] | Yes |  |  | Yes | Increases mapping coverage | Small
226 | 021000063 | City of Nash Floodplain Study | Drainage study to adopt floodplain. | 2 | Lower Red-Sulphur-Cypress | Bowie | 11140302 | 1114030207 | 111403020704,111403020705,111403020701 | 02000002,02000206,02000239 | 02003001, 02003002 | 3.293 | Yes | No | No | No | No | City of Nash | 02003218 | No | Watershed Planning | 250000 | No |  |  | 72 | 56 | 274 | 173 | 387 | 1 | 0 | 0.91929 |  | 5.1842 | Yes | Yes | Texarkana Flood Protection Planning Study |  |  |  | Yes | [5 empty] | Yes |  |  | Yes | Increases mapping coverage | Big
227 | 021000064 | Pecan to Waggoner Creek Channel Improvements | Channel improvements east of Pecan to Waggoner Creek. | 2 | Lower Red-Sulphur-Cypress | Bowie | 11140106,11140201,11140302 | 1114010606,1114020102,1114030207 | 111402010201,111403020704,111401060604,111403020701 | 02000001,02000002,02000022,02000239 | 02006003, 02006004 | 9.1201 | Yes | No | No | No | No | City of Nash | 02003218 | No | Project Planning | 250000 | No |  |  | 154 | 129 | 400 | 412 | 686 | 1 | 1 | 7.5361 |  | 16.5816 | Yes | Yes | Texarkana Flood Protection Planning Study |  |  |  | Yes | [5 empty] | Yes |  |  | Yes | Reduces Flood Risk | Small
228 | 021000045 | Update to City of Paris Comprehensive Stormwater Plan Study | Comprehensive Hydrologic and Hydraulic study to evaluate drainage improvements along 5th St., 7th St., Trail de Paris, E. Sycamore, 31st St., Wilburn St., and 4th St. | 2 | Lower Red-Sulphur-Cypress | Lamar | 11140301,11140101 | 1114030103,1114030104,1114010107 | 111403010405,111403010307,111403010406,111401010702 | 02000040,02000058,02000062,02000271 | 02006001, 02006002. 02006003, 02006004 | 11.707 | Yes | No | No | No | No | City of Paris | 02002501 | No | Project Planning | 250000 | No |  |  | 612 | 459 | 1854 | 1379 | 2747 | 9 | 0 | 12.8126 |  | 164.3342 | Yes | Yes | City of Paris Street and Drainage System Study |  |  |  | Yes | [5 empty] | Yes |  |  | Yes | Reduces Flood Risk | Small
229 | 021000065 | South Sulphur River Log Jams | Log and debris jams along South Sulphur River near FM 71 | 2 | Lower Red-Sulphur-Cypress | Franklin,Hopkins,Delta | 11140301,11140303,12010001,12010003,12030106,11140101 | 1114030101,1114030102,1114030103,1114030301,1201000101,1201000301,1203010601,1114010105 |  |  | 02005003, 02005004 | 196.6947 | Yes | No | No | No | No | Sulphur River Basin Authority | 00000281 | No | Preparedness | 550000 | No |  |  | 322 | 217 | 927 | 878 | 1490 | 3 | 0 | 49.3725 |  | 2977.4407 | Yes | No | No |  |  |  | Yes | [5 empty] | Yes |  |  | Yes | Reduces Flood Risk | Big
230 | 021000062 | North Sulphur River Channel Stability and Flooding Study | Channel stability along North Sulphur River and Highway 24 | 2 | Lower Red-Sulphur-Cypress | Lamar,Delta,Fannin | 11140301,11140303,11140302,11140101 | 1114030101,1114030102,1114030103,1114030104,1114030301,1114030302,1114030201,1114010105,1114010107,1114010106 |  |  | 02003001, 02003002 | 519.592 | Yes | No | No | No | No | Sulphur River Basin Authority | 00000281 | No | Preparedness | 950000 | No |  |  | 915 | 625 | 2011 | 1701 | 3150 | 19 | 10 | 84.6813 |  | 31562.7832 | Yes | Yes | City of Paris Street and Drainage System Study |  |  |  | Yes | [5 empty] | Yes |  |  | Yes | Reduces Flood Risk | Small
231 | 021000029 | Red River Levee and Navigation System | Study flood mitigation benefits of a levee and navigation system on the Lower Red, based on planning by USACE | 2 | Lower Red-Sulphur-Cypress | Bowie | 11140106,11140201,11140302 | 1114010605,1114010606,1114010604,1114020102,1114030205,1114030206 |  |  | 02006001, 02006002 | 117.7865 | Yes | No | No | No | No | City of De Kalb, Red River Valley Association | 02003216 | No | Project Planning | 4000000 | No |  |  | 154 | 45 | 79 | 159 | 193 | 1 | 1 | 25.9186 |  | 15299.8984 | Yes | No | Texarkana Flood Protection Planning Study |  |  |  | Yes | [5 empty] | No |  |  | Yes | Reduces Flood Risk | Big
232 | 021000066 | Pig Branch Watershed Culvert Study Update | Study to provide the city with updated drainage information to alleviate existing and potential flood damages for various crossings. | 2 | Lower Red-Sulphur-Cypress | Fannin | 11140101 | 1114010105 | 111401010504,111401010503 | 02000287,02000288 | 02003001, 02003002 | 5.32 | Yes | No | No | No | No | City of Bonham | 02003063 | No | Watershed Planning | 250000 | No |  |  | 128 | 72 | 2104 | 381 | 2366 | 4 | 14 | 4.8 |  | 145.86 | Yes | Yes | 1D BLE |  |  |  | Yes | [5 empty] | No |  |  | Yes | Reduces Flood Risk | Small
233 | 031000002 | Anderson County FEMA Mapping | Create FEMA mapping in previously unmapped areas and update existing FEMA maps as needed. | 3 | Trinity | Anderson | 12030201,12030105,12020001 | 1203020103,1202000105,1203020104,1203010505,1203020107,1202000103,1202000104,1202000107,1203020102 | 120301050506,120302010204,120302010205, 120302010301,120302010208,120302010302, 120302010206,120302010207,120302010303, 120302010305,120302010304,120302010402, 120302010403,120302010401,120302010406, 120302010404,120302010405,120302010702, 120302010707,12 | 03000194,03000330,03000343,03000344,03000345,03000346,03000347,03000348,03000349,03000350,03000351,03000352,03000353,03000354,03000355,03000356,03000357,03000358,03000359,03000371,03000372 | 03000005, 03000006 | 1073.4641 | Yes | No | No | No | No | 00000156 | 00000156 | No | Watershed Planning | 1500000 | No | <Null> | 0 | 667 | 416 | 760 | 1098 | 1408 | 6 | 6 | 73.3435 |  | 36103.8398 | Yes | Yes |  |  |  |  | Yes | [5 empty] | Yes |  |  | Yes | Increases mapping coverage | Big
234 | 031000003 | Chambers County FEMA Mapping | Create FEMA mapping in previously unmapped areas and update existing FEMA maps as needed. | 3 | Trinity | Chambers | 12030203,12040203,12040204,12040201,12040202 | 1204020203,1204020301,1204020402,1204020201,1204020302,1204020101,1203020302,1204020202,1204020204,1203020303,1204020401 | 120302030202,120402030105,120302030203,120402040100,120402020300,120302030307,120402010100,120402020400,120402040200,120402020200,120302030204,120402030106,120402030200,120402020100,120302030306,120302030304,120402030104 | 03000461,03000462,03000466,03000468 | 03000005, 03000006 | 629.7137 | Yes | No | No | No | No | 00000013 | 00000013 | No | Watershed Planning | 874000 | Yes | Local | 87400 | 2225 | 1698 | 4972 | 2996 | 7117 | 26 | 0 | 53.1511 |  | 4747.4561 | Yes | Yes |  |  |  |  | Yes | [5 empty] | Yes |  |  | Yes | Increases mapping coverage | Small
235 | 031000004 | Clay County FEMA Mapping | Create FEMA mapping in previously unmapped areas and update existing FEMA maps as needed. | 3 | Trinity | Clay | 12030101,11130209,11130102,11130206,11130201 | 1113020905,1203010105,1113020903,1203010101,1113020605,1113010203,1113020904,1113020102,1113020101,1203010102 | 120302030202,120402030105,120302030203,120402040100,120402020300,120302030307,120402010100,120402020400,120402040200,120402020200,120302030204,120402030106,120402030200,120402020100,120302030306,120302030304,120402030104 | 03000003,03000012,03000013,03000014,03000016,03000032,03000033 | 03000005, 03000006 | 1107.6428 | Yes | No | No | No | No | 00000194 | 00000194 | No | Watershed Planning | 1470000 | Yes | Local | 147000 | 28 | 27 | 3 | 16 | 16 | 0 | 0 | 17.7181 |  | 4620.751 | Yes | Yes |  |  |  |  | Yes | [5 empty] | No |  |  | Yes | Increases mapping coverage | Small
236 | 031000005 | Collin County FEMA Mapping | Create FEMA mapping in previously unmapped areas and update existing FEMA maps as needed. | 3 | Trinity | Collin | 12030106,12030103,12030105,12010001 | 1203010501,1201000103,1203010602,1203010309,1201000102,1203010307,1203010603,1203010604,1203010310,1203010601 | 120302030202,120402030105,120302030203,120402040100,120402020300,120302030307,120402010100,120402020400,120402040200,120402020200,120302030204,120402030106,120402030200,120402020100,120302030306,120302030304,120402030104 | 03000003,03000012,03000013,03000014,03000016,03000032,03000033 | 03000005, 03000006 | 883.1867 | Yes | No | No | No | No | 00000207 | 00000207 | No | Watershed Planning | 1041000 | Yes | Local | 104100 | 2842 | 2401 | 11593 | 7641 | 17576 | 26 | 55 | 145.7817 |  | 34153.6094 | Yes | Yes |  |  |  |  | Yes | [5 empty] | Yes |  |  | Yes | Increases mapping coverage | Big
237 | 031000006 | Cooke County FEMA Mapping | Create FEMA mapping in previously unmapped areas and update existing FEMA maps as needed. | 3 | Trinity | Cooke | 12030103,12030104,11130210,11130201 | 1203010305,1203010401,1203010306,1113020107,1203010303,1113021004,1113021002,1113021003,1203010304,1203010301,1203010307,1203010302,1113020105 | 120302030202,120402030105,120302030203,120402040100,120402020300,120302030307,120402010100,120402020400,120402040200,120402020200,120302030204,120402030106,120402030200,120402020100,120302030306,120302030304,120402030104 | 03000098,03000099,03000100,03000101,03000102,03000103,03000104,03000105,03000106,03000107,03000108,03000109,03000110,03000111,03000112,03000113,03000115,03000116,03000117,03000118,03000119,03000122,03000123,03000124,03000125,03000126,03000131,03000152 | 03000005, 03000006 | 893.0081 | Yes | No | No | No | No | 00000189 | 00000189 | No | Watershed Planning | 1133000 | Yes | Local | 113300 | 1328 | 964 | 998 | 1528 | 2077 | 6 | 32 | 81.3614 |  | 40870.1797 | Yes | Yes |  |  |  |  | Yes | [5 empty] | Yes |  |  | Yes | Increases mapping coverage | Big
238 | 031000007 | Denton County FEMA Mapping | Create FEMA mapping in previously unmapped areas and update existing FEMA maps as needed. | 3 | Trinity | Denton | 12030103,12030104,12030105 | 1203010501,1203010308,1203010305,1203010306,1203010402,1203010303,1203010309,1203010304,1203010307,1203010310,1203010403 | 120302030202,120402030105,120302030203,120402040100,120402020300,120302030307,120402010100,120402020400,120402040200,120402020200,120302030204,120402030106,120402030200,120402020100,120302030306,120302030304,120402030104 | 03000098,03000099,03000100,03000101,03000102,03000103,03000104,03000105,03000106,03000107,03000108,03000109,03000110,03000111,03000112,03000113,03000115,03000116,03000117,03000118,03000119,03000122,03000123,03000124,03000125,03000126,03000131,03000152 | 03000005, 03000006 | 948.4353 | Yes | No | No | No | No | 03000208 | 03000208 | No | Watershed Planning | 1140000 | Yes | Local | 114000 | 4675 | 3634 | 6148 | 15904 | 18656 | 89 | 97 | 245.0678 |  | 53344.3594 | Yes | Yes |  |  |  |  | Yes | [5 empty] | Yes |  |  | Yes | Increases mapping coverage | Big
239 | 031000008 | Ellis County FEMA Mapping | Create FEMA mapping in previously unmapped areas and update existing FEMA maps as needed. | 3 | Trinity | Ellis | 12030109,12030102,12030105,12030108 | 1203010901,1203010904,1203010504,1203010902,1203010801,1203010502,1203010903,1203010503,1203010206 | 120302030202,120402030105,120302030203,120402040100,120402020300,120302030307,120402010100,120402020400,120402040200,120402020200,120302030204,120402030106,120402030200,120402020100,120302030306,120302030304,120402030104 | 03000098,03000099,03000100,03000101,03000102,03000103,03000104,03000105,03000106,03000107,03000108,03000109,03000110,03000111,03000112,03000113,03000115,03000116,03000117,03000118,03000119,03000122,03000123,03000124,03000125,03000126,03000131,03000152 | 03000005, 03000006 | 947.7853 | Yes | No | No | No | No | 03000105 | 03000105 | No | Watershed Planning | 1182000 | Yes | Local | 118200 | 2712 | 2240 | 4055 | 5855 | 8472 | 32 | 57 | 214.4134 |  | 90231.0391 | Yes | Yes |  |  |  |  | Yes | [5 empty] | Yes |  |  | Yes | Increases mapping coverage | Big
240 | 031000009 | Fannin County FEMA Mapping | Create FEMA mapping in previously unmapped areas and update existing FEMA maps as needed. | 3 | Trinity | Fannin | 12030106,11140101,11140301,11140102 | 1114010108,1114030103,1114010101,1114030101,1114010106,1114010103,1114010102,1114010105,1114010202,1114030102,1114010104,1203010601 | 120302030202,120402030105,120302030203,120402040100,120402020300,120302030307,120402010100,120402020400,120402040200,120402020200,120302030204,120402030106,120402030200,120402020100,120302030306,120302030304,120402030104 | 03000207,03000208,03000209,03000210 | 03000005, 03000006 | 896.7938 | Yes | No | No | No | No | 00000188 | 00000188 | No | Watershed Planning | 1183000 | No | <Null> | 0 | 139 | 119 | 22 | 91 | 93 | 0 | 0 | 4.4001 |  | 1782.8149 | Yes | Yes |  |  |  |  | Yes | [5 empty] | No |  |  | Yes | Increases mapping coverage | Big
241 | 031000010 | Freestone County FEMA Mapping | Create FEMA mapping in previously unmapped areas and update existing FEMA maps as needed. | 3 | Trinity | Freestone | 12030201,12070103,12030105,12030108 | 1203020103,1203020106,1203020101,1203020104,1203010505,1203020107,1203010804,1203020105,1207010303 | 120302030202,120402030105,120302030203,120402040100,120402020300,120302030307,120402010100,120402020400,120402040200,120402020200,120302030204,120402030106,120402030200,120402020100,120302030306,120302030304,120402030104 | 03000207,03000208,03000209,03000210 | 03000005, 03000006 | 888.1444 | Yes | No | No | No | No | 00000143 | 00000143 | No | Watershed Planning | 1201000 | Yes | Local | 120100 | 557 | 237 | 166 | 360 | 389 | 3 | 2 | 90.6338 |  | 48504.25 | Yes | Yes |  |  |  |  | Yes | [5 empty] | No |  |  | Yes | Increases mapping coverage | Big
242 | 031000011 | Grayson County FEMA Mapping | Create FEMA mapping in previously unmapped areas and update existing FEMA maps as needed. | 3 | Trinity | Grayson | 12030106,11140101,12030103,11130210 | 1114010101,1203010602,1203010303,1113021004,1113021002,1113021003,1114010102,1114010105,1203010307,1203010603,1203010302,1114010104,1113021005,1203010601 | 120302030202,120402030105,120302030203,120402040100,120402020300,120302030307,120402010100,120402020400,120402040200,120402020200,120302030204,120402030106,120402030200,120402020100,120302030306,120302030304,120402030104 | 03000103,03000104,03000108,03000120,03000121,03000122,03000123,03000129,03000131,03000132,03000210,03000211,03000212,03000213,03000215,03000220,03000221 | 03000005, 03000006 | 976.4822 | Yes | No | No | No | No | 00000190 | 00000190 | No | Watershed Planning | 1228000 | Yes | Local | 122800 | 436 | 376 | 160 | 514 | 541 | 5 | 1 | 42.7031 |  | 21311.8398 | Yes | Yes |  |  |  |  | Yes | [5 empty] | Yes |  |  | Yes | Increases mapping coverage | Big
243 | 031000012 | Grimes County FEMA Mapping | Create FEMA mapping in previously unmapped areas and update existing FEMA maps as needed. | 3 | Trinity | Grimes | 12070103,12040101,12070101,12040102,12030202 | 1207010307,1204010101,1203020204,1203020205,1204010202,1207010308,1207010305,1207010108,1204010103,1207010306 | 120302030202,120402030105,120302030203,120402040100,120402020300,120302030307,120402010100,120402020400,120402040200,120402020200,120302030204,120402030106,120402030200,120402020100,120302030306,120302030304,120402030104 | 03000374,03000394,03000397,03000398,03000399 | 03000005, 03000006 | 798.663 | Yes | No | No | No | No | 00000044 | 00000044 | No | Watershed Planning | 1334000 | Yes | Local | 133400 | 109 | 69 | 8 | 47 | 49 | 0 | 0 | 13.0379 |  | 9748.6602 | Yes | Yes |  |  |  |  | Yes | [5 empty] | No |  |  | Yes | Increases mapping coverage | Big
244 | 031000013 | Henderson County FEMA Mapping | Create FEMA mapping in previously unmapped areas and update existing FEMA maps as needed. | 3 | Trinity | Henderson | 12030201,12030107,12030105,12020001 | 1202000102,1203010504,1203010703,1203010505,1202000103,1202000104,1203020102,1202000101 | 120302030202,120402030105,120302030203,120402040100,120402020300,120302030307,120402010100,120402020400,120402040200,120402020200,120302030204,120402030106,120402030200,120402020100,120302030306,120302030304,120402030104 | 03000186,03000189,03000192,03000193,03000194,03000198,03000200,03000201,03000202,03000239,03000258,03000259,03000260,03000261,03000262,03000263,03000264,03000265,03000266,03000267,03000341,03000342,03000343,03000344,03000345 | 03000005, 03000006 | 944.7452 | Yes | No | No | No | No | 00000164 | 00000164 | No | Watershed Planning | 1295000 | No | <Null> | 0 | 2066 | 1602 | 2811 | 3375 | 5064 | 15 | 11 | 74.6347 |  | 40351.0195 | Yes | Yes |  |  |  |  | Yes | [5 empty] | Yes |  |  | Yes | Increases mapping coverage | Big
245 | 031000014 | Hill County FEMA Mapping | Create FEMA mapping in previously unmapped areas and update existing FEMA maps as needed. | 3 | Trinity | Hill | 12030109,12070103,12030108,12060202 | 1203010901,1206020206,1206020203,1203010802,1207010301,1203010803,1203010902,1203010801,1206020204,1206020207,1206020202,1206020205 | 120302030202,120402030105,120302030203,120402040100,120402020300,120302030307,120402010100,120402020400,120402040200,120402020200,120302030204,120402030106,120402030200,120402020100,120302030306,120302030304,120402030104 | 03000268,03000269,03000270,03000271,03000272,03000273,03000274,03000275,03000276,03000277,03000278,03000280,03000284,03000305,03000309,03000318,03000319 | 03000005, 03000006 | 981.7129 | Yes | No | No | No | No | 00000161 | 00000161 | No | Watershed Planning | 1272000 | Yes | Local | 127200 | 127 | 83 | 47 | 93 | 109 | 0 | 1 | 24.0966 |  | 24894.7305 | Yes | Yes |  |  |  |  | Yes | [5 empty] | No |  |  | Yes | Increases mapping coverage | Big
246 | 031000015 | Hood County FEMA Mapping | Create FEMA mapping in previously unmapped areas and update existing FEMA maps as needed. | 3 | Trinity | Hood | 12060201,12030102,12060202 | 1206020111,1206020201,1206020112,1206020113,1203010203 | 120302030202,120402030105,120302030203,120402040100,120402020300,120302030307,120402010100,120402020400,120402040200,120402020200,120302030204,120402030106,120402030200,120402020100,120302030306,120302030304,120402030104 | 03000065 | 03000005, 03000006 | 438.6098 | Yes | No | No | No | No | 00000103 | 00000103 | No | Watershed Planning | 539000 | Yes | Local | 53900 | 0 | 0 | 0 | 0 | 0 | 0 | 0 | 0 |  | 136.8904 | Yes | Yes |  |  |  |  | Yes | [5 empty] | No |  |  | Yes | Increases mapping coverage | Big
247 | 031000016 | Houston County FEMA Mapping | Create FEMA mapping in previously unmapped areas and update existing FEMA maps as needed. | 3 | Trinity | Houston | 12020002,12030201,12020001,12030202 | 1203020207,1202000105,1202000201,1203020208,1202000204,1203020203,1203020104,1203020206,1202000202,1203020107,1202000107 | 120302030202,120402030105,120302030203,120402040100,120402020300,120302030307,120402010100,120402020400,120402040200,120402020200,120302030204,120402030106,120402030200,120402020100,120302030306,120302030304,120402030104 | 03000327,03000328,03000329,03000330,03000358,03000371,03000372,03000373,03000384,03000385,03000386,03000387,03000388,03000390,03000406,03000407,03000408,03000409,03000410,03000411,03000412,03000413,03000414,03000416,03000417,03000428 | 03000005, 03000006 | 1231.7549 | Yes | No | No | No | No | 00000128 | 00000128 | No | Watershed Planning | 1809000 | Yes | Local | 180900 | 290 | 192 | 130 | 259 | 321 | 5 | 18 | 110.1064 |  | 12612.3496 | Yes | Yes |  |  |  |  | Yes | [5 empty] | Yes |  |  | Yes | Increases mapping coverage | Big
248 | 031000017 | Hunt County FEMA Mapping | Create FEMA mapping in previously unmapped areas and update existing FEMA maps as needed. | 3 | Trinity | Hunt | 12030106,11140301,12030107,12010003,12010001 | 1201000103,1201000104,1114030101,1201000101,1201000102,1203010701,1114030102,1201000301,1203010601 | 120302030202,120402030105,120302030203,120402040100,120402020300,120302030307,120402010100,120402020400,120402040200,120402020200,120302030204,120402030106,120402030200,120402020100,120302030306,120302030304,120402030104 | 03000207,03000208,03000241 | 03000005, 03000006 | 879.1909 | Yes | No | No | No | No | 00000212 | 00000212 | No | Watershed Planning | 1064000 | Yes | Local | 106400 | 27 | 16 | 1 | 7 | 7 | 0 | 0 | 3.9244 |  | 2148.9451 | Yes | Yes |  |  |  |  | Yes | [5 empty] | No |  |  | Yes | Increases mapping coverage | Small
249 | 031000018 | Jack County FEMA Mapping | Create FEMA mapping in previously unmapped areas and update existing FEMA maps as needed. | 3 | Trinity | Jack | 12060201,12030101 | 1206020111,1206020102,1203010103,1203010105,1206020106,1203010101,1203010104,1203010102 | 120302030202,120402030105,120302030203,120402040100,120402020300,120302030307,120402010100,120402020400,120402040200,120402020200,120302030204,120402030106,120402030200,120402020100,120302030306,120302030304,120402030104 | 03000001,03000002,03000003,03000004,03000007,03000008,03000009,03000010,03000011,03000012,03000013,03000014,03000015,03000016,03000017,03000018,03000019,03000020,03000021,03000022,03000023,03000025,03000026,03000027,03000029,03000033,03000040 | 03000005, 03000006 | 917.3332 | Yes | No | No | No | No | 00000253 | 00000253 | No | Watershed Planning | 1122000 | Yes | Local | 112200 | 268 | 105 | 105 | 203 | 231 | 0 | 6 | 54.5769 |  | 33805.2383 | Yes | Yes |  |  |  |  | Yes | [5 empty] | Yes |  |  | Yes | Increases mapping coverage | Big
250 | 031000019 | Johnson County FEMA Mapping | Create FEMA mapping in previously unmapped areas and update existing FEMA maps as needed. | 3 | Trinity | Johnson | 12030109,12060201,12030102,12060202 | 1203010901,1206020203,1203010204,1206020202,1206020113,1203010203,1203010206,1206020205 | 120302030202,120402030105,120302030203,120402040100,120402020300,120302030307,120402010100,120402020400,120402040200,120402020200,120302030204,120402030106,120402030200,120402020100,120302030306,120302030304,120402030104 | 03000065,03000066,03000067,03000068,03000072,03000073,03000087,03000088,03000089,03000090,03000091,03000313,03000314,03000315,03000318,03000319 | 03000005, 03000006 | 730.8539 | Yes | No | No | No | No | 00000104 | 00000104 | No | Watershed Planning | 977000 | No | <Null> | 0 | 1839 | 1544 | 2429 | 3590 | 4877 | 12 | 372 | 61.6765 |  | 13054.4102 | Yes | Yes |  |  |  |  | Yes | [5 empty] | Yes |  |  | Yes | Increases mapping coverage | Big
251 | 031000020 | Kaufman County FEMA Mapping | Create FEMA mapping in previously unmapped areas and update existing FEMA maps as needed. | 3 | Trinity | Kaufman | 12030106,12030107,12030105,12010001 | 1203010702,1201000103,1203010504,1203010605,1201000104,1203010703,1203010505,1203010701,1201000105,1203010502,1203010604 | 120302030202,120402030105,120302030203,120402040100,120402020300,120302030307,120402010100,120402020400,120402040200,120402020200,120302030204,120402030106,120402030200,120402020100,120302030306,120302030304,120402030104 | 03000065,03000066,03000067,03000068,03000072,03000073,03000087,03000088,03000089,03000090,03000091,03000313,03000314,03000315,03000318,03000319 | 03000005, 03000006 | 804.4296 | Yes | No | No | No | No | 00000108 | 00000108 | No | Watershed Planning | 985000 | Yes | Local | 98500 | 2086 | 1672 | 1447 | 3820 | 4193 | 13 | 16 | 148.1327 |  | 88118.0469 | Yes | Yes |  |  |  |  | Yes | [5 empty] | Yes |  |  | Yes | Increases mapping coverage | Small
252 | 031000021 | Leon County FEMA Mapping | Create FEMA mapping in previously unmapped areas and update existing FEMA maps as needed. | 3 | Trinity | Leon | 12030201,12070103,12030202 | 1207010304,1203020204,1203020106,1203020202,1207010305,1203020203,1203020104,1203020107,1203020201,1203020105,1207010303 | 120302030202,120402030105,120302030203,120402040100,120402020300,120302030307,120402010100,120402020400,120402040200,120402020200,120302030204,120402030106,120402030200,120402020100,120302030306,120302030304,120402030104 | 03000330,03000357,03000359,03000360,03000362,03000363,03000364,03000365,03000369,03000370,03000371,03000375,03000376,03000377,03000378,03000379,03000380,03000381,03000382,03000383,03000384,03000387,03000389,03000390,03000391 | 03000005, 03000006 | 1075.8516 | Yes | No | No | No | No | 00000132 | 00000132 | No | Watershed Planning | 1503000 | Yes | Local | 150300 | 50 | 43 | 10 | 40 | 40 | 6 | 5 | 99.5588 |  | 2040.316 | Yes | Yes |  |  |  |  | Yes | [5 empty] | Yes |  |  | Yes | Increases mapping coverage | Small
253 | 031000022 | Liberty County FEMA Mapping | Create FEMA mapping in previously unmapped areas and update existing FEMA maps as needed. | 3 | Trinity | Liberty | 12040103,12030203,12040203,12040201,12040202,12020007,12030202 | 1203020301,1204020301,1204020201,1202000701,1204020101,1203020302,1204010304,1204020202,1204010301,1204010302,1203020212,1202000702,1203020303 | 120302030202,120402030105,120302030203,120402040100,120402020300,120302030307,120402010100,120402020400,120402040200,120402020200,120302030204,120402030106,120402030200,120402020100,120302030306,120302030304,120402030104 | 03000448,03000449,03000450,03000451,03000452,03000453,03000454,03000455,03000456,03000457,03000458,03000459,03000460,03000461,03000462,03000463,03000464,03000465,03000466,03000467,03000468 | 03000005, 03000006 | 1169.4541 | Yes | No | No | No | No | 00000033 | 00000033 | No | Watershed Planning | 1214000 | Yes | Local | 121400 | 8682 | 8049 | 4876 | 11291 | 12221 | 87 | 6 | 256.5493 |  | 48897.0117 | Yes | Yes |  |  |  |  | Yes | [5 empty] | Yes |  |  | Yes | Increases mapping coverage | Small
254 | 031000023 | Limestone County FEMA Mapping | Create FEMA mapping in previously unmapped areas and update existing FEMA maps as needed. | 3 | Trinity | Limestone | 12030201,12070103,12070101,12030108,12060202 | 1207010304,1207010105,1207010301,1207010102,1203010803,1207010302,1207010103,1203020101,1206020207,1207010303 | 120302030202,120402030105,120302030203,120402040100,120402020300,120302030307,120402010100,120402020400,120402040200,120402020200,120302030204,120402030106,120402030200,120402020100,120302030306,120302030304,120402030104 | 03000284,03000285,03000286,03000287,03000331,03000332 | 03000005, 03000006 | 928.8784 | Yes | No | No | No | No | 00000137 | 00000137 | No | Watershed Planning | 1272000 | Yes | Local | 127200 | 62 | 33 | 24 | 53 | 53 | 1 | 3 | 12.8761 |  | 10683.7402 | Yes | Yes |  |  |  |  | Yes | [5 empty] | Yes |  |  | Yes | Increases mapping coverage | Big
255 | 031000024 | Madison County FEMA Mapping | Create FEMA mapping in previously unmapped areas and update existing FEMA maps as needed. | 3 | Trinity | Madison | 12070103,12030202 | 1203020204,1203020205,1203020202,1207010305,1203020203,1203020206,1207010306 | 120302030202,120402030105,120302030203,120402040100,120402020300,120302030307,120402010100,120402020400,120402040200,120402020200,120302030204,120402030106,120402030200,120402020100,120302030306,120302030304,120402030104 | 03000374,03000381,03000389,03000390,03000391,03000392,03000393,03000394,03000395,03000396,03000397,03000400,03000401,03000402,03000403,03000404,03000405,03000406,03000408 | 03000005, 03000006 | 469.9524 | Yes | No | No | No | No | 00000055 | 00000055 | No | Watershed Planning | 724000 | No | <Null> | 0 | 409 | 345 | 138 | 278 | 327 | 7 | 1 | 58.3972 |  | 45093.8906 | Yes | Yes |  |  |  |  | Yes | [5 empty] | Yes |  |  | Yes | Increases mapping coverage | Big
256 | 031000025 | Montague County FEMA Mapping | Create FEMA mapping in previously unmapped areas and update existing FEMA maps as needed. | 3 | Trinity | Montague | 12030103,12030104,12030101,11130209,11130201 | 1113020905,1203010305,1203010401,1203010105,1113020107,1203010104,1203010301,1113020102,1113020105 | 120302030202,120402030105,120302030203,120402040100,120402020300,120302030307,120402010100,120402020400,120402040200,120402020200,120302030204,120402030106,120402030200,120402020100,120302030306,120302030304,120402030104 | 03000021,03000032,03000033,03000034,03000039,03000040,03000041,03000042,03000043,03000115,03000116,03000117,03000119,03000150,03000151,03000152,03000165,03000166 | 03000005, 03000006 | 933.2016 | Yes | No | No | No | No | 00000191 | 00000191 | No | Watershed Planning | 1203000 | Yes | Local | 120300 | 37 | 12 | 5 | 19 | 19 | 0 | 3 | 56.7694 |  | 3015.0969 | Yes | Yes |  |  |  |  | Yes | [5 empty] | Yes |  |  | Yes | Increases mapping coverage | Small
257 | 031000026 | Navarro County FEMA Mapping | Create FEMA mapping in previously unmapped areas and update existing FEMA maps as needed. | 3 | Trinity | Navarro | 12030109,12030201,12030107,12030105,12030108 | 1203010802,1203010904,1203010504,1203010803,1203010703,1203010902,1203010801,1203020101,1203010505,1203010903,1203010804 | 120302030202,120402030105,120302030203,120402040100,120402020300,120302030307,120402010100,120402020400,120402040200,120402020200,120302030204,120402030106,120402030200,120402020100,120302030306,120302030304,120402030104 | 03000021,03000032,03000033,03000034,03000039,03000040,03000041,03000042,03000043,03000115,03000116,03000117,03000119,03000150,03000151,03000152,03000165,03000166 | 03000005, 03000006 | 1081.2777 | Yes | No | No | No | No | 03000163 | 03000163 | No | Watershed Planning | 1482000 | Yes | Local | 148200 | 1759 | 995 | 886 | 2363 | 2576 | 11 | 64 | 211.139 |  | 106570.2969 | Yes | Yes |  |  |  |  | Yes | [5 empty] | Yes |  |  | Yes | Increases mapping coverage | Small
258 | 031000027 | Parker County FEMA Mapping | Create FEMA mapping in previously unmapped areas and update existing FEMA maps as needed. | 3 | Trinity | Parker | 12060201,12030101,12030102 | 1206020111,1203010201,1206020106,1203010104,1206020112,1203010202,1206020113,1203010203,1206020110,1203010106 | 120302030202,120402030105,120302030203,120402040100,120402020300,120302030307,120402010100,120402020400,120402040200,120402020200,120302030204,120402030106,120402030200,120402020100,120302030306,120302030304,120402030104 | 03000027,03000028,03000035,03000038,03000049,03000050,03000051,03000053,03000054,03000055,03000057,03000058,03000059,03000060,03000061,03000062,03000063,03000064,03000065,03000066,03000067,03000069,03000070 | 03000005, 03000006 | 902.8027 | Yes | No | No | No | No | 00000122 | 00000122 | No | Watershed Planning | 1144000 | No | <Null> | 0 | 1953 | 1485 | 4344 | 3576 | 6748 | 18 | 22 | 60.7304 |  | 25497.3398 | Yes | Yes |  |  |  |  | Yes | [5 empty] | Yes |  |  | Yes | Increases mapping coverage | Big
259 | 031000028 | Polk County FEMA Mapping | Create FEMA mapping in previously unmapped areas and update existing FEMA maps as needed. | 3 | Trinity | Polk | 12020002,12020006,12020007,12030202 | 1203020210,1203020211,1202000601,1202000204,1202000205,1202000602,1203020209,1202000203,1202000604,1203020212,1202000702 | 120302030202,120402030105,120302030203,120402040100,120402020300,120302030307,120402010100,120402020400,120402040200,120402020200,120302030204,120402030106,120402030200,120402020100,120302030306,120302030304,120402030104 | 03000423,03000424,03000425,03000426,03000433,03000434,03000435,03000436,03000437,03000439,03000440,03000441,03000442,03000443,03000445,03000446,03000447,03000448,03000449,03000450 | 03000005, 03000006 | 1105.5747 | Yes | No | No | No | No | 00000058 | 00000058 | No | Watershed Planning | 1560000 | Yes | General Revenue | 312000 | 3485 | 3119 | 2344 | 5004 | 5167 | 31 | 3 | 92.3673 |  | 15993.6504 | Yes | Yes |  |  |  |  | Yes | [5 empty] | Yes |  |  | Yes | Increases mapping coverage | Big
260 | 031000029 | Rockwall County FEMA Mapping | Create FEMA mapping in previously unmapped areas and update existing FEMA maps as needed. | 3 | Trinity | Rockwall | 12030106,12030107,12010001 | 1201000103,1203010605,1203010701,1203010604 | 120301060409,120301060402,120301060502,120301060401,120100010301,120301070101,120301060403,120301070102,120100010302 | 03000204,03000205,03000226,03000231,03000233,03000240,03000241 | 03000005, 03000006 | 148.0394 | Yes | No | No | No | No | 00000175 | 00000175 | No | Watershed Planning | 252000 | Yes | Local | 25200 | 411 | 371 | 690 | 1183 | 1553 | 3 | 15 | 33.7625 |  | 4484.9888 | Yes | Yes |  |  |  |  | Yes | [5 empty] | Yes |  |  | Yes | Increases mapping coverage | Big
261 | 031000030 | San Jacinto County FEMA Mapping | Create FEMA mapping in previously unmapped areas and update existing FEMA maps as needed. | 3 | Trinity | San Jacinto | 12040103,12030203,12030202 | 1203020301,1203020211,1203020208,1204010303,1204010304,1204010301,1204010302,1203020212 | 120301060409,120301060402,120301060502,120301060401,120100010301,120301070101,120301060403,120301070102,120100010302 | 03000432,03000438,03000440,03000441,03000442,03000443,03000444,03000450,03000452 | 03000005, 03000006 | 625.5198 | Yes | No | No | No | No | 00000047 | 00000047 | No | Watershed Planning | 907000 | Yes | Local | 90700 | 2637 | 2505 | 1768 | 2715 | 3161 | 13 | 0 | 82.5285 |  | 11298.6602 | Yes | Yes |  |  |  |  | Yes | [5 empty] | Yes |  |  | Yes | Increases mapping coverage | Big
262 | 031000031 | Trinity County FEMA Mapping | Create FEMA mapping in previously unmapped areas and update existing FEMA maps as needed. | 3 | Trinity | Trinity | 12020002,12030202 | 1203020207,1203020211,1203020208,1202000204,1202000202,1203020209,1202000203 | 120301060409,120301060402,120301060502,120301060401,120100010301,120301070101,120301060403,120301070102,120100010302 | 03000411,03000413,03000415,03000416,03000417,03000418,03000419,03000420,03000421,03000423,03000424,03000431,03000432,03000433,03000439,03000440 | 03000005, 03000006 | 709.8273 | Yes | No | No | No | No | 00000065 | 00000065 | No | Watershed Planning | 989000 | Yes | Local | 98900 | 1312 | 1128 | 1005 | 1845 | 1895 | 11 | 1 | 53.7748 |  | 9960.1729 | Yes | Yes |  |  |  |  | Yes | [5 empty] | No |  |  | Yes | Increases mapping coverage | Big
263 | 031000032 | Van Zandt County FEMA Mapping | Create FEMA mapping in previously unmapped areas and update existing FEMA maps as needed. | 3 | Trinity | Van Zandt | 12030107,12020001,12010001 | 1203010702,1201000106,1202000102,1201000104,1203010703,1201000105,1202000103,1202000101 | 120301060409,120301060402,120301060502,120301060401,120100010301,120301070101,120301060403,120301070102,120100010302 | 03000239,03000252,03000253,03000254,03000255,03000257,03000259,03000260,03000261,03000262 | 03000005, 03000006 | 856.1453 | Yes | No | No | No | No | 00000110 | 00000110 | No | Watershed Planning | 1272000 | Yes | Local | 127200 | 118 | 50 | 97 | 82 | 151 | 1 | 2 | 37.4676 |  | 1378.733 | Yes | Yes |  |  |  |  | Yes | [5 empty] | No |  |  | Yes | Increases mapping coverage | Big
264 | 031000033 | Walker County FEMA Mapping | Create FEMA mapping in previously unmapped areas and update existing FEMA maps as needed. | 3 | Trinity | Walker | 12040103,12040101,12030202 | 1203020207,1204010101,1203020204,1203020205,1203020208,1204010303,1203020206,1204010102,1204010301 | 120301060409,120301060402,120301060502,120301060401,120100010301,120301070101,120301060403,120301070102,120100010302 | 03000397,03000398,03000399,03000401,03000402,03000403,03000404,03000407,03000408,03000416,03000421,03000422,03000427,03000428,03000429,03000430,03000431,03000432 | 03000005, 03000006 | 797.6254 | Yes | No | No | No | No | 00000053 | 00000053 | No | Watershed Planning | 1276000 | Yes | Local | 127600 | 1654 | 1480 | 2613 | 2795 | 4303 | 11 | 5 | 58.5924 |  | 28691.2695 | Yes | Yes |  |  |  |  | Yes | [5 empty] | Yes |  |  | Yes | Increases mapping coverage | Small
265 | 031000034 | Wise County FEMA Mapping | Create FEMA mapping in previously unmapped areas and update existing FEMA maps as needed. | 3 | Trinity | Wise | 12030103,12030104,12030101,12030102 | 1203010308,1203010305,1203010401,1203010105,1203010402,1203010104,1203010202,1203010106,1203010403 | 120301060409,120301060402,120301060502,120301060401,120100010301,120301070101,120301060403,120301070102,120100010302 | 03000397,03000398,03000399,03000401,03000402,03000403,03000404,03000407,03000408,03000416,03000421,03000422,03000427,03000428,03000429,03000430,03000431,03000432 | 03000005, 03000006 | 919.5327 | Yes | No | No | No | No | 03000209 | 03000209 | No | Watershed Planning | 1317000 | Yes | Local | 131700 | 601 | 476 | 933 | 1421 | 1545 | 11 | 16 | 99.848 |  | 29584.5098 | Yes | Yes |  |  |  |  | Yes | [5 empty] | Yes |  |  | Yes | Increases mapping coverage | Big
266 | 031000035 | Young County FEMA Mapping | Create FEMA mapping in previously unmapped areas and update existing FEMA maps as needed. | 3 | Trinity | Young | 12060201,12030101,11130209,12060101,12060104 | 1206020105,1206020102,1206010107,1113020902,1206010403,1206010108,1203010101,1206020101,1206010402,1206010109 | 120301060409,120301060402,120301060502,120301060401,120100010301,120301070101,120301060403,120301070102,120100010302 | 03000006,03000007,03000008,03000009,03000010 | 03000005, 03000006 | 927.4661 | Yes | No | No | No | No | 00000185 | 00000185 | No | Watershed Planning | 1407000 | Yes | Local | 140700 | 25 | 11 | 1 | 4 | 4 | 0 | 0 | 6.8059 |  | 5757.373 | Yes | Yes |  |  |  |  | Yes | [5 empty] | No |  |  | Yes | Increases mapping coverage | Big
267 | 031000038 | Collin County Dam Inundation Study | Inundation studies of all high and moderate hazard dams | 3 | Trinity | Collin | 12030106,12030103,12030105,12010001 | 1203010501,1201000103,1203010602,1203010309,1201000102,1203010307,1203010603,1203010604,1203010310,1203010601 | 120301060409,120301060402,120301060502,120301060401,120100010301,120301070101,120301060403,120301070102,120100010302 | 03000006,03000007,03000008,03000009,03000010 | 03000009, 03000010, 03000029, 03000030 | 883.1867 | Yes | No | No | No | No | 00000207 | 00000207 | No | Watershed Planning | 855000 | Yes | Local | 85500 | 2842 | 2401 | 11593 | 7641 | 17576 | 26 | 55 | 145.7817 |  | 34153.6094 | Yes | Yes |  |  |  |  | Yes | [5 empty] | Yes |  |  | Yes | Action aligns with goals and meets TWDB guidance | Big
268 | 031000039 | Chambers County Dam/Levee Failure Inundation Map Updates | Update dam and levee failure inundation maps. | 3 | Trinity | Chambers | 12030203,12040203,12040204,12040201,12040202 | 1204020203,1204020301,1204020402,1204020201,1204020302,1204020101,1203020302,1204020202,1204020204,1203020303,1204020401 | 120302030202,120402030105,120302030203,120402040100,120402020300,120302030307,120402010100,120402020400,120402040200,120402020200,120302030204,120402030106,120402030200,120402020100,120302030306,120302030304,120402030104 | 03000461,03000462,03000466,03000468 | 03000009, 03000010, 03000029, 03000030 | 629.7137 | Yes | No | No | No | No | 00000013, 00003571, 00003344, 00003573, 03003572, 00000582, 03003591 | 00000013, 00003571, 00003344, 00003573, 03003572, 00000582, 03003591 | No | Watershed Planning | 462000 | Yes | Local | 46200 | 2452 | 1807 | 5065 | 3193 | 7348 | 26 | 0 | 53.1511 |  | 9200.4775 | Yes | Yes |  |  |  |  | Yes | [5 empty] | Yes |  |  | Yes | Action aligns with goals and meets TWDB guidance | Small
269 | 031000040 | Dallas County Dam Inundation Study | Conduct studies to develop dam inundation maps and models | 3 | Trinity | Dallas | 12030106,12030103,12030109,12030104,12030102,12030105 | 1203010501,1203010605,1203010207,1203010502,1203010903,1203010604,1203010310,1203010503,1203010206,1203010403 | 120302030202,120402030105,120302030203,120402040100,120402020300,120302030307,120402010100,120402020400,120402040200,120402020200,120302030204,120402030106,120402030200,120402020100,120302030306,120302030304,120402030104 | 03000461,03000462,03000466,03000468 | 03000009, 03000010, 03000029, 03000030 | 904.9233 | Yes | No | No | No | No | 03000225 | 03000225 | No | Watershed Planning | 587000 | Yes | Local | 58700 | 22226 | 20522 | 105915 | 102122 | 181701 | 369 | 387 | 790.8163 |  | 31559.9805 | Yes | Yes |  |  |  |  | Yes | [5 empty] | Yes |  |  | Yes | Action aligns with goals and meets TWDB guidance | Big
270 | 031000041 | Lake Ray Hubbard and Duck Creek Tributary Inundation Study | Conduct studies to develop inundation maps for Lake Ray Hubbard and Duck Creek Tributary and how it affects the Town of Sunnyvale. | 3 | Trinity | Dallas | 12030106,12030105 | 1203010501,1203010605,1203010604 | 120301060409,120301050106,120301060504,120301060407,120301050105,120301060408,120301050104,120301060501,120301060503 | 03000173,03000174,03000175,03000206,03000230,03000232,03000234,03000235 | 03000005, 03000006, 03000007, 03000008 | 42.3196 | Yes | No | No | No | No | 03002565 | 03002565 | No | Preparedness | 500000 | Yes | Local | 50000 | 821 | 780 | 2479 | 6131 | 7134 | 7 | 28 | 18.6252 |  | 519.923 | No | Yes |  |  |  |  | Yes | [5 empty] | Yes |  |  | Yes | Action aligns with goals and meets TWDB guidance | Big
271 | 031000042 | Denton County Dam Inundation Study | Inundation studies of all high and moderate hazard dams | 3 | Trinity | Denton | 12030103,12030104,12030105 | 1203010501,1203010308,1203010305,1203010306,1203010402,1203010303,1203010309,1203010304,1203010307,1203010310,1203010403 | 120301060409,120301050106,120301060504,120301060407,120301050105,120301060408,120301050104,120301060501,120301060503 | 03000173,03000174,03000175,03000206,03000230,03000232,03000234,03000235 | 03000009, 03000010, 03000029, 03000030 | 948.4353 | Yes | No | No | No | No | 03000208 | 03000208 | No | Watershed Planning | 613000 | Yes | Local | 61300 | 4675 | 3634 | 6148 | 15904 | 18656 | 89 | 97 | 245.0678 |  | 53344.3594 | Yes | Yes |  |  |  |  | Yes | [5 empty] | Yes |  |  | Yes | Action aligns with goals and meets TWDB guidance | Big
272 | 031000043 | Ellis County Dam Inundation Study | Inundation studies of all high and moderate hazard dams | 3 | Trinity | Ellis | 12030109,12030102,12030105,12030108 | 1203010901,1203010904,1203010504,1203010902,1203010801,1203010502,1203010903,1203010503,1203010206 | 120301060409,120301050106,120301060504,120301060407,120301050105,120301060408,120301050104,120301060501,120301060503 | 03000173,03000174,03000175,03000206,03000230,03000232,03000234,03000235 | 03000009, 03000010, 03000029, 03000030 | 947.7853 | Yes | No | No | No | No | 03000105, 03002750, 03002434, 03002751,03003264, 03002752, 03002435, 03002762, 03002466, 03002759, 03002467, 03003266, 03002760, 03002469, 03003401 | 03000105, 03002750, 03002434, 03002751,03003264, 03002752, 03002435, 03002762, 03002466, 03002759, 03002467, 03003266, 03002760, 03002469, 03003401 | No | Watershed Planning | 758000 | Yes | Local | 75800 | 2712 | 2240 | 4055 | 5855 | 8472 | 32 | 57 | 214.4134 |  | 90231.0391 | Yes | Yes |  |  |  |  | Yes | [5 empty] | Yes |  |  | Yes | Action aligns with goals and meets TWDB guidance | Big
273 | 031000044 | Madison County Dam Inundation Study | Create dam failure inundation maps | 3 | Trinity | Madison | 12070103,12030202 | 1203020204,1203020205,1203020202,1207010305,1203020203,1203020206,1207010306 | 120301060409,120301050106,120301060504,120301060407,120301050105,120301060408,120301050104,120301060501,120301060503 | 03000374,03000381,03000389,03000390,03000391,03000392,03000393,03000394,03000395,03000396,03000397,03000400,03000401,03000402,03000403,03000404,03000405,03000406,03000408 | 03000009, 03000010, 03000029, 03000030 | 469.9524 | Yes | No | No | No | No | 00000055 | 00000055 | No | Watershed Planning | 478000 | No | <Null> | 0 | 338 | 297 | 88 | 225 | 241 | 7 | 1 | 58.3972 |  | 43020.8789 | Yes | Yes |  |  |  |  | Yes | [5 empty] | Yes |  |  | Yes | Action aligns with goals and meets TWDB guidance | Big
274 | 031000045 | Navarro County Dam Inundation Study | Conduct inundation studies of all high and moderate hazard dams. | 3 | Trinity | Navarro | 12030109,12030201,12030107,12030105,12030108 | 1203010802,1203010904,1203010504,1203010803,1203010703,1203010902,1203010801,1203020101,1203010505,1203010903,1203010804 | 120301060409,120301050106,120301060504,120301060407,120301050105,120301060408,120301050104,120301060501,120301060503 | 03000374,03000381,03000389,03000390,03000391,03000392,03000393,03000394,03000395,03000396,03000397,03000400,03000401,03000402,03000403,03000404,03000405,03000406,03000408 | 03000009, 03000010, 03000029, 03000030 | 1081.2777 | Yes | No | No | No | No | 03000163, 03003281, 03002631 | 03000163, 03003281, 03002631 | No | Watershed Planning | 744000 | Yes | Local | 74400 | 1805 | 1017 | 890 | 2392 | 2606 | 11 | 64 | 211.139 |  | 109464.7031 | Yes | Yes |  |  |  |  | Yes | [5 empty] | Yes |  |  | Yes | Action aligns with goals and meets TWDB guidance | Small
275 | 031000046 | Parker County Dam Inundation Study | Conduct a dam inundation study | 3 | Trinity | Parker | 12060201,12030101,12030102 | 1206020111,1203010201,1206020106,1203010104,1206020112,1203010202,1206020113,1203010203,1206020110,1203010106 | 120301060409,120301050106,120301060504,120301060407,120301050105,120301060408,120301050104,120301060501,120301060503 | 03000027,03000028,03000035,03000038,03000049,03000050,03000051,03000053,03000054,03000055,03000057,03000058,03000059,03000060,03000061,03000062,03000063,03000064,03000065,03000066,03000067,03000069,03000070 | 03000009, 03000010, 03000029, 03000030 | 902.8027 | Yes | No | No | No | No | 00000122, 03003537 | 00000122, 03003537 | No | Watershed Planning | 569000 | No | <Null> | 0 | 1953 | 1485 | 4344 | 3576 | 6748 | 18 | 22 | 60.7304 |  | 25497.3398 | Yes | Yes |  |  |  |  | Yes | [5 empty] | Yes |  |  | Yes | Action aligns with goals and meets TWDB guidance | Big
276 | 031000047 | Tarrant County Dam Inundation Study | Identify and evaluate high hazard dams. | 3 | Trinity | Tarrant | 12030103,12030104,12030101,12030102 | 1203010201,1203010204,1203010207,1203010205,1203010202,1203010203,1203010310,1203010206,1203010106,1203010403 | 120301060409,120301050106,120301060504,120301060407,120301050105,120301060408,120301050104,120301060501,120301060503 | 03000027,03000028,03000035,03000038,03000049,03000050,03000051,03000053,03000054,03000055,03000057,03000058,03000059,03000060,03000061,03000062,03000063,03000064,03000065,03000066,03000067,03000069,03000070 | 03000009, 03000010, 03000029, 03000030 | 900.3718 | Yes | No | No | No | No | 03002831, 03000224 | 03002831, 03000224 | No | Watershed Planning | 604000 | Yes | Local | 60400 | 14855 | 12826 | 46035 | 42701 | 78228 | 164 | 531 | 467.7864 |  | 20102 | Yes | Yes |  |  |  |  | Yes | [5 empty] | Yes |  |  | Yes | Action aligns with goals and meets TWDB guidance | Small
277 | 031000048 | Irving Levee District Flood Risk Assessment | Conduct review of the area in the four levee districts that would be inundated by a levee failure. Analyze all available routes out of the Levee Districts and any new streets that would not be flooded. | 3 | Trinity | Dallas | 12030103,12030102,12030105 | 1203010501,1203010207,1203010310 | 120301031006,120301020706,120301031005,120301031004,120301031007,120301020701,120301020705,120301050101 | 03000077,03000078,03000094,03000096,03000097,03000148,03000149,03000168 | 03000009, 03000010, 03000031, 03000032 | 67.7986 | Yes | No | No | No | No | 03002563 | 03002563 | No | Watershed Planning | 250000 | Yes | Local | 25000 | 4589 | 4495 | 20937 | 26784 | 40893 | 31 | 30 | 85.3275 |  | 1397.4 | Yes | Yes |  |  |  |  | Yes | [5 empty] | Yes |  |  | Yes | Action aligns with goals and meets TWDB guidance | Small
278 | 031000049 | West Fork of the Trinity River Levee Failure Hydrologic Study | Hydrologic study to determine threat, risk, and potential impacts of flooding from levee failure along the West Fork of the Trinity River. | 3 | Trinity | Tarrant | 12030104,12060201,12030101,11130209,12030102,11130201 | 1206020111,1203010201,1206020102,1203010103,1203010401,1113020902,1203010105,1113020903,1203010402,1206020106,1203010101,1203010104,1203010205,1206020101,1203010202,1113020904,1113020102,1203010203,1203010102,1203010106,1203010403 | 120301031006,120301020706,120301031005,120301031004,120301031007,120301020701,120301020705,120301050101 | 03000077,03000078,03000094,03000096,03000097,03000148,03000149,03000168 | 03000009, 03000010, 03000031, 03000032 | 2103.699 | Yes | No | No | No | No | 03003566 | 03003566 | No | Watershed Planning | 2000000 | Yes | Local | 200000 | 7235 | 5762 | 12504 | 12634 | 21593 | 64 | 127 | 308.1566 |  | 114016.7031 | Yes | Yes |  |  |  |  | Yes | [5 empty] | Yes |  |  | Yes | Action aligns with goals and meets TWDB guidance | Small
279 | 031000050 | City of Lavon DMP | Evaluate City and identify future projects. | 3 | Trinity | Collin | 12030106 | 1203010603,1203010604 | 120301060401,120301060307 | 03000225,03000226 | 03000007, 03000008, 03000009, 03000010 | 3.027 | Yes | No | No | No | No | 03003139 | 03003139 | No | Watershed Planning | 250000 | Yes | Local | 25000 | 4 | 4 | 0 | 4 | 4 | 0 | 1 | 0.661 |  | 31.5222 | Yes | Yes |  |  |  |  | Yes | [5 empty] | Yes |  |  | Yes | Action aligns with goals and meets TWDB guidance | Small
280 | 031000051 | University Park DMP | Evaluate City and identify future projects. | 3 | Trinity | Dallas | 12030103,12030105 | 1203010501,1203010310 | 120301031007,120301050105,120301050101 | 03000097,03000168,03000174 | 03000007, 03000008, 03000009, 03000010 | 3.6855 | Yes | No | No | No | No | 03002850 | 03002850 | No | Watershed Planning | 500000 | Yes | Local | 50000 | 22 | 19 | 24 | 73 | 76 | 0 | 2 | 0.30626 |  | 0.43761 | Yes | Yes |  |  |  |  | Yes | [5 empty] | No |  |  | Yes | Action aligns with goals and meets TWDB guidance | Small
281 | 031000052 | City of Rowlett DMP | Evaluate City and identify future projects. | 3 | Trinity | Dallas | 12030106 | 1203010604 | 120301060409,120301060402,120301060408,120301060403 | 03000204,03000205,03000230,03000231 | 03000007, 03000008, 03000009, 03000010 | 20.5073 | Yes | No | No | No | No | 03002822 | 03002822 | No | Watershed Planning | 500000 | Yes | Local | 50000 | 142 | 134 | 109 | 424 | 432 | 0 | 7 | 5.2371 |  | 293.2678 | Yes | Yes |  |  |  |  | Yes | [5 empty] | Yes |  |  | Yes | Action aligns with goals and meets TWDB guidance | Small
282 | 031000055 | City of Aubrey DMP | Evaluate City and identify future projects. | 3 | Trinity | Denton | 12030103 | 1203010309,1203010304,1203010307 | 120301030705,120301030406,120301030703,120301030704,120301030903 | 03000114,03000130,03000131,03000133,03000141 | 03000007, 03000008, 03000009, 03000010 | 2.9272 | Yes | No | No | No | No | 03002448 | 03002448 | No | Watershed Planning | 250000 | Yes | Local | 25000 | 54 | 52 | 33 | 127 | 127 | 1 | 0 | 2.0801 |  | 189.1624 | Yes | Yes |  |  |  |  | Yes | [5 empty] | Yes |  |  | Yes | Action aligns with goals and meets TWDB guidance | Big
283 | 031000056 | City of Argyle DMP | Evaluate City and identify future projects. | 3 | Trinity | Denton | 12030103,12030104 | 1203010308,1203010403 | 120301040304,120301030804 | 03000137,03000162 | 03000007, 03000008, 03000009, 03000010 | 11.5232 | Yes | No | No | No | No | 03002447 | 03002447 | No | Watershed Planning | 250000 | Yes | Local | 25000 | 57 | 38 | 1236 | 98 | 1309 | 2 | 2 | 1.9658 |  | 457.3423 | Yes | Yes |  |  |  |  | Yes | [5 empty] | Yes |  |  | Yes | Action aligns with goals and meets TWDB guidance | Small
284 | 031000057 | City of Maypearl DMP | Evaluate City and identify future projects. | 3 | Trinity | Ellis | 12030109 | 1203010901,1203010902 | 120301090201,120301090104,120301090108,120301090105 | 03000305,03000306,03000316,03000317 | 03000007, 03000008, 03000009, 03000010 | 0.83324 | Yes | No | No | No | No | 03002762 | 03002762 | No | Watershed Planning | 250000 | No | <Null> | 0 | 41 | 39 | 11 | 50 | 51 | 3 | 0 | 2.2175 |  | 67.0077 | Yes | Yes |  |  |  |  | Yes | [5 empty] | Yes |  |  | Yes | Action aligns with goals and meets TWDB guidance | Big
285 | 031000058 | City of Dayton DMP | Evaluate City and identify future projects. | 3 | Trinity | Liberty | 12030203,12040203 | 1203020301,1204020301,1203020303 | 120302030301,120302030302,120402030103,120302030108,120402030101,120302030304,120402030104 | 03000451,03000463,03000464,03000466 | 03000007, 03000008, 03000009, 03000010 | 20.9514 | Yes | No | No | No | No | 00002531 | 00002531 | No | Watershed Planning | 250000 | Yes | Local | 25000 | 727 | 687 | 1213 | 1533 | 2181 | 18 | 0 | 17.8669 |  | 1731.985 | Yes | Yes |  |  |  |  | Yes | [5 empty] | Yes |  |  | Yes | Action aligns with goals and meets TWDB guidance | Big
286 | 031000059 | City of Denton DMP | Evaluate City and identify future projects. | 3 | Trinity | Denton | 12030103,12030104 | 1203010308,1203010306,1203010402,1203010309,1203010304,1203010403 | 120301030803,120301030604,120301030801,120301030406,120301030605,120301040304,120301030802,120301030901,120301030602,120301030902,120301040205,120301030804,120301030805 | 03000114,03000125,03000127,03000128,03000134,03000135,03000136,03000137,03000138,03000139,03000140,03000157,03000162 | 03000007, 03000008, 03000009, 03000010 | 96.9796 | Yes | No | No | No | No | 03003355 | 03003355 | No | Watershed Planning | 1000000 | Yes | Local | 100000 | 935 | 740 | 722 | 1752 | 2088 | 9 | 39 | 33.9664 |  | 3799.854 | Yes | Yes |  |  |  |  | Yes | [5 empty] | Yes |  |  | Yes | Action aligns with goals and meets TWDB guidance | Big
287 | 031000060 | City of Madisonville DMP | Evaluate City and identify future projects. | 3 | Trinity | Madison | 12030202 | 1203020204,1203020205 | 120302020506,120302020408 | 03000396,03000403 | 03000007, 03000008, 03000009, 03000010 | 4.8752 | Yes | No | No | No | No | 03003493 | 03003493 | No | Watershed Planning | 250000 | Yes | Local | 25000 | 14 | 13 | 12 | 21 | 24 | 3 | 0 | 1.8907 |  | 108.0583 | Yes | Yes |  |  |  |  | Yes | [5 empty] | No |  |  | Yes | Action aligns with goals and meets TWDB guidance | Big
288 | 031000061 | City of Rockwall DMP | Evaluate City and identify future projects. | 3 | Trinity | Rockwall | 12030106,12030107,12010001 | 1201000103,1203010605,1203010701,1203010604 | 120301060409,120301060402,120301060502,120301060401,120100010301,120301070101 | 03000204,03000226,03000231,03000233,03000240 | 03000007, 03000008, 03000009, 03000010 | 29.8807 | Yes | No | No | No | No | 00003373 | 00003373 | No | Watershed Planning | 500000 | Yes | Local | 50000 | 209 | 200 | 547 | 652 | 1012 | 1 | 5 | 10.4715 |  | 693.1548 | Yes | Yes |  |  |  |  | Yes | [5 empty] | Yes |  |  | Yes | Action aligns with goals and meets TWDB guidance | Big
289 | 031000062 | City of Everman DMP | Evaluate City and identify future projects. | 3 | Trinity | Tarrant | 12030102 | 1203010204 | 120301020403 | 03000074 | 03000007, 03000008, 03000009, 03000010 | 1.748 | Yes | No | No | No | No | 03003521 | 03003521 | No | Watershed Planning | 250000 | Yes | Local | 25000 | 272 | 225 | 447 | 820 | 1006 | 4 | 8 | 5.6888 |  | 86.0277 | Yes | Yes |  |  |  |  | Yes | [5 empty] | Yes |  |  | Yes | Action aligns with goals and meets TWDB guidance | Big
290 | 031000063 | City of Colleyville DMP | Evaluate City and identify future projects. | 3 | Trinity | Tarrant | 12030102 | 1203010207,1203010205 | 120301020704,120301020505,120301020703 | 03000075,03000076,03000085 | 03000007, 03000008, 03000009, 03000010 | 13.1813 | Yes | No | No | No | No | 03002385 | 03002385 | No | Watershed Planning | 500000 | Yes | General Revenue | 450000 | 156 | 148 | 352 | 496 | 735 | 2 | 4 | 4.9971 |  | 131.832 | Yes | Yes |  |  |  |  | Yes | [5 empty] | Yes |  |  | Yes | Action aligns with goals and meets TWDB guidance | Small
291 | 031000064 | Haltom City DMP | Evaluate City and identify future projects. | 3 | Trinity | Tarrant | 12030102 | 1203010205 | 120301020504,120301020503 | 03000083,03000084 | 03000007, 03000008, 03000009, 03000010 | 12.3711 | Yes | No | No | No | No | 03003589 | 03003589 | No | Watershed Planning | 500000 | Yes | Local | 50000 | 1049 | 854 | 3957 | 2817 | 6002 | 6 | 7 | 22.5207 |  | 71.5099 | Yes | Yes |  |  |  |  | Yes | [5 empty] | No |  |  | Yes | Action aligns with goals and meets TWDB guidance | Small
292 | 031000065 | City of Southlake DMP | Evaluate City and identify future projects. | 3 | Trinity | Tarrant | 12030104,12030102 | 1203010207,1203010403 | 120301040306,120301040305,120301020703 | 03000075,03000163,03000164 | 03000007, 03000008, 03000009, 03000010 | 22.3282 | Yes | No | No | No | No | 03003356 | 03003356 | No | Watershed Planning | 500000 | Yes | Entity Budget/Funds | 25000 | 88 | 82 | 152 | 268 | 359 | 1 | 10 | 3.4184 |  | 121.2442 | Yes | Yes |  |  |  |  | Yes | [5 empty] | Yes |  |  | Yes | Action aligns with goals and meets TWDB guidance | Small
293 | 031000066 | City of North Richland Hills DMP | Evaluate City and identify future projects. | 3 | Trinity | Tarrant | 12030102 | 1203010207,1203010205 | 120301020504,120301020704,120301020505,120301020703,120301020503 | 03000075,03000076,03000083,03000084,03000085 | 03000007, 03000008, 03000009, 03000010 | 18.1998 | Yes | No | No | No | No | 03003363 | 03003363 | No | Watershed Planning | 500000 | Yes | Local | 50000 | 314 | 301 | 347 | 1133 | 1194 | 2 | 10 | 9.4086 |  | 44.3579 | Yes | Yes |  |  |  |  | Yes | [5 empty] | Yes |  |  | Yes | Action aligns with goals and meets TWDB guidance | Big
294 | 031000068 | City of Trinidad DMP | Evaluate City and identify future projects. | 3 | Trinity | Henderson | 12030107,12030105 | 1203010703,1203010505 | 120301050504,120301070310,120301070311 | 03000192,03000265,03000266 | 03000007, 03000008, 03000009, 03000010 | 14.8006 | Yes | No | No | No | No | 03002872 | 03002872 | No | Watershed Planning | 250000 | Yes | Local | 25000 | 0 | 0 | 0 | 0 | 0 | 0 | 0 | 3.314 |  | 0 | Yes | Yes |  |  |  |  | Yes | [5 empty] | No |  |  | Yes | Action aligns with goals and meets TWDB guidance | Small
295 | 031000069 | Cedar Hill-DeSoto-Duncanville DMP | Evaluate City and identify future projects. | 3 | Trinity | Dallas | 12030109,12030102,12030105 | 1203010501,1203010502,1203010903,1203010503,1203010206 | 120301020603,120301050107,120301050301,120301020606,120301050201,120301020607,120301090301,120301050305 | 03000089,03000092,03000093,03000176,03000178,03000181,03000185,03000297 | 03000007, 03000008, 03000009, 03000010 | 68.3552 | Yes | No | No | No | No | 03002747, 03002825, 03002560 | 03002747, 03002825, 03002560 | No | Watershed Planning | 1000000 | Yes | Local | 100000 | 1289 | 1241 | 5949 | 4570 | 9333 | 8 | 18 | 42.3966 |  | 455.4494 | Yes | Yes |  |  |  |  | Yes | [5 empty] | Yes |  |  | Yes | Action aligns with goals and meets TWDB guidance | Big
296 | 031000070 | City of Athens DMP | Evaluate City and identify future projects. | 3 | Trinity | Henderson | 12030201,12030107,12020001 | 1203010703,1202000103,1203020102 | 120302010202,120301070308,120200010303,120302010201,120301070312 | 03000263,03000267,03000341,03000342 | 03000007, 03000008, 03000009, 03000010 | 13.482 | Yes | No | No | No | No | 00002826 | 00002826 | No | Watershed Planning | 250000 | Yes | Local | 25000 | 125 | 84 | 797 | 253 | 964 | 4 | 6 | 7.1465 |  | 138.9838 | Yes | Yes |  |  |  |  | Yes | [5 empty] | Yes |  |  | Yes | Action aligns with goals and meets TWDB guidance | Small
297 | 031000071 | Sansom Park DMP | Evaluate City and identify future projects. | 3 | Trinity | Tarrant | 12030102 | 1203010201,1203010205 | 120301020105,120301020501,120301020104,120301020101 | 03000052,03000055,03000056,03000081 | 03000007, 03000008, 03000009, 03000010 | 1.2044 | Yes | No | No | No | No | 03003583 | 03003583 | No | Watershed Planning | 250000 | Yes | Local | 25000 | 0 | 0 | 0 | 0 | 0 | 1 | 0 | 0 |  | 0 | Yes | Yes |  |  |  |  | Yes | [5 empty] | No |  |  | Yes | Action aligns with goals and meets TWDB guidance | Big
298 | 031000072 | City of Decatur DMP | Evaluate City and identify future projects. | 3 | Trinity | Wise | 12030104,12030101 | 1203010105,1203010402,1203010106 | 120301010604,120301010601,120301040203,120301010511,120301040206 | 03000036,03000046,03000047,03000155,03000158 | 03000007, 03000008, 03000009, 03000010 | 8.7668 | Yes | No | No | No | No | 03002961 | 03002961 | No | Watershed Planning | 250000 | Yes | General Revenue | 25000 | 34 | 25 | 262 | 175 | 298 | 1 | 0 | 2.5956 |  | 114.796 | Yes | Yes |  |  |  |  | Yes | [5 empty] | No |  |  | Yes | Action aligns with goals and meets TWDB guidance | Big
299 | 031000073 | City of Waxahachie DMP (Phase 2 Continuation) | Evaluate City and identify future projects. Continue efforts of current DMP Phase 2 efforts. | 3 | Trinity | Ellis | 12030109,12030105 | 1203010901,1203010903,1203010503 | 120301090302,120301090307,120301050302,120301090305,120301090303,120301090301,120301090304,120301050303,120301090105 | 03000182,03000183,03000297,03000298,03000299,03000317,03000320,03000321,03000323 | 03000007, 03000008, 03000009, 03000010 | 49.1537 | Yes | No | No | No | No | 03003401 | 03003401 | No | Watershed Planning | 752000 | Yes | Local | 75200 | 490 | 424 | 1627 | 1023 | 2389 | 6 | 0 | 31.5295 |  | 2152.1521 | Yes | Yes |  |  |  |  | Yes | [5 empty] | Yes |  |  | Yes | Action aligns with goals and meets TWDB guidance | Big
300 | 031000074 | City of Crockett DMP | Evaluate City and identify future projects. | 3 | Trinity | Houston | 12030201,12030202 | 1203020207,1203020107 | 120302010705,120302020702 | 03000328,03000410 | 03000007, 03000008, 03000009, 03000010 | 9.2393 | Yes | No | No | No | No | 03002706 | 03002706 | No | Watershed Planning | 250000 | Yes | Local | 25000 | 136 | 106 | 116 | 177 | 241 | 4 | 0 | 6.0752 |  | 148.7413 | Yes | Yes |  |  |  |  | Yes | [5 empty] | Yes |  |  | Yes | Action aligns with goals and meets TWDB guidance | Big
301 | 031000075 | Town of Dish DMP | Evaluate City and identify future projects. | 3 | Trinity | Denton | 12030104 | 1203010402 | 120301040205 | 03000157 | 03000007, 03000008, 03000009, 03000010 | 1.513 | Yes | No | No | No | No | 03003376 | 03003376 | No | Watershed Planning | 250000 | Yes | Local | 25000 | 8 | 2 | 5 | 10 | 13 | 0 | 0 | 0.13872 |  | 180.8567 | Yes | Yes |  |  |  |  | Yes | [5 empty] | Yes |  |  | Yes | Action aligns with goals and meets TWDB guidance | Big
302 | 031000076 | City of Corinth DMP | Evaluate City and identify future projects. | 3 | Trinity | Denton | 12030103 | 1203010308,1203010309 | 120301030902,120301030805 | 03000138,03000140 | 03000007, 03000008, 03000009, 03000010 | 7.7978 | Yes | No | No | No | No | 03002487 | 03002487 | No | Watershed Planning | 250000 | Yes | Local | 25000 | 110 | 108 | 61 | 360 | 361 | 2 | 1 | 3.7423 |  | 47.9243 | Yes | Yes |  |  |  |  | Yes | [5 empty] | Yes |  |  | Yes | Action aligns with goals and meets TWDB guidance | Big
303 | 031000077 | City of Keller DMP | Evaluate City and identify future projects. | 3 | Trinity | Tarrant | 12030104,12030102 | 1203010207,1203010205,1203010403 | 120301020704,120301040305,120301020703,120301020503 | 03000075,03000076,03000083,03000163 | 03000007, 03000008, 03000009, 03000010 | 18.4115 | Yes | No | No | No | No | 03003321 | 03003321 | No | Watershed Planning | 500000 | Yes | Local | 500000 | 166 | 149 | 3943 | 584 | 4380 | 4 | 10 | 3.9778 |  | 199.9214 | Yes | Yes |  |  |  |  | Yes | [5 empty] | Yes |  |  | Yes | Action aligns with goals and meets TWDB guidance | Big
304 | 031000078 | Anderson County DMP | Evaluate County and identify future projects. | 3 | Trinity | Anderson | 12030201,12030105,12020001 | 1203020103,1202000105,1203020104,1203010505,1203020107,1202000103,1202000104,1202000107,1203020102 | 120301020704,120301040305,120301020703,120301020503 | 03000194,03000330,03000343,03000344,03000345,03000346,03000347,03000348,03000349,03000350,03000351,03000352,03000353,03000354,03000355,03000356,03000357,03000358,03000359,03000371,03000372 | 03000007, 03000008, 03000009, 03000010 | 1073.4641 | Yes | No | No | No | No | 00000156 | 00000156 | No | Watershed Planning | 500000 | No | <Null> | 0 | 667 | 416 | 760 | 1098 | 1408 | 6 | 6 | 73.3435 |  | 36103.8398 | Yes | Yes |  |  |  |  | Yes | [5 empty] | Yes |  |  | Yes | Action aligns with goals and meets TWDB guidance | Big
305 | 031000079 | Cooke County DMP | Evaluate County to identify future projects. | 3 | Trinity | Cooke | 12030103,12030104,11130210,11130201 | 1203010305,1203010401,1203010306,1113020107,1203010303,1113021004,1113021002,1113021003,1203010304,1203010301,1203010307,1203010302,1113020105 | 120301020704,120301040305,120301020703,120301020503 | 03000098,03000099,03000100,03000101,03000102,03000103,03000104,03000105,03000106,03000107,03000108,03000109,03000110,03000111,03000112,03000113,03000115,03000116,03000117,03000118,03000119,03000122,03000123,03000124,03000125,03000126,03000131,03000152 | 03000007, 03000008, 03000009, 03000010 | 893.0081 | Yes | No | No | No | No | 00000189 | 00000189 | No | Watershed Planning | 500000 | Yes | Local | 50000 | 1328 | 964 | 998 | 1528 | 2077 | 6 | 32 | 81.3614 |  | 40870.1797 | Yes | Yes |  |  |  |  | Yes | [5 empty] | Yes |  |  | Yes | Action aligns with goals and meets TWDB guidance | Big
306 | 031000080 | Fannin County DMP | Evaluate County and identify future projects. | 3 | Trinity | Fannin | 12030106,11140101,11140301,11140102 | 1114010108,1114030103,1114010101,1114030101,1114010106,1114010103,1114010102,1114010105,1114010202,1114030102,1114010104,1203010601 | 120301020704,120301040305,120301020703,120301020503 | 03000207,03000208,03000209,03000210 | 03000007, 03000008, 03000009, 03000010 | 896.7938 | Yes | No | No | No | No | 00000188 | 00000188 | No | Watershed Planning | 500000 | No | <Null> | 0 | 139 | 119 | 22 | 91 | 93 | 0 | 0 | 4.4001 |  | 1782.8149 | Yes | Yes |  |  |  |  | Yes | [5 empty] | No |  |  | Yes | Action aligns with goals and meets TWDB guidance | Small
307 | 031000081 | Freestone County DMP | Evaluate County and identify future projects. | 3 | Trinity | Freestone | 12030201,12070103,12030105,12030108 | 1203020103,1203020106,1203020101,1203020104,1203010505,1203020107,1203010804,1203020105,1207010303 | 120301020704,120301040305,120301020703,120301020503 | 03000207,03000208,03000209,03000210 | 03000007, 03000008, 03000009, 03000010 | 888.1444 | Yes | No | No | No | No | 00000143, 03002552, 03002600, 00002464, 03002465 | 00000143, 03002552, 03002600, 00002464, 03002465 | No | Watershed Planning | 500000 | Yes | Local | 50000 | 557 | 237 | 166 | 360 | 389 | 3 | 2 | 90.6338 |  | 48504.25 | Yes | Yes |  |  |  |  | Yes | [5 empty] | No |  |  | Yes | Action aligns with goals and meets TWDB guidance | Big
308 | 031000082 | Houston County DMP | Evaluate County and Identify future projects. | 3 | Trinity | Houston | 12020002,12030201,12020001,12030202 | 1203020207,1202000105,1202000201,1203020208,1202000204,1203020203,1203020104,1203020206,1202000202,1203020107,1202000107 | 120301020704,120301040305,120301020703,120301020503 | 03000327,03000328,03000329,03000330,03000358,03000371,03000372,03000373,03000384,03000385,03000386,03000387,03000388,03000390,03000406,03000407,03000408,03000409,03000410,03000411,03000412,03000413,03000414,03000416,03000417,03000428 | 03000007, 03000008, 03000009, 03000010 | 1231.7549 | Yes | No | No | No | No | 00000128 | 00000128 | No | Watershed Planning | 500000 | Yes | Local | 50000 | 454 | 250 | 138 | 353 | 391 | 5 | 18 | 110.1064 |  | 28799.8496 | Yes | Yes |  |  |  |  | Yes | [5 empty] | Yes |  |  | Yes | Action aligns with goals and meets TWDB guidance | Big
309 | 031000083 | Jack County DMP | Evaluate County and identify future projects. | 3 | Trinity | Jack | 12060201,12030101 | 1206020111,1206020102,1203010103,1203010105,1206020106,1203010101,1203010104,1203010102 | 120301020704,120301040305,120301020703,120301020503 | 03000001,03000002,03000003,03000004,03000007,03000008,03000009,03000010,03000011,03000012,03000013,03000014,03000015,03000016,03000017,03000018,03000019,03000020,03000021,03000022,03000023,03000025,03000026,03000027,03000029,03000033,03000040 | 03000007, 03000008, 03000009, 03000010 | 917.3332 | Yes | No | No | No | No | 00000253 | 00000253 | No | Watershed Planning | 500000 | Yes | Local | 50000 | 268 | 105 | 105 | 203 | 231 | 0 | 6 | 54.5769 |  | 33805.2383 | Yes | Yes |  |  |  |  | Yes | [5 empty] | Yes |  |  | Yes | Action aligns with goals and meets TWDB guidance | Big
310 | 031000084 | Johnson County DMP | Evaluate County and identify future projects. | 3 | Trinity | Johnson | 12030109,12060201,12030102,12060202 | 1203010901,1206020203,1203010204,1206020202,1206020113,1203010203,1203010206,1206020205 | 120301020704,120301040305,120301020703,120301020503 | 03000065,03000066,03000067,03000068,03000072,03000073,03000087,03000088,03000089,03000090,03000091,03000313,03000314,03000315,03000318,03000319 | 03000007, 03000008, 03000009, 03000010 | 730.8539 | Yes | No | No | No | No | 00000104 | 00000104 | No | Watershed Planning | 500000 | No | <Null> | 0 | 1851 | 1555 | 2434 | 3610 | 4897 | 12 | 372 | 61.6765 |  | 18202.7793 | Yes | Yes |  |  |  |  | Yes | [5 empty] | Yes |  |  | Yes | Action aligns with goals and meets TWDB guidance | Big
311 | 031000085 | Leon County DMP | Evaluate County and identify future projects. | 3 | Trinity | Leon | 12030201,12070103,12030202 | 1207010304,1203020204,1203020106,1203020202,1207010305,1203020203,1203020104,1203020107,1203020201,1203020105,1207010303 | 120301020704,120301040305,120301020703,120301020503 | 03000330,03000357,03000359,03000360,03000362,03000363,03000364,03000365,03000369,03000370,03000371,03000375,03000376,03000377,03000378,03000379,03000380,03000381,03000382,03000383,03000384,03000387,03000389,03000390,03000391 | 03000007, 03000008, 03000009, 03000010 | 1075.8516 | Yes | No | No | No | No | 00000132 | 00000132 | No | Watershed Planning | 500000 | Yes | Local | 50000 | 730 | 491 | 634 | 457 | 816 | 6 | 5 | 99.5588 |  | 64155.3203 | Yes | Yes |  |  |  |  | Yes | [5 empty] | Yes |  |  | Yes | Action aligns with goals and meets TWDB guidance | Small
312 | 031000086 | Liberty County DMP | Evaluate County and identify future projects. | 3 | Trinity | Liberty | 12040103,12030203,12040203,12040201,12040202,12020007,12030202 | 1203020301,1204020301,1204020201,1202000701,1204020101,1203020302,1204010304,1204020202,1204010301,1204010302,1203020212,1202000702,1203020303 | 120301020704,120301040305,120301020703,120301020503 | 03000448,03000449,03000450,03000451,03000452,03000453,03000454,03000455,03000456,03000457,03000458,03000459,03000460,03000461,03000462,03000463,03000464,03000465,03000466,03000467,03000468 | 03000007, 03000008, 03000009, 03000010 | 1169.4541 | Yes | No | No | No | No | 00000033 | 00000033 | No | Watershed Planning | 500000 | Yes | Local | 50000 | 7897 | 7347 | 4547 | 10357 | 11279 | 87 | 6 | 256.5493 |  | 69006.0234 | Yes | Yes |  |  |  |  | Yes | [5 empty] | Yes |  |  | Yes | Action aligns with goals and meets TWDB guidance | Big
313 | 031000087 | Montague County DMP | Evaluate County and identify future projects. | 3 | Trinity | Montague | 12030103,12030104,12030101,11130209,11130201 | 1113020905,1203010305,1203010401,1203010105,1113020107,1203010104,1203010301,1113020102,1113020105 | 120301020704,120301040305,120301020703,120301020503 | 03000021,03000032,03000033,03000034,03000039,03000040,03000041,03000042,03000043,03000115,03000116,03000117,03000119,03000150,03000151,03000152,03000165,03000166 | 03000007, 03000008, 03000009, 03000010 | 933.2016 | Yes | No | No | No | No | 00000191 | 00000191 | No | Watershed Planning | 500000 | Yes | Local | 50000 | 38 | 11 | 3 | 13 | 13 | 0 | 3 | 56.7694 |  | 1770.858 | Yes | Yes |  |  |  |  | Yes | [5 empty] | Yes |  |  | Yes | Action aligns with goals and meets TWDB guidance | Big
314 | 031000088 | Parker County DMP | Evaluate County and identify future projects. | 3 | Trinity | Parker | 12060201,12030101,12030102 | 1206020111,1203010201,1206020106,1203010104,1206020112,1203010202,1206020113,1203010203,1206020110,1203010106 | 120301020704,120301040305,120301020703,120301020503 | 03000027,03000028,03000035,03000038,03000049,03000050,03000051,03000053,03000054,03000055,03000057,03000058,03000059,03000060,03000061,03000062,03000063,03000064,03000065,03000066,03000067,03000069,03000070 | 03000007, 03000008, 03000009, 03000010 | 902.8027 | Yes | No | No | No | No | 00000122, 03003537 | 00000122, 03003537 | No | Watershed Planning | 500000 | No | <Null> | 0 | 1953 | 1485 | 4344 | 3576 | 6748 | 18 | 22 | 60.7304 |  | 25497.3398 | Yes | Yes |  |  |  |  | Yes | [5 empty] | Yes |  |  | Yes | Action aligns with goals and meets TWDB guidance | Small
315 | 031000089 | Polk County DMP | Evaluate County and identify future projects. | 3 | Trinity | Polk | 12020002,12020006,12020007,12030202 | 1203020210,1203020211,1202000601,1202000204,1202000205,1202000602,1203020209,1202000203,1202000604,1203020212,1202000702 | 120301020704,120301040305,120301020703,120301020503 | 03000423,03000424,03000425,03000426,03000433,03000434,03000435,03000436,03000437,03000439,03000440,03000441,03000442,03000443,03000445,03000446,03000447,03000448,03000449,03000450 | 03000007, 03000008, 03000009, 03000010 | 1105.5747 | Yes | No | No | No | No | 00000058, 03003502, 03002554, 03002519, 03003430, Corrigan | 00000058, 03003502, 03002554, 03002519, 03003430, Corrigan | No | Watershed Planning | 500000 | Yes | General Revenue | 50000 | 3485 | 3119 | 2344 | 5004 | 5167 | 31 | 3 | 92.3673 |  | 15993.6504 | Yes | Yes |  |  |  |  | Yes | [5 empty] | Yes |  |  | Yes | Action aligns with goals and meets TWDB guidance | Big
316 | 031000090 | San Jacinto DMP | Evaluate County and Identify future projects. | 3 | Trinity | San Jacinto | 12040103,12030203,12030202 | 1203020301,1203020211,1203020208,1204010303,1204010304,1204010301,1204010302,1203020212 | 120301020704,120301040305,120301020703,120301020503 | 03000432,03000438,03000440,03000441,03000442,03000443,03000444,03000450,03000452 | 03000007, 03000008, 03000009, 03000010 | 625.5198 | Yes | No | No | No | No | 00000047, 00003513, 03003514, 03003515 | 00000047, 00003513, 03003514, 03003515 | No | Watershed Planning | 500000 | Yes | Local | 50000 | 2637 | 2505 | 1768 | 2715 | 3161 | 13 | 0 | 82.5285 |  | 11298.6602 | Yes | Yes |  |  |  |  | Yes | [5 empty] | Yes |  |  | Yes | Action aligns with goals and meets TWDB guidance | Big
317 | 031000091 | Trinity County DMP | Evaluate County and identify future projects. | 3 | Trinity | Trinity | 12020002,12030202 | 1203020207,1203020211,1203020208,1202000204,1202000202,1203020209,1202000203 | 120301020704,120301040305,120301020703,120301020503 | 03000411,03000413,03000415,03000416,03000417,03000418,03000419,03000420,03000421,03000423,03000424,03000431,03000432,03000433,03000439,03000440 | 03000007, 03000008, 03000009, 03000010 | 709.8273 | Yes | No | No | No | No | 00000065 | 00000065 | No | Watershed Planning | 500000 | Yes | Local | 50000 | 1200 | 1035 | 952 | 1723 | 1768 | 11 | 1 | 53.7748 |  | 9902.6631 | Yes | Yes |  |  |  |  | Yes | [5 empty] | No |  |  | Yes | Action aligns with goals and meets TWDB guidance | Big
318 | 031000092 | Van Zandt County DMP | Evaluate County and identify future projects. | 3 | Trinity | Van Zandt | 12030107,12020001,12010001 | 1203010702,1201000106,1202000102,1201000104,1203010703,1201000105,1202000103,1202000101 | 120301020704,120301040305,120301020703,120301020503 | 03000239,03000252,03000253,03000254,03000255,03000257,03000259,03000260,03000261,03000262 | 03000007, 03000008, 03000009, 03000010 | 856.1453 | Yes | No | No | No | No | 00000110 | 00000110 | No | Watershed Planning | 500000 | Yes | Local | 50000 | 231 | 142 | 49 | 172 | 179 | 1 | 2 | 37.4676 |  | 12720.1904 | Yes | Yes |  |  |  |  | Yes | [5 empty] | No |  |  | Yes | Action aligns with goals and meets TWDB guidance | Big
319 | 031000093 | Wise County DMP | Evaluate County and identify future projects. | 3 | Trinity | Wise | 12030103,12030104,12030101,12030102 | 1203010308,1203010305,1203010401,1203010105,1203010402,1203010104,1203010202,1203010106,1203010403 | 120301020704,120301040305,120301020703,120301020503 | 03000239,03000252,03000253,03000254,03000255,03000257,03000259,03000260,03000261,03000262 | 03000007, 03000008, 03000009, 03000010 | 919.5327 | Yes | No | No | No | No | 03000209 | 03000209 | No | Watershed Planning | 500000 | Yes | Local | 50000 | 492 | 363 | 882 | 1191 | 1338 | 11 | 16 | 99.848 |  | 30832.7695 | Yes | Yes |  |  |  |  | Yes | [5 empty] | Yes |  |  | Yes | Action aligns with goals and meets TWDB guidance | Big
320 | 031000095 | Merritt Road, Sachse Road, and Willow Lake Improvements | Hydrologic and Hydraulic Study of Stream 2E3, 2E4 and Willow Lake to determine causes of flooding along Merrit Rd and identify necessary drainage improvements. | 3 | Trinity | Collin, Dallas | 12030106 | 1203010602,1203010604 | 120301060208,120301060402,120301060406,120301060408,120301060403,120301060405 | 03000204,03000205,03000219,03000228,03000229,03000230 | 03000005, 03000006, 03000007, 03000008 | 41.9746 | Yes | No | No | No | No | 03003577 | 03003577 | No | Watershed Planning | 144000 | Yes | Local | 50000 | 343 | 316 | 225 | 977 | 991 | 1 | 7 | 11.9331 |  | 1090.11 | Yes | Yes |  |  |  |  | Yes | [5 empty] | Yes |  |  | Yes | Action aligns with goals and meets TWDB guidance | Big
321 | 031000097 | Copper Canyon Poindexter Branch Flood Mitigation Plan | Copper Canyon Poindexter Branch Flood Mitigation Plan | 3 | Trinity | Denton | 12030103 | 1203010308,1203010310 | 120301031002,120301030804,120301030805 | 03000137,03000138,03000146 | 03000005, 03000006, 03000007, 03000008 | 6.518 | Yes | No | No | No | No | 03002486 | 03002486 | No | Preparedness | 150000 | Yes | Taxes | 15000 | 55 | 40 | 38 | 169 | 173 | 1 | 0 | 2.2962 |  | 58.5376 | No | Yes |  |  |  |  | Yes | [5 empty] | Yes |  |  | Yes | Action aligns with goals and meets TWDB guidance | Big
322 | 031000098 | Holiday Park North Drainage Study Update | Area 2 | 3 | Trinity | Dallas | 12030106 | 1203010605,1203010604 | 120301060406,120301060407,120301060408,120301060501 | 03000206,03000229,03000230,03000232 | 03000005, 03000006, 03000009, 03000010 | 13.8122 | Yes | No | No | No | No | 03003265 | 03003265 | No | Project Planning | 90000 | Yes | Local | 9000 | 117 | 112 | 120 | 459 | 471 | 1 | 4 | 3.0204 |  | 65.0501 | Yes | Yes |  |  |  |  | Yes | [5 empty] | Yes |  |  | Yes | Action aligns with goals and meets TWDB guidance | Small
323 | 031000099 | Buhler, Cresthaven, Madewell & Maryland Drainage Study Update | Area 4 | 3 | Trinity | Dallas | 12030106 | 1203010605,1203010604 | 120301060408,120301060501 | 03000230,03000232 | 03000005, 03000006, 03000009, 03000010 | 4.6801 | Yes | No | No | No | No | 03003265 | 03003265 | No | Project Planning | 132000 | Yes | Local | 13200 | 40 | 28 | 216 | 115 | 298 | 0 | 5 | 1.8676 |  | 7.3649 | Yes | Yes |  |  |  |  | Yes | [5 empty] | Yes |  |  | Yes | Action aligns with goals and meets TWDB guidance | Big
324 | 031000100 | Bellaire Heights Drainage Study Update | Area 5 | 3 | Trinity | Dallas | 12030106 | 1203010605,1203010604 | 120301060408,120301060501 | 03000230,03000232 | 03000005, 03000006, 03000009, 03000010 | 4.6801 | Yes | No | No | No | No | 03003265 | 03003265 | No | Project Planning | 50000 | Yes | Local | 5000 | 40 | 28 | 216 | 115 | 298 | 0 | 5 | 1.8676 |  | 7.3649 | Yes | Yes |  |  |  |  | Yes | [5 empty] | Yes |  |  | Yes | Action aligns with goals and meets TWDB guidance | Small
325 | 031000101 | Country Club Add., Club Hill Est., & Eastern Hills Est. Drainage Study Update | Area 6 | 3 | Trinity | Dallas | 12030106 | 1203010605,1203010604 | 120301060409,120301060408,120301060501 | 03000230,03000231,03000232 | 03000005, 03000006, 03000009, 03000010 | 5.983 | Yes | No | No | No | No | 03003265 | 03003265 | No | Project Planning | 127000 | Yes | Local | 12700 | 10 | 10 | 8 | 25 | 26 | 0 | 1 | 0.36323 |  | 83.125 | Yes | Yes |  |  |  |  | Yes | [5 empty] | Yes |  |  | Yes | City split their projects within watersheds. No need for a DMP. | Big
326 | 031000102 | Shorehaven-Garvon-Rosewood Terrace-Garland Heights-Freeman Heights-Range-Cooper-Barger Drainage Study Update | Area 7 | 3 | Trinity | Dallas | 12030106 | 1203010605,1203010604 | 120301060408,120301060501 | 03000230,03000232 | 03000005, 03000006, 03000009, 03000010 | 4.6801 | Yes | No | No | No | No | 03003265 | 03003265 | No | Project Planning | 150000 | Yes | Local | 15000 | 40 | 28 | 216 | 115 | 298 | 0 | 5 | 1.8676 |  | 7.3649 | Yes | Yes |  |  |  |  | Yes | [5 empty] | Yes |  |  | Yes | Action aligns with goals and meets TWDB guidance | Big
327 | 031000103 | Brentwood Place-Two Worlds-Apollo East Park Village Drainage Study Update | Area 8 | 3 | Trinity | Dallas | 12030106 | 1203010605,1203010604 | 120301060406,120301060407,120301060408,120301060501 | 03000206,03000229,03000230,03000232 | 03000005, 03000006, 03000009, 03000010 | 13.8122 | Yes | No | No | No | No | 03003265 | 03003265 | No | Project Planning | 50000 | Yes | Local | 5000 | 117 | 112 | 120 | 459 | 471 | 1 | 4 | 3.0204 |  | 65.0501 | Yes | Yes |  |  |  |  | Yes | [5 empty] | Yes |  |  | Yes | Action aligns with goals and meets TWDB guidance | Big
328 | 031000104 | Ridgewood Park-Regal Estates-Meadowcreek Square Drainage Study Update | Area 9 | 3 | Trinity | Dallas | 12030106 | 1203010605,1203010604 | 120301060408,120301060501 | 03000230,03000232 | 03000005, 03000006, 03000009, 03000010 | 6.4714 | Yes | No | No | No | No | 03003265 | 03003265 | No | Project Planning | 134000 | Yes | Local | 13400 | 232 | 227 | 200 | 862 | 863 | 2 | 5 | 3.9801 |  | 44.7751 | Yes | Yes |  |  |  |  | Yes | [5 empty] | Yes |  |  | Yes | Action aligns with goals and meets TWDB guidance | Big
329 | 031000105 | Eastern Meadows-Southlake Estates-Greenbrook-Green Acres-Rosehill Acreage Drainage Study Update | Area 10 | 3 | Trinity | Dallas | 12030106 | 1203010605,1203010604 | 120301060409,120301060408,120301060501,120301060503 | 03000230,03000231,03000232,03000234 | 03000005, 03000006, 03000009, 03000010 | 12.7313 | Yes | No | No | No | No | 03003265 | 03003265 | No | Project Planning | 81000 | Yes | Local | 8100 | 13 | 8 | 9 | 20 | 24 | 2 | 1 | 2.1878 |  | 628.7144 | Yes | Yes |  |  |  |  | Yes | [5 empty] | Yes |  |  | Yes | Action aligns with goals and meets TWDB guidance | Big
330 | 031000106 | La Prada 7 & 8 Drainage Study Update | Area 11 | 3 | Trinity | Dallas | 12030106 | 1203010605,1203010604 | 120301060408,120301060501 | 03000230,03000232 | 03000005, 03000006, 03000009, 03000010 | 6.4714 | Yes | No | No | No | No | 03003265 | 03003265 | No | Project Planning | 50000 | Yes | Local | 5000 | 232 | 227 | 200 | 862 | 863 | 2 | 5 | 3.9801 |  | 44.7751 | Yes | Yes |  |  |  |  | Yes | [5 empty] | Yes |  |  | Yes | Action aligns with goals and meets TWDB guidance | Big
331 | 031000107 | Gatewood Drainage Study Update | Area 12 | 3 | Trinity | Dallas | 12030106 | 1203010605,1203010604 | 120301060408,120301060501 | 03000230,03000232 | 03000005, 03000006, 03000009, 03000010 | 6.4714 | Yes | No | No | No | No | 03003265 | 03003265 | No | Project Planning | 50000 | Yes | Local | 5000 | 232 | 227 | 200 | 862 | 863 | 2 | 5 | 3.9801 |  | 44.7751 | Yes | Yes |  |  |  |  | Yes | [5 empty] | Yes |  |  | Yes | Action aligns with goals and meets TWDB guidance | Big
332 | 031000108 | Curtis Drive Drainage Study Update | Area 13 | 3 | Trinity | Dallas | 12030106 | 1203010605,1203010604 | 120301060408,120301060501 | 03000230,03000232 | 03000005, 03000006, 03000009, 03000010 | 4.6801 | Yes | No | No | No | No | 03003265 | 03003265 | No | Project Planning | 50000 | Yes | Local | 5000 | 40 | 28 | 216 | 115 | 298 | 0 | 5 | 1.8676 |  | 7.3649 | Yes | Yes |  |  |  |  | Yes | [5 empty] | Yes |  |  | Yes | Action aligns with goals and meets TWDB guidance | Big
333 | 031000109 | Center Creek Plaza 8 Southgate Estates Drainage Study Update | Area 14 | 3 | Trinity | Dallas | 12030106 | 1203010605,1203010604 | 120301060408,120301060501 | 03000230,03000232 | 03000005, 03000006, 03000009, 03000010 | 6.4714 | Yes | No | No | No | No | 03003265 | 03003265 | No | Project Planning | 50000 | Yes | Local | 5000 | 232 | 227 | 200 | 862 | 863 | 2 | 5 | 3.9801 |  | 44.7751 | Yes | Yes |  |  |  |  | Yes | [5 empty] | Yes |  |  | Yes | Action aligns with goals and meets TWDB guidance | Big
334 | 031000110 | Bluffview Drainage Study Update | Area 15 | 3 | Trinity | Dallas | 12030106 | 1203010605,1203010604 | 120301060409,120301060408,120301060501 | 03000230,03000231,03000232 | 03000005, 03000006, 03000009, 03000010 | 5.983 | Yes | No | No | No | No | 03003265 | 03003265 | No | Project Planning | 150000 | Yes | Local | 15000 | 10 | 10 | 8 | 25 | 26 | 0 | 2 | 0.53932 |  | 84.7005 | Yes | Yes |  |  |  |  | Yes | [5 empty] | Yes |  |  | Yes | Action aligns with goals and meets TWDB guidance | Big
335 | 031000111 | Camelot Drainage Study Update | Area 16 | 3 | Trinity | Dallas | 12030106 | 1203010605,1203010604 | 120301060406,120301060407,120301060408,120301060501 | 03000206,03000229,03000230,03000232 | 03000005, 03000006, 03000009, 03000010 | 13.8122 | Yes | No | No | No | No | 03003265 | 03003265 | No | Project Planning | 50000 | Yes | Local | 5000 | 117 | 112 | 120 | 459 | 471 | 1 | 4 | 3.0204 |  | 65.0501 | Yes | Yes |  |  |  |  | Yes | [5 empty] | Yes |  |  | Yes | Action aligns with goals and meets TWDB guidance | Small
336 | 031000112 | Downtown Drainage Study Update | Area 17 | 3 | Trinity | Dallas | 12030106 | 1203010605,1203010604 | 120301060408,120301060501 | 03000230,03000232 | 03000005, 03000006, 03000009, 03000010 | 4.6801 | Yes | No | No | No | No | 03003265 | 03003265 | No | Project Planning | 150000 | Yes | Local | 15000 | 40 | 28 | 216 | 115 | 298 | 0 | 5 | 1.8676 |  | 7.3649 | Yes | Yes |  |  |  |  | Yes | [5 empty] | Yes |  |  | Yes | City split their projects within watersheds. No need for a DMP. | Big
337 | 031000113 | Main & Wilson Streets Drainage Study Update | Area 18 | 3 | Trinity | Dallas | 12030106,12030105 | 1203010501,1203010605,1203010604 | 120301060407,120301050105,120301060408,120301060501 | 03000174,03000206,03000230,03000232 | 03000005, 03000006, 03000009, 03000010 | 13.4763 | Yes | No | No | No | No | 03003265 | 03003265 | No | Project Planning | 50000 | Yes | Local | 5000 | 348 | 319 | 1672 | 3820 | 4557 | 4 | 12 | 9.194 |  | 8.2853 | Yes | Yes |  |  |  |  | Yes | [5 empty] | Yes |  |  | Yes | Action aligns with goals and meets TWDB guidance | Big
338 | 031000114 | Royal Crest-Meadowview Drainage Study Update | Area 19 | 3 | Trinity | Dallas | 12030106 | 1203010605,1203010604 | 120301060409,120301060408,120301060501 | 03000230,03000231,03000232 | 03000005, 03000006, 03000009, 03000010 | 5.983 | Yes | No | No | No | No | 03003265 | 03003265 | No | Project Planning | 50000 | Yes | Local | 5000 | 10 | 10 | 8 | 25 | 26 | 0 | 2 | 0.53932 |  | 84.7005 | Yes | Yes |  |  |  |  | Yes | [5 empty] | Yes |  |  | Yes | Action aligns with goals and meets TWDB guidance | Big
339 | 031000115 | Garvon West, Innovation & Kingsley Ind. Park Drainage Study Update | Area 20 | 3 | Trinity | Dallas | 12030106,12030105 | 1203010501,1203010605 | 120301050105,120301060501 | 03000174,03000232 | 03000005, 03000006, 03000009, 03000010 | 4.7308 | Yes | No | No | No | No | 03003265 | 03003265 | No | Project Planning | 150000 | Yes | Local | 15000 | 219 | 207 | 658 | 855 | 1298 | 1 | 9 | 3.6823 |  | 0.11363 | Yes | Yes |  |  |  |  | Yes | [5 empty] | Yes |  |  | Yes | Action aligns with goals and meets TWDB guidance | Big
340 | 031000116 | Northlake & Castlewood Drainage Study Update | Area 21 | 3 | Trinity | Dallas | 12030106 | 1203010604 | 120301060407,120301060408 | 03000206,03000230 | 03000005, 03000006, 03000009, 03000010 | 4.4597 | Yes | No | No | No | No | 03003265 | 03003265 | No | Project Planning | 56000 | Yes | Local | 5600 | 69 | 67 | 113 | 264 | 305 | 1 | 3 | 2.3376 |  | 95.8447 | Yes | Yes |  |  |  |  | Yes | [5 empty] | Yes |  |  | Yes | Action aligns with goals and meets TWDB guidance | Big
341 | 031000117 | Legend Drive Drainage Study Update | Area 22 | 3 | Trinity | Dallas | 12030106 | 1203010605,1203010604 | 120301060408,120301060501 | 03000230,03000232 | 03000005, 03000006, 03000009, 03000010 | 4.6801 | Yes | No | No | No | No | 03003265 | 03003265 | No | Project Planning | 50000 | Yes | Local | 5000 | 40 | 28 | 216 | 115 | 298 | 0 | 5 | 1.8676 |  | 7.3649 | Yes | Yes |  |  |  |  | Yes | [5 empty] | Yes |  |  | Yes | Action aligns with goals and meets TWDB guidance | Big
342 | 031000118 | Brazos Drive Drainage Study Update | Area 23 | 3 | Trinity | Dallas | 12030106 | 1203010605,1203010604 | 120301060408,120301060501 | 03000230,03000232 | 03000005, 03000006, 03000009, 03000010 | 6.4714 | Yes | No | No | No | No | 03003265 | 03003265 | No | Project Planning | 50000 | Yes | Local | 5000 | 232 | 227 | 200 | 862 | 863 | 2 | 5 | 3.9801 |  | 44.7751 | Yes | Yes |  |  |  |  | Yes | [5 empty] | Yes |  |  | Yes | Action aligns with goals and meets TWDB guidance | Big
343 | 031000119 | Sweetbriar-Glenrose Alley Drainage Study Update | Area 26 | 3 | Trinity | Dallas | 12030106,12030105 | 1203010501,1203010605,1203010604 | 120301060407,120301050105,120301060408,120301060501 | 03000174,03000206,03000230,03000232 | 03000005, 03000006, 03000009, 03000010 | 8.7963 | Yes | No | No | No | No | 03003265 | 03003265 | No | Project Planning | 50000 | Yes | Local | 5000 | 308 | 291 | 1456 | 3705 | 4259 | 4 | 7 | 7.3264 |  | 0.92041 | Yes | Yes |  |  |  |  | Yes | [5 empty] | Yes |  |  | Yes | Action aligns with goals and meets TWDB guidance | Big
344 | 031000122 | Hackberry Gully and Cotton Bayou Shelving Study | Evaluate shelving the entire length of Hackberry Gully and Cotton Bayou from South of I-10 to Cotton Lake; thereby increasing their flow capacity. | 3 | Trinity | Chambers | 12030203,12040203 | 1204020301,1204020302,1203020303 | 120402030105,120302030307,120402030106,120402030200,120302030306,120302030304 | 03000466,03000468 | 03000027, 03000028, 03000029, 03000030 | 24.5437 | Yes | No | No | No | No | 00000013 | 00000013 | No | Project Planning | 1250000 | Yes | Local | 125000 | 1037 | 897 | 4341 | 1152 | 5159 | 12 | 0 | 14.4518 |  | 1544.696 | Yes | Yes |  |  |  |  | Yes | [5 empty] | Yes |  |  | Yes | Action aligns with goals and meets TWDB guidance | Big
345 | 031000123 | Collin County Retention Structures Rehabilitation Project | Conduct hazard/vulnerability assessment and inundation study on NRCS flood retention structures and rehabilitate structures found to be a high hazard. | 3 | Trinity | Collin | 12030106,12030103,12030105,12010001 | 1203010501,1201000103,1203010602,1203010309,1201000102,1203010307,1203010603,1203010604,1203010310,1203010601 | 120402030105,120302030307,120402030106,120402030200,120302030306,120302030304 | 03000466,03000468 | 03000009, 03000010, 03000013, 03000014, 03000033, 03000034 | 883.1867 | Yes | No | No | No | No | 00000207 | 00000207 | No | Project Planning | 500000 | Yes | Local | 50000 | 2842 | 2401 | 11593 | 7641 | 17576 | 26 | 55 | 145.7817 |  | 34153.6094 | Yes | Yes |  |  |  |  | Yes | [5 empty] | Yes |  |  | Yes | Action aligns with goals and meets TWDB guidance | Big
346 | 031000125 | Cooke County Low-Water Crossing Barriers Evaluation | Evaluate installation of automatic flood crossing barriers at low water crossing to prevent automobiles from driving through high water. | 3 | Trinity | Cooke | 12030103,12030104,11130210,11130201 | 1203010305,1203010401,1203010306,1113020107,1203010303,1113021004,1113021002,1113021003,1203010304,1203010301,1203010307,1203010302,1113020105 | 120301060406,120301060403,120301060405 | 03000098,03000099,03000100,03000101,03000102,03000103,03000104,03000105,03000106,03000107,03000108,03000109,03000110,03000111,03000112,03000113,03000115,03000116,03000117,03000118,03000119,03000122,03000123,03000124,03000125,03000126,03000131,03000152 | 03000003, 03000004 | 893.0081 | Yes | No | No | No | No | 00000189 | 00000189 | No | Project Planning | 500000 | Yes | Local | 50000 | 1328 | 964 | 998 | 1528 | 2077 | 6 | 32 | 81.3614 |  | 40870.1797 | Yes | Yes |  |  |  |  | Yes | [5 empty] | Yes |  |  | Yes | Action aligns with goals and meets TWDB guidance | Big
347 | 031000126 | Wheeler Creek Channelization Study | Evaluate channelization of Wheeler Creek to reduce flooding in the west side of town. | 3 | Trinity | Cooke | 12030103,11130210,11130201 | 1113020107,1203010303,1113021002,1203010304,1203010301,1203010302 | 111302100202,120301030105,120301030301,111302100201,120301030403,120301030106,111302010708,120301030201 | 03000101,03000102,03000103,03000105,03000111 | 03000031, 03000032 | 39.4903 | Yes | No | No | No | No | 00003204 | 00003204 | No | Project Planning | 125000 | Yes | Local | 12500 | 347 | 269 | 325 | 500 | 665 | 0 | 1 | 13.1664 |  | 2058.0459 | Yes | Yes |  |  |  |  | Yes | [5 empty] | Yes |  |  | Yes | Action aligns with goals and meets TWDB guidance | Small
348 | 031000127 | Pecan Creek Channelization Study | Evaluate channelization project for Pecan Creek to reduce flooding. | 3 | Trinity | Cooke | 12030103 | 1203010304 | 120301030402,120301030404,120301030403,120301030405 | 03000110,03000111,03000112,03000113 | 03000031, 03000032 | 12.5448 | Yes | No | No | No | No | 03003212 | 03003212 | No | Project Planning | 100000 | Yes | Local | 10000 | 5 | 1 | 0 | 2 | 2 | 0 | 5 | 2.091 |  | 306.1308 | Yes | Yes |  |  |  |  | Yes | [5 empty] | Yes |  |  | Yes | Action aligns with goals and meets TWDB guidance | Small
349 | 031000129 | O'Neal St Low-Water Crossing Automatic Barrier Study | Evaluate installation of an automatic barricade for low-water crossing on O’Neal St. | 3 | Trinity | Cooke | 12030103 | 1203010301 | 120301030105,120301030106 | 03000101,03000102 | 03000003, 03000004 | 10.3304 | Yes | No | No | No | No | 00003204 | 00003204 | No | Project Planning | 125000 | Yes | Local | 12500 | 244 | 210 | 272 | 426 | 556 | 0 | 1 | 7.5911 |  | 485.5585 | Yes | Yes |  |  |  |  | Yes | [5 empty] | Yes |  |  | Yes | City split their projects within watersheds. No need for a DMP. | Small
350 | 031000130 | Elm Fork Bridge Improvements Assessment | Assessment to alleviate flooding issues with the Elm Fork bridge on I-35. | 3 | Trinity | Cooke | 12030103 | 1203010304,1203010301 | 120301030105,120301030403,120301030106 | 03000101,03000102,03000111 | 03000003, 03000004, 03000031, 03000032 | 7.2251 | Yes | No | No | No | No | 00003204 | 00003204 | No | Project Planning | 100000 | Yes | Local | 10000 | 105 | 47 | 278 | 110 | 348 | 1 | 0 | 4.2914 |  | 1027.231 | Yes | Yes |  |  |  |  | Yes | [5 empty] | Yes |  |  | Yes | Action aligns with goals and meets TWDB guidance | Big
351 | 031000132 | University Park Storm Water Infrastructure Improvements Study | Evaluation of storm drain system improvements including new storm sewer inlets, mains, and underground detention system to reduce flooding in Northeast portion of the City. | 3 | Trinity | Dallas | 12030103,12030105 | 1203010501,1203010310 | 120301031007,120301050105,120301050101 | 03000097,03000168,03000174 | 03000031, 03000032 | 3.6855 | Yes | No | No | No | No | 03002850 | 03002850 | No | Project Planning | 660000 | Yes | Local | 66000 | 22 | 19 | 24 | 73 | 76 | 0 | 2 | 0.30626 |  | 0.43761 | Yes | Yes |  |  |  |  | Yes | [5 empty] | No |  |  | Yes | Action aligns with goals and meets TWDB guidance | Big
352 | 031000133 | Exall and Wycliffe Dam Maintenance Protocol for Drainage Systems and Flood Control Structures | Analyze maintenance protocol for Drainage Systems/Flood Control Structures in and around the Exall and Wycliffe Dams. Conduct study to determine roadway reconstruction, culvert/bridge construction and associated bank protection and improvements | 3 | Trinity | Dallas | 12030105 | 1203010501 | 120301050101 | 03000168 | 03000033, 03000034 | 2.2311 | Yes | No | No | No | No | 03003032 | 03003032 | No | Project Planning | 175000 | Yes | Local | 17500 | 17 | 15 | 208 | 62 | 250 | 0 | 3 | 1.5331 |  | 0 | Yes | Yes |  |  |  |  | Yes | [5 empty] | Yes |  |  | Yes | Action aligns with goals and meets TWDB guidance | Big
353 | 031000134 | Farmers Branch Retention Pond Dredging | Dredge the retention ponds along the creeks within the City. | 3 | Trinity | Dallas | 12030103 | 1203010310 | 120301031005,120301031004,120301031007 | 03000097,03000148,03000149 | 03000013, 03000014, 03000031, 03000032 | 12.0156 | Yes | No | No | No | No | 03002561 | 03002561 | No | Project Planning | 125000 | Yes | Local | 12500 | 510 | 456 | 8546 | 1536 | 9710 | 2 | 13 | 23.7206 |  | 316.3754 | Yes | Yes |  |  |  |  | Yes | [5 empty] | Yes |  |  | Yes | Action aligns with goals and meets TWDB guidance | Big
354 | 031000135 | Ten Mile Creek Channel Expansion Study | Study to improve and increase the capacity of storm water system by expanding the Ten Mile Creek downstream channel to prevent flooding in flood prone areas to include structural stormwater management projects | 3 | Trinity | Dallas | 12030102,12030105 | 1203010501,1203010502,1203010503,1203010206 | 120301020603,120301050107,120301050301,120301020606,120301050201,120301020607,120301050306,120301050202,120301050108,120301050305,120301050203 | 03000089,03000092,03000093,03000171,03000172,03000176,03000177,03000178,03000181,03000185,03000195 | 03000031, 03000032 | 76.9817 | Yes | No | No | No | No | 03002564 | 03002564 | No | Project Planning | 500000 | Yes | Dedicated Revenue Incl. Fees | 100000 | 1268 | 1197 | 5587 | 4775 | 9136 | 9 | 33 | 39.5327 |  | 2245.936 | Yes | Yes |  |  |  |  | Yes | [5 empty] | Yes |  |  | Yes | Action aligns with goals and meets TWDB guidance | Big
355 | 031000137 | Carrollton Flood Warning Barrier System Study | Procure and install flood warning barrier system to prevent motorists from driving into flooded areas. | 3 | Trinity | Dallas, Denton | 12030103,12030104,12030105 | 1203010501,1203010310,1203010403 | 120301040307,120301031002,120301031005,120301031004,120301031003,120301031001,120301050103 | 03000145,03000146,03000147,03000148,03000149,03000167,03000170 | 03000003, 03000004 | 37.2553 | Yes | No | No | No | No | 03003353 | 03003353 | No | Project Planning | 300000 | Yes | Local | 30000 | 1068 | 930 | 11104 | 5847 | 15723 | 18 | 19 | 48.3594 |  | 617.0959 | Yes | Yes |  |  |  |  | Yes | [5 empty] | Yes |  |  | Yes | Action aligns with goals and meets TWDB guidance | Big
356 | 031000138 | Westside Drive Drainage System and Street Reconstruct Study | Study to reconstruct Drainage System and Street in the 4500-4700 blocks of Westside Drive | 3 | Trinity | Dallas | 12030103,12030105 | 1203010501,1203010310 | 120301031007,120301050101 | 03000097,03000168 | 03000031, 03000032 | 2.0506 | Yes | No | No | No | No | 03003032 | 03003032 | No | Project Planning | 700000 | Yes | Local | 70000 | 4 | 4 | 3 | 2 | 5 | 1 | 0 | 0.19428 |  | 0 | Yes | Yes |  |  |  |  | Yes | [5 empty] | No |  |  | Yes | Action aligns with goals and meets TWDB guidance | Small
357 | 031000139 | Garner Rd, Chiesa Rd, and Wayne Way Storm Drain System Improvements | Evaluation of storm drain system redirection and improvements at Garner Rd, Chiesa Rd, and Wayne Way | 3 | Trinity | Dallas | 12030106 | 1203010605,1203010604 | 120301060409,120301060402,120301060408,120301060501,120301060403 | 03000204,03000205,03000230,03000231,03000232 | 03000031, 03000032 | 10.018 | Yes | No | No | No | No | 03002822 | 03002822 | No | Project Planning | 1100000 | Yes | Local | 110000 | 13 | 6 | 7 | 20 | 20 | 0 | 0 | 4.0404 |  | 19.6057 | Yes | Yes |  |  |  |  | Yes | [5 empty] | Yes |  |  | Yes | City split their projects within watersheds. No need for a DMP. | Small
358 | 031000141 | Carrollton Drainage Upgrades | Evaluate upgrades to drainage and targeted regrading of streets and properties. Add additional drains and supporting infrastructure in older neighborhoods to increase offloading of flash flood waters. | 3 | Trinity | Dallas, Denton | 12030103,12030104,12030105 | 1203010501,1203010310,1203010403 | 120301040307,120301031002,120301031005,120301031004,120301031003,120301031001,120301050103 | 03000145,03000146,03000147,03000148,03000149,03000167,03000170 | 03000031, 03000032 | 37.2553 | Yes | No | No | No | No | 03003353 | 03003353 | No | Project Planning | 1000000 | Yes | Local | 100000 | 1068 | 930 | 11104 | 5847 | 15723 | 18 | 19 | 48.3594 |  | 617.0959 | Yes | Yes |  |  |  |  | Yes | [5 empty] | Yes |  |  | Yes | Action aligns with goals and meets TWDB guidance | Big
359 | 031000142 | Little Elm Drainage Improvements | Evaluate drainage improvements to mitigate future flash and lake flooding problems. | 3 | Trinity | Denton | 12030103 | 1203010309,1203010307 | 120301030905,120301030705,120301030904,120301030906,120301030902,120301030703,120301030903 | 03000130,03000133,03000140,03000141,03000142,03000143,03000144 | 03000031, 03000032 | 22.288 | Yes | No | No | No | No | 03003350 | 03003350 | No | Project Planning | 1000000 | Yes | Local | 100000 | 71 | 69 | 63 | 279 | 282 | 14 | 0 | 5.8883 |  | 788.0325 | Yes | Yes |  |  |  |  | Yes | [5 empty] | Yes |  |  | Yes | Action aligns with goals and meets TWDB guidance | Small
360 | 031000143 | Shady Shores Rd Elevation Study | Evaluate alternatives to elevate Shady Shores Rd to reduce future loss due to flooding | 3 | Trinity | Denton | 12030103 | 1203010308,1203010309 | 120301030906,120301030902,120301030804,120301030805 | 03000137,03000138,03000140,03000144 | 03000003, 03000004, 03000031, 03000032 | 16.7173 | Yes | No | No | No | No | 03003359 | 03003359 | No | Project Planning | 250000 | Yes | Local | 25000 | 206 | 170 | 182 | 480 | 583 | 5 | 4 | 12.4421 |  | 218.4427 | Yes | Yes |  |  |  |  | Yes | [5 empty] | Yes |  |  | Yes | Action aligns with goals and meets TWDB guidance | Big
361 | 031000145 | CR 1400 drainage study | Evaluate widening road and installing box drains where necessary. | 3 | Trinity | Henderson | 12030107 | 1203010703 | 120301070311,120301070312,120301070309 | 03000264,03000266,03000267 | 03000003, 03000004, 03000031, 03000032 | 2.4572 | Yes | No | No | No | No | 03002905 | 03002905 | No | Project Planning | 500000 | Yes | Local | 50000 | 30 | 19 | 266 | 31 | 284 | 1 | 0 | 1.5718 |  | 42.9872 | Yes | Yes |  |  |  |  | Yes | [5 empty] | Yes |  |  | Yes | Action aligns with goals and meets TWDB guidance | Big
362 | 031000146 | Malone Bridge Improvements | Evaluate alternatives to elevate roadways in flood-prone areas through bridge improvements | 3 | Trinity | Hill | 12030108 | 1203010801 | 120301080108,120301080106 | 03000273,03000275 | 03000003, 03000004, 03000031, 03000032 | 0.39424 | Yes | No | No | No | No | 03003367 | 03003367 | No | Project Planning | 275000 | Yes | Local | 27500 | 0 | 0 | 0 | 0 | 0 | 0 | 0 | 0 |  | 0 | Yes | Yes |  |  |  |  | Yes | [5 empty] | No |  |  | Yes | Action aligns with goals and meets TWDB guidance | Big
363 | 031000147 | FM 2114 Automated Flood Gate Feasibility Assessment | Evaluate installation of an automated flood gate that prevents traffic flow on FM 2114 within the flood-prone area during flooding events. | 3 | Trinity | Hill | 12030108,12060202 | 1203010801,1206020207 | 120301080106,120602020701,120301080107 | 03000273,03000274 | 03000003, 03000004 | 8.8226 | Yes | No | No | No | No | 03002609 | 03002609 | No | Project Planning | 30000 | Yes | Local | 3000 | 3 | 2 | 0 | 0 | 0 | 0 | 0 | 1.0641 |  | 938.8455 | Yes | Yes |  |  |  |  | Yes | [5 empty] | No |  |  | Yes | Action aligns with goals and meets TWDB guidance | Big
364 | 031000148 | Houston County dike for critical facilities | Evaluate alternatives to build earthen dike to elevate emergency vehicle access road to critical facilities to provide protection to 500-year flood level | 3 | Trinity | Houston | 12020002,12030201,12020001,12030202 | 1203020207,1202000105,1202000201,1203020208,1202000204,1203020203,1203020104,1203020206,1202000202,1203020107,1202000107 | 120301080106,120602020701,120301080107 | 03000327,03000328,03000329,03000330,03000358,03000371,03000372,03000373,03000384,03000385,03000386,03000387,03000388,03000390,03000406,03000407,03000408,03000409,03000410,03000411,03000412,03000413,03000414,03000416,03000417,03000428 | 03000003, 03000004, 03000011, 03000012, 03000019, 03000020 | 1231.7549 | Yes | No | No | No | No | 00000128 | 00000128 | No | Project Planning | 500000 | Yes | Local | 50000 | 21 | 8 | 9 | 36 | 36 | 5 | 18 | 110.1064 |  | 46988.3086 | Yes | Yes |  |  |  |  | Yes | [5 empty] | Yes |  |  | Yes | Action aligns with goals and meets TWDB guidance | Big
365 | 031000149 | Grapeland Critical Facilities Floodproofing Assessment | Assess flood proofing critical facilities to the 500-year flood that are located in flood-prone areas of the city in Region 3 | 3 | Trinity | Houston | 12030201,12020001 | 1203020107,1202000107 | 120200010701,120302010702,120302010703 | 03000372,03000373 | 03000011, 03000012, 03000019, 03000020 | 0.5277 | Yes | No | No | No | No | 00002527 | 00002527 | No | Project Planning | 150000 | Yes | Local | 15000 | 14 | 13 | 2 | 8 | 8 | 0 | 0 | 0.033357 |  | 3.1482 | Yes | Yes |  |  |  |  | Yes | [5 empty] | No |  |  | Yes | City split their projects within watersheds. No need for a DMP. | Big
366 | 031000150 | Jack County WWTP and Lift Station Flood-Proofing. | Evaluate alternatives to flood-proof sewage treatment plans in flood hazard / low-lying areas. Raise electrical components of sewage lift stations above the BFE. | 3 | Trinity | Jack | 12060201,12030101 | 1206020111,1206020102,1203010103,1203010105,1206020106,1203010101,1203010104,1203010102 | 120200010701,120302010702,120302010703 | 03000001,03000002,03000003,03000004,03000007,03000008,03000009,03000010,03000011,03000012,03000013,03000014,03000015,03000016,03000017,03000018,03000019,03000020,03000021,03000022,03000023,03000025,03000026,03000027,03000029,03000033,03000040 | 03000019, 03000020 | 917.3332 | Yes | No | No | No | No | 00000253 | 00000253 | No | Project Planning | 250000 | Yes | Local | 25000 | 265 | 105 | 105 | 202 | 230 | 0 | 6 | 54.5769 |  | 32105.5801 | Yes | Yes |  |  |  |  | Yes | [5 empty] | Yes |  |  | Yes | Action aligns with goals and meets TWDB guidance | Small
367 | 031000151 | County Rd 125 Automatic Warning Barricade Installation | Evaluate alternatives to install automatic warning barricades at County Rd 125 low-water crossing | 3 | Trinity | Kaufman | 12030107 | 1203010702,1203010701 | 120301070205,120301070202,120301070201,120301070106,120301070203,120301070109 | 03000245,03000248,03000251,03000252,03000253,03000255 | 03000003, 03000004 | 23.0865 | Yes | No | No | No | No | 00000108 | 00000108 | No | Project Planning | 50000 | Yes | Local | 5000 | 76 | 58 | 13 | 56 | 56 | 0 | 0 | 0.95274 |  | 1408.568 | Yes | Yes |  |  |  |  | Yes | [5 empty] | No |  |  | Yes | Action aligns with goals and meets TWDB guidance | Small
368 | 031000152 | City of Liberty WWTP Levee Study | Study to evaluate constructing levee floodwall around waste water treatment plant | 3 | Trinity | Liberty | 12030203 | 1203020301,1203020302,1203020303 | 120302030203,120302030301,120302030305,120302030302,120302030204,120302030109,120302030201,120302030303 | 03000459,03000460,03000461,03000462,03000463,03000464,03000465,03000467 | 03000019, 03000020 | 42.2497 | Yes | No | No | No | No | 03002645 | 03002645 | No | Project Planning | 80000 | Yes | Local | 8000 | 493 | 457 | 447 | 1037 | 1105 | 28 | 3 | 33.5747 |  | 3323.3701 | Yes | Yes |  |  |  |  | Yes | [5 empty] | Yes |  |  | Yes | Action aligns with goals and meets TWDB guidance | Big
369 | 031000154 | Liberty County Culverts Upgrades | Evaluate alternatives to reduce flooding by increasing size of culverts to 24 inches on County Rd 2361, 2362, 2363, and 2364 and CR 2358 | 3 | Trinity | Liberty | 12030203 | 1203020301 | 120302030109 | 03000459 | 03000003, 03000004, 03000029, 03000030 | 3.575 | Yes | No | No | No | No | 00000033 | 00000033 | No | Project Planning | 100000 | Yes | Local | 10000 | 0 | 0 | 0 | 0 | 0 | 0 | 0 | 0.46991 |  | 286.8393 | Yes | Yes |  |  |  |  | Yes | [5 empty] | Yes |  |  | Yes | Action aligns with goals and meets TWDB guidance | Big
370 | 031000155 | County Rd 2331 Re-Routing | Evaluate alternatives to re-route County Rd 2331 to area not prone to flooding | 3 | Trinity | Liberty | 12030203 | 1203020301,1203020303 | 120302030301,120302030109,120302030108 | 03000451,03000459,03000463 | 03000013, 03000014, 03000031, 03000032 | 6.4348 | Yes | No | No | No | No | 03002613 | 03002613 | No | Project Planning | 100000 | Yes | Local | 10000 | 15 | 9 | 2 | 3 | 4 | 0 | 0 | 3.5777 |  | 176.2132 | Yes | Yes |  |  |  |  | Yes | [5 empty] | Yes |  |  | Yes | Action aligns with goals and meets TWDB guidance | Big
371 | 031000158 | Seven Oaks Drainage Ditches | Evaluate drainage ditch along city streets Camp Rd, Pickens Loop, Franklin Rd, Austin Street, and Hunt Street | 3 | Trinity | Polk | 12020006,12030202 | 1203020210,1202000601 | 120302021003,120200060101,120302021001 | 03000425,03000434 | 03000031, 03000032 | 7.8887 | Yes | No | No | No | No | 03003430 | 03003430 | No | Project Planning | 100000 | Yes | Local | 10000 | 6 | 4 | 3 | 10 | 10 | 0 | 0 | 0.63419 |  | 551.8215 | Yes | Yes |  |  |  |  | Yes | [5 empty] | No |  |  | Yes | Action aligns with goals and meets TWDB guidance | Small
372 | 031000159 | Old 35 Sover Sampson Creek Bridge Elevation | Evaluate alternatives to elevate bridge on Old 35 Sover Sampson Creek | 3 | Trinity | Polk | 12030202 | 1203020210,1203020212 | 120302021006,120302021202 | 03000437,03000445 | 03000003, 03000004 | 4.8537 | Yes | No | No | No | No | 03002554 | 03002554 | No | Project Planning | 100000 | Yes | Local | 10000 | 46 | 37 | 7 | 27 | 27 | 1 | 0 | 0.26963 |  | 28.6797 | Yes | Yes |  |  |  |  | Yes | [5 empty] | No |  |  | Yes | Action aligns with goals and meets TWDB guidance | Big
373 | 031000160 | Pennington Rd Culverts | Evaluate alternatives to install multiple culverts under Pennington Rd | 3 | Trinity | Polk | 12030202 | 1203020210,1203020212 | 120302021006,120302021202 | 03000437,03000445 | 03000003, 03000004, 03000031, 03000032 | 4.8537 | Yes | No | No | No | No | 03002554 | 03002554 | No | Project Planning | 100000 | Yes | Local | 10000 | 46 | 37 | 7 | 27 | 27 | 1 | 0 | 0.26963 |  | 28.6797 | Yes | Yes |  |  |  |  | Yes | [5 empty] | No |  |  | Yes | Action aligns with goals and meets TWDB guidance | Big
374 | 031000161 | Seven Oaks Culvert Installation | Evaluate alternatives to install multiple new culverts under Camp Rd, Pickens Loop, and Franklin Rd | 3 | Trinity | Polk | 12020006,12030202 | 1203020210,1202000601 | 120302021003,120200060101,120302021001 | 03000425,03000434 | 03000003, 03000004, 03000031, 03000032 | 7.8887 | Yes | No | No | No | No | 03003430 | 03003430 | No | Project Planning | 100000 | Yes | Local | 10000 | 6 | 4 | 3 | 10 | 10 | 0 | 0 | 0.63419 |  | 551.8215 | Yes | Yes |  |  |  |  | Yes | [5 empty] | No |  |  | Yes | Action aligns with goals and meets TWDB guidance | Big
375 | 031000163 | Rock Creek Road Improvements | Evaluate alternatives to mitigate repetitive damages to Rocky Creek Rd sustained between 2015 - Present | 3 | Trinity | San Jacinto | 12040103,12030202 | 1203020211,1204010303 | 120302021105,120401030307 | 03000442 | 03000003, 03000004, 03000029, 03000030 | 3.9934 | Yes | No | No | No | No | 00000047, 03003515 | 00000047, 03003515 | No | Project Planning | 100000 | Yes | Local | 10000 | 32 | 31 | 25 | 39 | 39 | 0 | 0 | 0.55425 |  | 17.1276 | Yes | Yes |  |  |  |  | Yes | [5 empty] | No |  |  | Yes | Action aligns with goals and meets TWDB guidance | Small
376 | 031000167 | Lower Hardisty Storm Drain Improvements | Evaluate alternatives for storm drain improvements | 3 | Trinity | Tarrant | 12030102 | 1203010207,1203010205 | 120301020504,120301020506,120301020704,120301020505,120301020503 | 03000076,03000083,03000084,03000085,03000086 | 03000031, 03000032 | 14.7569 | Yes | No | No | No | No | 03003560 | 03003560 | No | Project Planning | 125000 | Yes | Local | 0 | 933 | 825 | 2873 | 2665 | 4781 | 6 | 25 | 20.7313 |  | 36.857 | Yes | Yes |  |  |  |  | Yes | [5 empty] | Yes |  |  | Yes | Action aligns with goals and meets TWDB guidance | Small
377 | 031000168 | Big Bear Creek, Little Bear Creek, and Marshall Branch Stream Bank Erosion Study | Study to reduce stream bank erosion impacts along Big Bear Creek, Little Bear Creek, and Marshall Branch to improve drainage within the City of Keller | 3 | Trinity | Denton, Montague, Tarrant, Wise | 12030103,12030104,12030101,12030102,11130201 | 1203010308,1203010305,1203010401,1203010207,1203010105,1203010402,1203010205,1113020102,1203010310,1203010106,1113020105,1203010403 | 120301020504,120301020506,120301020704,120301020505,120301020503 | 03000076,03000083,03000084,03000085,03000086 | 03000031, 03000032 | 734.6779 | Yes | No | No | No | No | 03003321 | 03003321 | No | Project Planning | 50000 | Yes | Local | 50000 | 1369 | 1133 | 5477 | 3418 | 8089 | 18 | 50 | 91.3688 |  | 28753.8809 | Yes | Yes |  |  |  |  | Yes | [5 empty] | Yes |  |  | Yes | Action aligns with goals and meets TWDB guidance | Small
378 | 031000169 | Calloway Branch Erosion Control Study | Evaluate erosion control measures in Calloway Branch to eliminate erosion of stream bank. | 3 | Trinity | Tarrant | 12030102 | 1203010207,1203010205 | 120301020506,120301020704,120301020505,120301020701,120301020503 | 03000076,03000083,03000085,03000086,03000094 | 03000031, 03000032 | 27.5071 | Yes | No | No | No | No | 03003588 | 03003588 | No | Project Planning | 50000 | Yes | Local | 5000 | 584 | 531 | 1581 | 2533 | 3457 | 5 | 25 | 21.5639 |  | 335.1591 | Yes | Yes |  |  |  |  | Yes | [5 empty] | Yes |  |  | Yes | Action aligns with goals and meets TWDB guidance | Small
379 | 031000171 | Turkey Creek Trail Bridge | Evaluate alternatives to construct Bridge at Low-Water Crossing on Turkey Creek Trail. | 3 | Trinity | Wise | 12030101 | 1203010104 | 120301010410,120301010411 | 03000030,03000031 | 03000003, 03000004 | 4.9396 | Yes | No | No | No | No | 03002429 | 03002429 | No | Project Planning | 250000 | Yes | Local | 25000 | 0 | 0 | 0 | 0 | 0 | 1 | 1 | 4.4882 |  | 0 | Yes | Yes |  |  |  |  | Yes | [5 empty] | Yes |  |  | Yes | Action aligns with goals and meets TWDB guidance | Small
380 | 031000172 | Turkey Creek Trail Rebuild | Evaluate alternatives to rebuild Turkey Creek Trail from 9th Street to State Highway 114. | 3 | Trinity | Wise | 12030101 | 1203010104 | 120301010410,120301010411 | 03000030,03000031 | 03000031, 03000032 | 4.9396 | Yes | No | No | No | No | 03002429 | 03002429 | No | Project Planning | 63000 | Yes | Local | 6300 | 91 | 59 | 133 | 232 | 275 | 1 | 1 | 4.4882 |  | 167.7783 | Yes | Yes |  |  |  |  | Yes | [5 empty] | Yes |  |  | Yes | Action aligns with goals and meets TWDB guidance | Small
381 | 031000176 | Regional Detention at Mayfair Park | Valley View watershed; Estimated construction cost of $ 1,900,000; from 2017 study | 3 | Trinity | Tarrant | 12030102 | 1203010207,1203010205 | 120301020704,120301020505 | 03000076,03000085 | 03000013, 03000014, 03000031, 03000032 | 3.2979 | Yes | No | No | No | No | 03003588 | 03003588 | No | Project Planning | 250000 | Yes | Local | 25000 | 189 | 187 | 308 | 1189 | 1199 | 1 | 12 | 5.2273 |  | 9.0235 | Yes | Yes |  |  |  |  | Yes | [5 empty] | No |  |  | Yes | Action aligns with goals and meets TWDB guidance | Small
382 | 031000179 | Redbud Drive Bridge Improvement | Walker watershed; Estimated construction cost of $1,200,000; from 2020 study | 3 | Trinity | Tarrant | 12030102 | 1203010207,1203010205 | 120301020704,120301020505 | 03000076,03000085 | 03000031, 03000032 | 4.2656 | Yes | No | No | No | No | 03003588 | 03003588 | No | Project Planning | 250000 | Yes | Local | 25000 | 68 | 61 | 74 | 145 | 189 | 1 | 1 | 2.8428 |  | 15.7242 | Yes | Yes |  |  |  |  | Yes | [5 empty] | No |  |  | Yes | Action aligns with goals and meets TWDB guidance | Small
383 | 031000180 | Northeast Mall Culvert Improvement | Walker watershed; Estimated construction cost of $11,600,000; from 2020 study | 3 | Trinity | Tarrant | 12030102 | 1203010207,1203010205 | 120301020704,120301020505 | 03000076,03000085 | 03000031, 03000032 | 5.1721 | Yes | No | No | No | No | 03003588 | 03003588 | No | Project Planning | 582000 | Yes | Local | 58200 | 91 | 85 | 107 | 353 | 380 | 0 | 1 | 2.3704 |  | 7.6597 | Yes | Yes |  |  |  |  | Yes | [5 empty] | No |  |  | Yes | Action aligns with goals and meets TWDB guidance | Small
384 | 031000183 | Cotton Bayou PER | Evaluate alternatives to construct diversion channel within irrigation canal ROW to drain to Old River; construction of detention basins to serve new development; linear detention through channel improvements; expand existing detention basins | 3 | Trinity | Chambers | 12030203,12040203 | 1204020301,1204020302,1203020303 | 120402030105,120302030307,120402030106,120402030200,120302030306,120302030304 | 03000466,03000468 | 03000031, 03000032 | 24.5437 | Yes | No | No | No | No | 00003573 | 00003573 | No | Project Planning | 250000 | Yes | Local | 25000 | 645 | 566 | 2633 | 609 | 3070 | 12 | 0 | 14.4518 |  | 749.4568 | Yes | Yes |  |  |  |  | Yes | [5 empty] | Yes |  |  | Yes | Action aligns with goals and meets TWDB guidance | Small
385 | 031000184 | Belt Line Rd (FM1382) at Cottonwood Creek | Study update - Channel Improvements; Estimated construction cost of $4,502,500 | 3 | Trinity | Dallas, Tarrant | 12030102 | 1203010207,1203010206 | 120301020606,120301020607,120301020706,120301020702 | 03000078,03000092,03000093,03000095 | 03000031, 03000032 | 12.5133 | Yes | No | No | No | No | 03002761 | 03002761 | No | Project Planning | 250000 | Yes | Local | 25000 | 122 | 113 | 218 | 879 | 890 | 1 | 12 | 5.9769 |  | 32.3184 | Yes | Yes |  |  |  |  | Yes | [5 empty] | No |  |  | Yes | Action aligns with goals and meets TWDB guidance | Small
386 | 031000193 | Duncan Perry Rd at Johnson Creek | Study update - Channel Improvements; Estimated construction cost of $5,374,200 | 3 | Trinity | Dallas, Tarrant | 12030102 | 1203010204,1203010207,1203010206 | 120301020606,120301020607,120301020706,120301020701,120301020702,120301020405 | 03000078,03000080,03000092,03000093,03000094,03000095 | 03000031, 03000032 | 20.9486 | Yes | No | No | No | No | 03002761 | 03002761 | No | Project Planning | 269000 | Yes | Local | 26900 | 405 | 360 | 2595 | 2024 | 4090 | 8 | 16 | 12.7051 |  | 50.4922 | Yes | Yes |  |  |  |  | Yes | [5 empty] | Yes |  |  | Yes | Action aligns with goals and meets TWDB guidance | Small
387 | 031000194 | Great Southwest Parkway at Cottonwood Creek Bridge and Roadway Raising Improvements (Stream Station 104+64) | Study update - Channel Improvements; Estimated construction cost of $9,538,300 | 3 | Trinity | Dallas, Tarrant | 12030102 | 1203010207,1203010206 | 120301020607,120301020706,120301020702 | 03000078,03000093,03000095 | 03000031, 03000032 | 5.588 | Yes | No | No | No | No | 03002761 | 03002761 | No | Project Planning | 477000 | Yes | Local | 47700 | 61 | 60 | 89 | 344 | 350 | 1 | 5 | 2.734 |  | 16.4281 | Yes | Yes |  |  |  |  | Yes | [5 empty] | No |  |  | Yes | Action aligns with goals and meets TWDB guidance | Small
388 | 031000199 | Green Hollow Drive North and South of Thornbush Drive | Study update - Storm Drain Improvements; Estimated construction cost of $247,000 | 3 | Trinity | Dallas | 12030102 | 1203010206 | 120301020606 | 03000092 | 03000031, 03000032 | 1.5793 | Yes | No | No | No | No | 03002761 | 03002761 | No | Project Planning | 250000 | Yes | Local | 25000 | 19 | 18 | 75 | 302 | 302 | 0 | 0 | 0.78405 |  | 19.685 | Yes | Yes |  |  |  |  | Yes | [5 empty] | No |  |  | Yes | Action aligns with goals and meets TWDB guidance | Small
389 | 031000200 | Carrier Parkway & Egyptian Way | Study update - Storm Drain Improvements; Estimated construction cost of $3,165,300 | 3 | Trinity | Dallas, Tarrant | 12030102 | 1203010204,1203010207,1203010206 | 120301020606,120301020607,120301020706,120301020701,120301020702,120301020405 | 03000078,03000080,03000092,03000093,03000094,03000095 | 03000031, 03000032 | 20.9486 | Yes | No | No | No | No | 03002761 | 03002761 | No | Project Planning | 250000 | Yes | Local | 25000 | 405 | 360 | 2595 | 2024 | 4090 | 8 | 16 | 12.7051 |  | 50.4922 | Yes | Yes |  |  |  |  | Yes | [5 empty] | Yes |  |  | Yes | Action aligns with goals and meets TWDB guidance | Small
390 | 031000201 | East Pioneer Parkway & SE 14th St | Study update - Storm Drain Improvements; Estimated construction cost of $3,742,700 | 3 | Trinity | Dallas | 12030102 | 1203010207,1203010206 | 120301020606,120301020607,120301020706 | 03000078,03000092,03000093 | 03000031, 03000032 | 5.1962 | Yes | No | No | No | No | 03002761 | 03002761 | No | Project Planning | 250000 | Yes | Local | 25000 | 3 | 3 | 0 | 0 | 0 | 0 | 0 | 0.53834 |  | 27.62 | Yes | Yes |  |  |  |  | Yes | [5 empty] | No |  |  | Yes | Action aligns with goals and meets TWDB guidance | Small
391 | 031000202 | Great Southwest Parkway & Pinewood Drive | Study update - Storm Drain Improvements; Estimated construction cost of $3,998,200 | 3 | Trinity | Dallas, Tarrant | 12030102 | 1203010207,1203010206 | 120301020606,120301020607,120301020702 | 03000092,03000093,03000095 | 03000031, 03000032 | 4.5872 | Yes | No | No | No | No | 03002761 | 03002761 | No | Project Planning | 250000 | Yes | Local | 25000 | 19 | 17 | 26 | 106 | 107 | 0 | 5 | 2.1076 |  | 7.9479 | Yes | Yes |  |  |  |  | Yes | [5 empty] | No |  |  | Yes | Action aligns with goals and meets TWDB guidance | Small
392 | 031000203 | Lake Park Drive and Victoria Drive | Study update - Storm Drain Improvements; Estimated construction cost of $1,094,100 | 3 | Trinity | Dallas | 12030102 | 1203010206 | 120301020606,120301020607 | 03000092,03000093 | 03000031, 03000032 | 2.6191 | Yes | No | No | No | No | 03002761 | 03002761 | No | Project Planning | 250000 | Yes | Local | 25000 | 4 | 4 | 5 | 23 | 23 | 0 | 1 | 0.10972 |  | 3.1668 | Yes | Yes |  |  |  |  | Yes | [5 empty] | No |  |  | Yes | Action aligns with goals and meets TWDB guidance | Big
393 | 031000204 | Regional Detention at Bowie Elementary School | Study update - Storm Drain Improvements; Estimated construction cost of $3,433,500 | 3 | Trinity | Dallas | 12030102 | 1203010207,1203010206 | 120301020607,120301020706 | 03000078,03000093 | 03000031, 03000032 | 2.3381 | Yes | No | No | No | No | 03002761 | 03002761 | No | Project Planning | 250000 | Yes | Local | 25000 | 42 | 36 | 103 | 429 | 433 | 0 | 2 | 1.1353 |  | 7.9424 | Yes | Yes |  |  |  |  | Yes | [5 empty] | No |  |  | Yes | Action aligns with goals and meets TWDB guidance | Small
394 | 031000209 | East Main St & NE 14th St | Study update - Storm Drain Improvements; Estimated construction cost of $5,879,400 | 3 | Trinity | Dallas | 12030102 | 1203010207,1203010206 | 120301020607,120301020706,120301020705 | 03000077,03000078,03000093 | 03000031, 03000032 | 3.8361 | Yes | No | No | No | No | 03002761 | 03002761 | No | Project Planning | 294000 | Yes | Local | 29400 | 18 | 7 | 1100 | 8 | 1107 | 2 | 0 | 3.3715 |  | 160.733 | Yes | Yes |  |  |  |  | Yes | [5 empty] | No |  |  | Yes | Action aligns with goals and meets TWDB guidance | Big
395 | 031000210 | Marshall Drive from Emerald to SW 3rd | Study update - Storm Drain Improvements; Estimated construction cost of $3,603,100 | 3 | Trinity | Dallas | 12030102 | 1203010207,1203010206 | 120301020607,120301020706 | 03000078,03000093 | 03000031, 03000032 | 2.3381 | Yes | No | No | No | No | 03002761 | 03002761 | No | Project Planning | 250000 | Yes | Local | 25000 | 42 | 36 | 103 | 429 | 433 | 0 | 2 | 1.1353 |  | 7.9424 | Yes | Yes |  |  |  |  | Yes | [5 empty] | No |  |  | Yes | Action aligns with goals and meets TWDB guidance | Small
396 | 031000211 | Varsity Drive and Christy St from Varsity to Mountain Creek Lake | Study update - Storm Drain Improvements; Estimated construction cost of $4,768,500 | 3 | Trinity | Dallas | 12030102 | 1203010207,1203010206 | 120301020606,120301020607,120301020706 | 03000078,03000092,03000093 | 03000031, 03000032 | 7.8152 | Yes | No | No | No | No | 03002761 | 03002761 | No | Project Planning | 250000 | Yes | Local | 25000 | 7 | 7 | 5 | 23 | 23 | 0 | 1 | 0.64806 |  | 30.7868 | Yes | Yes |  |  |  |  | Yes | [5 empty] | No |  |  | Yes | Action aligns with goals and meets TWDB guidance | Small
397 | 031000214 | Bowles St & Hensley Drive | Study update - Storm Drain Improvements; Estimated construction cost of $1,295,700 | 3 | Trinity | Dallas | 12030102 | 1203010207,1203010206 | 120301020607,120301020706 | 03000078,03000093 | 03000031, 03000032 | 2.7665 | Yes | No | No | No | No | 03002761 | 03002761 | No | Project Planning | 250000 | Yes | Local | 25000 | 5 | 5 | 0 | 0 | 0 | 0 | 0 | 0.99285 |  | 9.6171 | Yes | Yes |  |  |  |  | Yes | [5 empty] | No |  |  | Yes | Action aligns with goals and meets TWDB guidance | Small
398 | 031000215 | Manana Channel Improvements | Study update - Storm Drain Improvements; Estimated construction cost of $967,600 | 3 | Trinity | Dallas | 12030103,12030102 | 1203010207,1203010310 | 120301031006,120301020706,120301020705 | 03000077,03000078,03000096 | 03000031, 03000032 | 3.2057 | Yes | No | No | No | No | 03002761 | 03002761 | No | Project Planning | 250000 | Yes | Local | 25000 | 75 | 73 | 502 | 652 | 1003 | 2 | 4 | 1.2457 |  | 1.2364 | Yes | Yes |  |  |  |  | Yes | [5 empty] | No |  |  | Yes | Action aligns with goals and meets TWDB guidance | Small
399 | 031000216 | South of Bardin Rd and North of Newberry St | Study update - Storm Drain Improvements; Estimated construction cost of $2,007,600 | 3 | Trinity | Dallas | 12030102 | 1203010206 | 120301020606 | 03000092 | 03000031, 03000032 | 4.806 | Yes | No | No | No | No | 03002761 | 03002761 | No | Project Planning | 250000 | Yes | Local | 25000 | 22 | 21 | 78 | 314 | 314 | 0 | 0 | 1.318 |  | 26.9338 | Yes | Yes |  |  |  |  | Yes | [5 empty] | No |  |  | Yes | Action aligns with goals and meets TWDB guidance | Small
400 | 031000217 | Cherokee Trace and Choctaw Trace to Clarice | Study update - Storm Drain Improvements; Estimated construction cost of $2,715,600 | 3 | Trinity | Dallas | 12030102 | 1203010207,1203010206 | 120301020607,120301020706 | 03000078,03000093 | 03000031, 03000032 | 2.3381 | Yes | No | No | No | No | 03002761 | 03002761 | No | Project Planning | 250000 | Yes | Local | 25000 | 42 | 36 | 103 | 429 | 433 | 0 | 2 | 1.1353 |  | 7.9424 | Yes | Yes |  |  |  |  | Yes | [5 empty] | No |  |  | Yes | Action aligns with goals and meets TWDB guidance | Small
401 | 031000220 | East Marshall Drive & Avenue C, East Coral & SE 14th Street and in SE 14th Street & Bogarte Drive | Study update - Storm Drain Improvements; Estimated construction cost of $6,399,100 | 3 | Trinity | Dallas | 12030102 | 1203010207,1203010206 | 120301020606,120301020607,120301020706 | 03000078,03000092,03000093 | 03000031, 03000032 | 5.1962 | Yes | No | No | No | No | 03002761 | 03002761 | No | Project Planning | 320000 | Yes | Local | 32000 | 3 | 3 | 0 | 0 | 0 | 0 | 0 | 0.53834 |  | 27.62 | Yes | Yes |  |  |  |  | Yes | [5 empty] | No |  |  | Yes | Action aligns with goals and meets TWDB guidance | Small
402 | 031000221 | Lakeview Drive & SE 14th Street | Study update - Storm Drain Improvements; Estimated construction cost of $3,570,700 | 3 | Trinity | Dallas | 12030102 | 1203010207,1203010206 | 120301020606,120301020607,120301020706 | 03000078,03000092,03000093 | 03000031, 03000032 | 5.1962 | Yes | No | No | No | No | 03002761 | 03002761 | No | Project Planning | 250000 | Yes | Local | 25000 | 3 | 3 | 0 | 0 | 0 | 0 | 0 | 0.53834 |  | 27.62 | Yes | Yes |  |  |  |  | Yes | [5 empty] | No |  |  | Yes | Action aligns with goals and meets TWDB guidance | Big
403 | 031000222 | WE Roberts St & SW 16th St | Study update - Storm Drain Improvements; Estimated construction cost of $1,625,900 | 3 | Trinity | Dallas | 12030102 | 1203010207,1203010206 | 120301020607,120301020706,120301020702 | 03000078,03000093,03000095 | 03000031, 03000032 | 5.588 | Yes | No | No | No | No | 03002761 | 03002761 | No | Project Planning | 250000 | Yes | Local | 25000 | 61 | 60 | 89 | 344 | 350 | 1 | 5 | 2.734 |  | 16.4281 | Yes | Yes |  |  |  |  | Yes | [5 empty] | No |  |  | Yes | Action aligns with goals and meets TWDB guidance | Big
404 | 031000223 | Jelmak Rd - Hardrock Rd | Study update - Storm Drain Improvements; Estimated construction cost of $5,095,800 | 3 | Trinity | Dallas | 12030102 | 1203010207 | 120301020701,120301020705 | 03000077,03000094 | 03000031, 03000032 | 3.1417 | Yes | No | No | No | No | 03002761 | 03002761 | No | Project Planning | 255000 | Yes | Local | 25500 | 140 | 133 | 934 | 1097 | 1761 | 1 | 0 | 4.8454 |  | 168.9644 | Yes | Yes |  |  |  |  | Yes | [5 empty] | No |  |  | Yes | Action aligns with goals and meets TWDB guidance | Small
405 | 031000225 | Parker Rd - Hardrock Rd | Study update - Storm Drain Improvements; Estimated construction cost of $5,760,800 | 3 | Trinity | Dallas | 12030102 | 1203010207 | 120301020706,120301020701,120301020705 | 03000077,03000078,03000094 | 03000031, 03000032 | 5.2293 | Yes | No | No | No | No | 03002761 | 03002761 | No | Project Planning | 288000 | Yes | Local | 28800 | 165 | 156 | 1946 | 1109 | 2782 | 1 | 0 | 5.6546 |  | 265.2575 | Yes | Yes |  |  |  |  | Yes | [5 empty] | No |  |  | Yes | Action aligns with goals and meets TWDB guidance | Small
406 | 031000228 | NW 24th St & NW 23rd St from West Main to Ditch Near Dalworth St and Doreen St | Study update - Storm Drain Improvements; Estimated construction cost of $5,982,600 | 3 | Trinity | Dallas | 12030102 | 1203010207,1203010206 | 120301020607,120301020706,120301020702 | 03000078,03000093,03000095 | 03000031, 03000032 | 2.1903 | Yes | No | No | No | No | 03002761 | 03002761 | No | Project Planning | 299000 | Yes | Local | 29900 | 30 | 29 | 26 | 112 | 112 | 0 | 3 | 0.9597 |  | 10.3999 | Yes | Yes |  |  |  |  | Yes | [5 empty] | No |  |  | Yes | Action aligns with goals and meets TWDB guidance | Small
407 | 031000229 | Detention Basin at St. Michael's Church Vacant Property and Relief Storm Drains in Corn Valley Rd and Neighboring Streets from Santa Anna to Kirby Creek Channel | Study update - Storm Drain Improvements; Estimated construction cost of $18,766,400 | 3 | Trinity | Dallas | 12030102 | 1203010207,1203010206 | 120301020606,120301020607,120301020706 | 03000078,03000092,03000093 | 03000031, 03000032 | 11.6512 | Yes | No | No | No | No | 03002761 | 03002761 | No | Project Planning | 938000 | Yes | Local | 93800 | 10 | 8 | 8 | 25 | 27 | 0 | 2 | 1.2115 |  | 61.3199 | Yes | Yes |  |  |  |  | Yes | [5 empty] | No |  |  | Yes | Action aligns with goals and meets TWDB guidance | Small
408 | 031000230 | River Ridge Boulevard | Study update - Storm Drain Improvements; Estimated construction cost of $6,148,800 | 3 | Trinity | Dallas | 12030102 | 1203010207 | 120301020706,120301020701,120301020702,120301020705 | 03000077,03000078,03000094,03000095 | 03000031, 03000032 | 7.9236 | Yes | No | No | No | No | 03002761 | 03002761 | No | Project Planning | 307000 | Yes | Local | 30700 | 32 | 19 | 189 | 532 | 599 | 0 | 4 | 6.2836 |  | 197.2523 | Yes | Yes |  |  |  |  | Yes | [5 empty] | Yes |  |  | Yes | Action aligns with goals and meets TWDB guidance | Small
409 | 031000236 | South Great Southwest Parkway from Sherman to Cottonwood Creek | Study update - Storm Drain Improvements; Estimated construction cost of $6,881,500 | 3 | Trinity | Dallas | 12030102 | 1203010207,1203010206 | 120301020607,120301020706,120301020702 | 03000078,03000093,03000095 | 03000031, 03000032 | 5.588 | Yes | No | No | No | No | 03002761 | 03002761 | No | Project Planning | 250000 | Yes | Local | 25000 | 61 | 60 | 89 | 344 | 350 | 1 | 5 | 2.734 |  | 16.4281 | Yes | Yes |  |  |  |  | Yes | [5 empty] | No |  |  | Yes | Action aligns with goals and meets TWDB guidance | Small
410 | 031000237 | Arbor Creek Pedestrian Bridge Repair and Channel Bottom Stabilization | Evaluate stabilization 270 feet south of Johnson Creek and 290 feet east of SH 161; Estimated construction cost of $270,900 | 3 | Trinity | Dallas | 12030102 | 1203010204,1203010207,1203010206 | 120301020606,120301020607,120301020706,120301020701,120301020702,120301020405 | 03000078,03000080,03000092,03000093,03000094,03000095 | 03000031, 03000032 | 21.1381 | Yes | No | No | No | No | 03002761 | 03002761 | No | Project Planning | 250000 | Yes | Local | 25000 | 405 | 360 | 2595 | 2024 | 4090 | 8 | 16 | 12.7188 |  | 56.0657 | Yes | Yes |  |  |  |  | Yes | [5 empty] | Yes |  |  | Yes | Action aligns with goals and meets TWDB guidance | Small
411 | 031000239 | Turner Branch Stream Bottom Stabilization | Evaluate the improvements needed along Turner Branch: 380 feet south of Small Hill Street to 450 feet north of East Tarrant Road; $187,200 (?) | 3 | Trinity | Dallas | 12030102 | 1203010207,1203010206 | 120301020607,120301020706,120301020705 | 03000077,03000078,03000093 | 03000031, 03000032 | 3.8361 | Yes | No | No | No | No | 03002761 | 03002761 | No | Project Planning | 250000 | Yes | Local | 25000 | 18 | 7 | 1100 | 8 | 1107 | 2 | 0 | 3.3715 |  | 160.733 | Yes | Yes |  |  |  |  | Yes | [5 empty] | No |  |  | Yes | Action aligns with goals and meets TWDB guidance | Small
412 | 031000242 | Kirby Creek Channel Lining Replacements | Evaluate the improvements needed along Kirby Creek: from 800 feet east of Great Southwest to West of Waterwood; just north of Kildeer cul-de-sac and from Waterwood East to End of Channel Lining just east of Greenvista; $1,267,200 | 3 | Trinity | Dallas | 12030102 | 1203010206 | 120301020606,120301020607 | 03000092,03000093 | 03000031, 03000032 | 2.8357 | Yes | No | No | No | No | 03002761 | 03002761 | No | Project Planning | 250000 | Yes | Local | 25000 | 1 | 0 | 0 | 0 | 0 | 0 | 1 | 0.18864 |  | 7.3821 | Yes | Yes |  |  |  |  | Yes | [5 empty] | No |  |  | Yes | Action aligns with goals and meets TWDB guidance | Small
413 | 031000274 | Collin County flooding hazard/vulnerability assessment | Conduct a hazard/vulnerability assessment for personal properties and structures located in the floodplain. | 3 | Trinity | Collin | 12030106,12030103,12030105,12010001 | 1203010501,1201000103,1203010602,1203010309,1201000102,1203010307,1203010603,1203010604,1203010310,1203010601 | 120301020606,120301020607 | 03000092,03000093 | 03000013, 03000014 | 883.1867 | Yes | No | No | No | No | 00000207 | 00000207 | No | Preparedness | 500000 | Yes | Local | 50000 | 2842 | 2401 | 11593 | 7641 | 17576 | 26 | 55 | 145.7817 |  | 34153.6094 | No | Yes |  |  |  |  | Yes | [5 empty] | Yes |  |  | Yes | Action aligns with goals and meets TWDB guidance | Small
414 | 031000275 | Houston County Lake Dam Emergency Action Plan | Develop Emergency Action Plan for Houston County Lake Dam | 3 | Trinity | Houston | 12020002,12030201,12020001,12030202 | 1203020207,1202000105,1202000201,1203020208,1202000204,1203020203,1203020104,1203020206,1202000202,1203020107,1202000107 | 120301020606,120301020607 | 03000327,03000328,03000329,03000330,03000358,03000371,03000372,03000373,03000384,03000385,03000386,03000387,03000388,03000390,03000406,03000407,03000408,03000409,03000410,03000411,03000412,03000413,03000414,03000416,03000417,03000428 | 03000001, 03000002 | 1231.7549 | Yes | No | No | No | No | 00000128 | 00000128 | No | Preparedness | 1000000 | Yes | Local | 100000 | 737 | 440 | 268 | 611 | 711 | 5 | 18 | 110.1064 |  | 79761.3438 | No | Yes |  |  |  |  | Yes | [5 empty] | Yes |  |  | Yes | Action aligns with goals and meets TWDB guidance | Small
415 | 031000276 | Grayson County Dams Compliance Assessment | Determine owners of all high and significant hazard dams and obtain copies of all EAPs. Obtain available dam failure impact data necessary for determining most appropriate mitigation approach that would achieve compliance with the State’s TCEQ regulations | 3 | Trinity | Grayson | 12030106,11140101,12030103,11130210 | 1114010101,1203010602,1203010303,1113021004,1113021002,1113021003,1114010102,1114010105,1203010307,1203010603,1203010302,1114010104,1113021005,1203010601 | 120301020606,120301020607 | 03000103,03000104,03000108,03000120,03000121,03000122,03000123,03000129,03000131,03000132,03000210,03000211,03000212,03000213,03000215,03000220,03000221 | 03000001, 0300002, 03000029, 03000030, 03000039, 03000040 | 976.4822 | Yes | No | No | No | No | 00000190 | 00000190 | No | Preparedness | 1000000 | Yes | Local | 100000 | 436 | 376 | 160 | 514 | 541 | 5 | 1 | 42.7031 |  | 21311.8398 | No | Yes |  |  |  |  | Yes | [5 empty] | Yes |  |  | Yes | Action aligns with goals and meets TWDB guidance | Small
416 | 031000277 | Denton County USDA (NRCS) Dam Studies and Rehabilitation | USDA (NRCS) Dam Studies and Rehabilitation | 3 | Trinity | Denton | 12030103,12030104,12030105 | 1203010501,1203010308,1203010305,1203010306,1203010402,1203010303,1203010309,1203010304,1203010307,1203010310,1203010403 | 120301020606,120301020607 | 03000103,03000104,03000108,03000120,03000121,03000122,03000123,03000129,03000131,03000132,03000210,03000211,03000212,03000213,03000215,03000220,03000221 | 03000009, 03000010, 03000029, 03000030 | 948.4353 | Yes | No | No | No | No | 03000208 | 03000208 | No | Other | 2000000 | Yes | Local | 200000 | 4675 | 3634 | 6148 | 15904 | 18656 | 89 | 97 | 245.0678 |  | 53344.3594 | No | Yes |  |  |  |  | Yes | [5 empty] | Yes |  |  | Yes | Action aligns with goals and meets TWDB guidance | Small
417 | 031000273 | City of Plano DMP | Evaluate alternatives for citywide drainage improvements for areas with history of flooding. | 3 | Trinity | Collin | 12030106,12030103,12030105 | 1203010501,1203010309,1203010604,1203010310 | 120301060404,120301060406,120301030906,120301060407,120301031003,120301050104,120301060403,120301060405,120301050103 | 03000144,03000147,03000170,03000173,03000205,03000206,03000227,03000228,03000229 | 03000031, 03000032 | 71.8396 | Yes | No | No | No | No | 03003360 | 03003360 | No | Watershed Planning | 250000 | Yes | Local | 25000 | 381 | 326 | 4128 | 1812 | 5528 | 9 | 24 | 18.4384 |  | 695.4033 | Yes | Yes |  |  |  |  | Yes | [5 empty] | Yes |  |  | Yes | Action aligns with goals and meets TWDB guidance | Small
418 | 031000272 | Fairfield South Bateman Drainage Study | Fairfield South Bateman Drainage Study | 3 | Trinity | Freestone | 12030201 | 1203020106,1203020101 | 120302010109,120302010107,120302010601 | 03000337,03000339,03000366 | 03000005, 03000006 | 8.8455 | Yes | No | No | No | No | 03002552 | 03002552 | No | Project Planning | 200000 | Yes | Local | 20000 | 41 | 36 | 28 | 59 | 64 | 1 | 0 | 2.4177 |  | 411.4989 | Yes | Yes |  |  |  |  | Yes | [5 empty] | No |  |  | Yes | Action aligns with goals and meets TWDB guidance | Small
419 | 031000270 | Sulphur Branch: Circle Lane Culvert Improvements | Evaluate and define necessary culvert improvements. | 3 | Trinity | Tarrant | 12030102 | 1203010207,1203010205 | 120301020704,120301020505,120301020701 | 03000076,03000085,03000094 | 03000003, 03000004, 03000009, 03000010, 03000031, 03000032 | 4.5061 | Yes | No | No | No | No | 03003582 | 03003582 | No | Project Planning | 150000 | Yes | Local | 15000 | 148 | 120 | 825 | 482 | 1152 | 0 | 1 | 3.4755 |  | 3.483 | Yes | Yes |  |  |  |  | Yes | [5 empty] | No |  |  | Yes | Action aligns with goals and meets TWDB guidance | Small
420 | 031000265 | Tributary SB-1: Circle Lane Culvert Improvements | Evaluate and define necessary culvert improvements: Circle Lane, Shirley Way, Briar Drive, Schumac Lane, and Donna Lane | 3 | Trinity | Tarrant | 12030102 | 1203010207,1203010205 | 120301020704,120301020505,120301020701 | 03000076,03000085,03000094 | 03000003, 03000004, 03000009, 03000010, 03000031, 03000032 | 4.5061 | Yes | No | No | No | No | 03003582 | 03003582 | No | Project Planning | 150000 | Yes | Local | 15000 | 148 | 120 | 825 | 482 | 1152 | 0 | 1 | 3.4755 |  | 3.483 | Yes | Yes |  |  |  |  | Yes | [5 empty] | No |  |  | Yes | Action aligns with goals and meets TWDB guidance | Small
421 | 031000264 | Johnson County Low Water Crossings - West Side | Hydraulic evaluation to determine how to reduce flooding risk at multiple low water crossings. | 3 | Trinity | Johnson | 12030109,12060201,12030102,12060202 | 1203010901,1206020203,1203010204,1206020202,1206020113,1203010203,1203010206,1206020205 | 120301020704,120301020505,120301020701 | 03000065,03000066,03000067,03000068,03000072,03000073,03000087,03000088,03000089,03000090,03000091,03000313,03000314,03000315,03000318,03000319 | 03000003, 03000004, 03000009, 03000010 | 730.8539 | Yes | No | No | No | No | 00000104 | 00000104 | No | Project Planning | 250000 | No | <Null> | 0 | 1851 | 1555 | 2434 | 3610 | 4897 | 12 | 372 | 61.6765 |  | 18202.7793 | Yes | Yes |  |  |  |  | Yes | [5 empty] | Yes |  |  | Yes | Action aligns with goals and meets TWDB guidance | Small
422 | 031000263 | Johnson County Low Water Crossings - East Side | Hydraulic evaluation to determine how to reduce flooding risk at multiple low water crossings. | 3 | Trinity | Johnson | 12030109,12060201,12030102,12060202 | 1203010901,1206020203,1203010204,1206020202,1206020113,1203010203,1203010206,1206020205 | 120301020704,120301020505,120301020701 | 03000065,03000066,03000067,03000068,03000072,03000073,03000087,03000088,03000089,03000090,03000091,03000313,03000314,03000315,03000318,03000319 | 03000003, 03000004, 03000009, 03000010 | 730.8539 | Yes | No | No | No | No | 00000104 | 00000104 | No | Project Planning | 250000 | No | <Null> | 0 | 1851 | 1555 | 2434 | 3610 | 4897 | 12 | 372 | 61.6765 |  | 18202.7793 | Yes | Yes |  |  |  |  | Yes | [5 empty] | Yes |  |  | Yes | Action aligns with goals and meets TWDB guidance | Small
423 | 031000261 | Office Creek Drainage Study | Update Drainage Study and Improvements at Five Star Park | 3 | Trinity | Denton | 12030103 | 1203010309,1203010310 | 120301030906,120301031003,120301031001 | 03000144,03000145,03000147 | 03000005, 03000006, 03000007, 03000008, 03000009, 03000010 | 2.4754 | Yes | No | No | No | No | 03003352 | 03003352 | No | Project Planning | 100000 | Yes | Local | 10000 | 1 | 0 | 4 | 0 | 4 | 0 | 0 | 0.4682 |  | 23.482 | Yes | Yes |  |  |  |  | Yes | [5 empty] | Yes |  |  | Yes | Action aligns with goals and meets TWDB guidance | Small
424 | 031000260 | North Colony Blvd. at Powers Street | Streams SC-1A Drainage Study and storm drain upgrades to deal with flooding | 3 | Trinity | Denton | 12030103 | 1203010309,1203010310 | 120301030906,120301031003 | 03000144,03000147 | 03000005, 03000006, 03000007, 03000008, 03000009, 03000010 | 2.9504 | Yes | No | No | No | No | 03003352 | 03003352 | No | Project Planning | 100000 | Yes | Local | 10000 | 7 | 7 | 7 | 26 | 26 | 1 | 0 | 0.45169 |  | 10.2449 | Yes | Yes |  |  |  |  | Yes | [5 empty] | Yes |  |  | Yes | Action aligns with goals and meets TWDB guidance | Small
425 | 031000259 | Long Branch Channel Improvements (Dewitt to Ingram) | Channel improvements to replace a failed headwall and reduce erosive velocities. Sewer line relocation to protect against potential failure due to erosion. | 3 | Trinity | Collin, Dallas | 12030106 | 1203010604 | 120301060408,120301060403 | 03000205,03000230 | 03000031, 03000032 | 6.0543 | Yes | No | No | No | No | 03003577 | 03003577 | No | Project Planning | 100000 | Yes | Local | 10000 | 59 | 51 | 40 | 170 | 171 | 0 | 5 | 1.6876 |  | 211.2356 | Yes | Yes |  |  |  |  | Yes | [5 empty] | Yes |  |  | Yes | Action aligns with goals and meets TWDB guidance | Small
426 | 031000258 | Jackson Meadows Pond Erosion Control | Erosion control measures around three pond headwalls to decrease flow velocity. | 3 | Trinity | Collin, Dallas | 12030106 | 1203010604 | 120301060408,120301060403 | 03000205,03000230 | 03000031, 03000032 | 6.0543 | Yes | No | No | No | No | 03003577 | 03003577 | No | Project Planning | 100000 | Yes | Local | 10000 | 59 | 51 | 40 | 170 | 171 | 0 | 5 | 1.6876 |  | 211.2356 | Yes | Yes |  |  |  |  | Yes | [5 empty] | Yes |  |  | Yes | Action aligns with goals and meets TWDB guidance | Big
427 | 031000244 | Johnson Creek Avenue J Stabilization | Bridge abutment repair and channel bank stabilization; Estimated construction cost of $168,500 | 3 | Trinity | Dallas | 12030102 | 1203010204,1203010207,1203010206 | 120301020606,120301020607,120301020706,120301020701,120301020702,120301020405 | 03000078,03000080,03000092,03000093,03000094,03000095 | 03000031, 03000032 | 20.9486 | Yes | No | No | No | No | 03002761 | 03002761 | No | Project Planning | 250000 | Yes | Local | 25000 | 405 | 360 | 2595 | 2024 | 4090 | 8 | 16 | 12.7051 |  | 50.4922 | Yes | Yes |  |  |  |  | Yes | [5 empty] | Yes |  |  | Yes | Action aligns with goals and meets TWDB guidance | Small
428 | 031000247 | Dalworth Creek Stabilization | Repair of gabions and protection of wastewater crossing downstream of I-30; Estimated construction cost of $402,000; from Dalworth Street to Roman; Estimated construction cost of $278,900 | 3 | Trinity | Dallas | 12030102 | 1203010207,1203010206 | 120301020607,120301020706,120301020702 | 03000078,03000093,03000095 | 03000031, 03000032 | 2.1903 | Yes | No | No | No | No | 03002761 | 03002761 | No | Project Planning | 250000 | Yes | Local | 25000 | 30 | 29 | 26 | 112 | 112 | 0 | 3 | 0.9597 |  | 10.3999 | Yes | Yes |  |  |  |  | Yes | [5 empty] | No |  |  | Yes | Action aligns with goals and meets TWDB guidance | Small
429 | 031000248 | South Fork Cottonwood Creek | Evaluate South Fork from Great Southwest to Carrier; Estimated construction cost of $781,200 | 3 | Trinity | Dallas | 12030102 | 1203010207,1203010206 | 120301020606,120301020607,120301020702 | 03000092,03000093,03000095 | 03000031, 03000032 | 4.5872 | Yes | No | No | No | No | 03002761 | 03002761 | No | Project Planning | 250000 | Yes | Local | 25000 | 19 | 17 | 26 | 106 | 107 | 0 | 5 | 2.1076 |  | 7.9479 | Yes | Yes |  |  |  |  | Yes | [5 empty] | No |  |  | Yes | Action aligns with goals and meets TWDB guidance | Small
430 | 031000246 | Warrior Creek Stabilization | From Great Southwest to South Fork Cottonwood Creek; Estimated construction cost of $518,500 | 3 | Trinity | Dallas | 12030102 | 1203010207,1203010206 | 120301020606,120301020607,120301020706,120301020702 | 03000078,03000092,03000093,03000095 | 03000031, 03000032 | 10.1752 | Yes | No | No | No | No | 03002761 | 03002761 | No | Project Planning | 250000 | Yes | Local | 25000 | 80 | 77 | 115 | 450 | 457 | 1 | 10 | 4.8415 |  | 24.376 | Yes | Yes |  |  |  |  | Yes | [5 empty] | No |  |  | Yes | Action aligns with goals and meets TWDB guidance | Big
431 | 031000174 | North Weatherford St and Oakwood St Structure Improvements | Structure improvements assessment - North Weatherford St in front of fire station and Oakwood St between Granada and El Camino. | 3 | Trinity | Wise | 12030101 | 1203010105,1203010104 | 120301010404,120301010410,120301010411,120301010508 | 03000024,03000030,03000031,03000043 | 03000031, 03000032 | 5.8362 | Yes | No | No | No | No | 03002960 | 03002960 | No | Project Planning | 200000 | Yes | Local | 20000 | 30 | 23 | 17 | 28 | 35 | 2 | 0 | 1.8083 |  | 303.3596 | Yes | Yes |  |  |  |  | Yes | [5 empty] | No |  |  | Yes | Action aligns with goals and meets TWDB guidance | Small
432 | 031000173 | West Bridgeport Creek Channelization and Drainage Project | West Bridgeport Creek Channelization and Drainage Project Feasibility Assessment. | 3 | Trinity | Wise | 12030101 | 1203010104,1203010106 | 120301010404,120301010405,120301010410,120301010411,120301010602,120301010408,120301010409 | 03000024,03000025,03000028,03000029,03000030,03000031,03000048 | 03000031, 03000032 | 27.7806 | Yes | No | No | No | No | 03002429 | 03002429 | No | Project Planning | 150000 | Yes | Local | 15000 | 121 | 79 | 147 | 257 | 308 | 1 | 2 | 6.7484 |  | 2778.064 | Yes | Yes |  |  |  |  | Yes | [5 empty] | Yes |  |  | Yes | Action aligns with goals and meets TWDB guidance | Small
433 | 031000170 | Mansfield Stream Stabilization Study | Evaluate alternatives to protect public infrastructure and private property from damages due to streambank erosion. Alternatives could include Saddlehorn/Walnut Creek sewer interceptor aerial crossing and Brookfield Hogpen sewer interceptor | 3 | Trinity | Tarrant | 12030102 | 1203010204,1203010206 | 120301020603,120301020601,120301020604,120301020605,120301020405 | 03000080,03000087,03000089,03000090,03000091 | 03000031, 03000032 | 36.4942 | Yes | No | No | No | No | 03003013 | 03003013 | No | Project Planning | 182000 | Yes | Local | 18200 | 422 | 385 | 1320 | 1562 | 2492 | 4 | 12 | 30.2112 |  | 778.5173 | Yes | Yes |  |  |  |  | Yes | [5 empty] | Yes |  |  | Yes | Action aligns with goals and meets TWDB guidance | Big
434 | 031000144 | Sanger Creek Waterways Reconstruction Study | Evaluate alternatives to reconstruct creek waterways to correct drainage issues | 3 | Trinity | Denton | 12030103 | 1203010306,1203010304 | 120301030604,120301030602,120301030603,120301030405 | 03000113,03000125,03000126,03000127 | 03000031, 03000032 | 11.7235 | Yes | No | No | No | No | 03003348 | 03003348 | No | Project Planning | 600000 | Yes | Local | 60000 | 41 | 37 | 53 | 127 | 153 | 0 | 0 | 4.0082 |  | 921.3348 | Yes | Yes |  |  |  |  | Yes | [5 empty] | Yes |  |  | Yes | Action aligns with goals and meets TWDB guidance | Small
435 | 031000157 | Polk County Road and Drainage Improvements | Evaluate road elevation and drainage improvements. | 3 | Trinity | Polk | 12020002,12020006,12020007,12030202 | 1203020210,1203020211,1202000601,1202000204,1202000205,1202000602,1203020209,1202000203,1202000604,1203020212,1202000702 | 120301030604,120301030602,120301030603,120301030405 | 03000423,03000424,03000425,03000426,03000433,03000434,03000435,03000436,03000437,03000439,03000440,03000441,03000442,03000443,03000445,03000446,03000447,03000448,03000449,03000450 | 03000003, 03000004, 03000029, 03000030 | 1105.5747 | Yes | No | No | No | No | 00000058 | 00000058 | No | Project Planning | 500000 | Yes | General Revenue | 100000 | 3485 | 3119 | 2344 | 5004 | 5167 | 31 | 3 | 92.3673 |  | 15993.6504 | Yes | Yes |  |  |  |  | Yes | [5 empty] | Yes |  |  | Yes | Action aligns with goals and meets TWDB guidance | Big
436 | 031000136 | Hunterwood Stream Stabilization Project | Installation and maintenance of gabion walls to mitigate stream bank erosion during extreme flood events | 3 | Trinity | Dallas | 12030103,12030104,12030102 | 1203010207,1203010310,1203010403 | 120301040307,120301031006,120301031004,120301020703 | 03000075,03000096,03000148,03000167 | 03000031, 03000032, 03000033, 03000034 | 9.5117 | Yes | No | No | No | No | 03003357 | 03003357 | No | Project Planning | 100000 | Yes | Local | 10000 | 20 | 19 | 21 | 64 | 67 | 0 | 0 | 1.2331 |  | 26.164 | Yes | Yes |  |  |  |  | Yes | [5 empty] | Yes |  |  | Yes | Action aligns with goals and meets TWDB guidance | Big
437 | 031000164 | Chipmunk Rd Culverts Replacement | Evaluate alternatives to replace Chipmunk Rd culverts with a bridge | 3 | Trinity | San Jacinto | 12030203,12030202 | 1203020301,1203020212 | 120302030101,120302021207 | 03000450,03000452 | 03000003, 03000004, 03000029, 03000030 | 3.7183 | Yes | No | No | No | No | 00000047, 03003515 | 00000047, 03003515 | No | Project Planning | 500000 | Yes | Local | 50000 | 8 | 8 | 3 | 7 | 7 | 0 | 0 | 0.35281 |  | 150.4855 | Yes | Yes |  |  |  |  | Yes | [5 empty] | Yes |  |  | Yes | Action aligns with goals and meets TWDB guidance | Small
438 | 031000165 | Comanche Drive Culvert and Retention Wall Construction Feasibility Assessment | Evaluate feasibility for building a larger culvert and retention wall for watershed over low crossing on Comanche Drive | 3 | Trinity | Tarrant | 12030102 | 1203010201,1203010205 | 120301020105,120301020501,120301020104,120301020101 | 03000052,03000055,03000056,03000081 | 03000003, 03000004 | 9.8524 | Yes | No | No | No | No | 03002831 | 03002831 | No | Project Planning | 60000 | Yes | Local | 6000 | 294 | 221 | 83 | 412 | 416 | 0 | 0 | 4.3137 |  | 63.0944 | Yes | Yes |  |  |  |  | Yes | [5 empty] | Yes |  |  | Yes | Action aligns with goals and meets TWDB guidance | Small
439 | 031000175 | Hurstview Drive Bridge Improvement | Lorean watershed; Estimated construction cost of $390,000; from 2013 study | 3 | Trinity | Tarrant | 12030102 | 1203010207,1203010205 | 120301020704,120301020505 | 03000076,03000085 | 03000003, 03000004, 03000031, 03000032 | 4.2656 | Yes | No | No | No | No | 03003588 | 03003588 | No | Project Planning | 250000 | Yes | Local | 25000 | 68 | 61 | 74 | 145 | 189 | 1 | 1 | 2.8428 |  | 15.7242 | Yes | Yes |  |  |  |  | Yes | [5 empty] | No |  |  | Yes | Action aligns with goals and meets TWDB guidance | Big
440 | 031000254 | Stuart Branch Stabilization | Evaluate from 460 feet north of Sanctuary Drive and 350 feet northeast of Nature Court cul-de-sac to Joe Pool Lake (future with development); Estimated construction cost of $349,700 | 3 | Trinity | Dallas | 12030109,12030102,12030105 | 1203010903,1203010503,1203010206 | 120301020603,120301050301,120301090301 | 03000089,03000181,03000297 | 03000031, 03000032 | 6.2105 | Yes | No | No | No | No | 03002761 | 03002761 | No | Project Planning | 250000 | Yes | Local | 25000 | 9 | 7 | 8 | 25 | 27 | 0 | 0 | 0.56593 |  | 20.5196 | Yes | Yes |  |  |  |  | Yes | [5 empty] | Yes |  |  | Yes | Action aligns with goals and meets TWDB guidance | Big
441 | 031000255 | Swadley Branch Stabilization | Evaluate from 2200 feet south of Koscher Drive to Joe Pool Lake (future with development); Estimated construction cost of $286,800 | 3 | Trinity | Dallas | 12030102 | 1203010206 | 120301020603,120301020605 | 03000089,03000091 | 03000031, 03000032 | 3.5996 | Yes | No | No | No | No | 03002761 | 03002761 | No | Project Planning | 250000 | Yes | Local | 25000 | 3 | 2 | 1 | 4 | 4 | 0 | 0 | 0.028877 |  | 123.6145 | Yes | Yes |  |  |  |  | Yes | [5 empty] | No |  |  | Yes | Action aligns with goals and meets TWDB guidance | Big
442 | 031000257 | Tarrell Creek Stabilization | Evaluate from a Stream Point 2420 feet south of South Periwinkle Court cul-de-sac and 800 feet east of South Periwinkle Court cul-de-sac to Joe Pool Lake (future with development); Estimated construction cost of $747,200 | 3 | Trinity | Dallas | 12030102 | 1203010206 | 120301020603,120301020605 | 03000089,03000091 | 03000031, 03000032 | 3.5996 | Yes | No | No | No | No | 03002761 | 03002761 | No | Project Planning | 250000 | Yes | Local | 25000 | 3 | 2 | 1 | 4 | 4 | 0 | 0 | 0.028877 |  | 123.6145 | Yes | Yes |  |  |  |  | Yes | [5 empty] | No |  |  | Yes | Action aligns with goals and meets TWDB guidance | Big
443 | 031000256 | Mills Branch Stabilization | Evaluate from 880 feet south of South Periwinkle Court cul-de-sac to Joe Pool Lake (future with development); Estimated construction cost of $599,300 | 3 | Trinity | Dallas | 12030102 | 1203010206 | 120301020603,120301020605 | 03000089,03000091 | 03000031, 03000032 | 3.5996 | Yes | No | No | No | No | 03002761 | 03002761 | No | Project Planning | 250000 | Yes | Local | 25000 | 3 | 2 | 1 | 4 | 4 | 0 | 0 | 0.028877 |  | 123.6145 | Yes | Yes |  |  |  |  | Yes | [5 empty] | No |  |  | Yes | Action aligns with goals and meets TWDB guidance | Big
444 | 031000177 | TRE & SH-10 Culvert Improvements | Valley View watershed; Estimated construction cost of $750,000; from 2017 study | 3 | Trinity | Tarrant | 12030102 | 1203010207,1203010205 | 120301020506,120301020704,120301020505,120301020701,120301020503 | 03000076,03000083,03000085,03000086,03000094 | 03000003, 03000004, 03000009, 03000010, 03000031, 03000032 | 27.5071 | Yes | No | No | No | No | 03003588 | 03003588 | No | Project Planning | 250000 | Yes | Local | 25000 | 584 | 531 | 1581 | 2533 | 3457 | 5 | 25 | 21.5639 |  | 335.1591 | Yes | Yes |  |  |  |  | Yes | [5 empty] | Yes |  |  | Yes | Action aligns with goals and meets TWDB guidance | Big
445 | 031000178 | Pipeline Road Bridge Improvement | Walker watershed; Estimated construction cost of $1,700,000; from 2020 study | 3 | Trinity | Tarrant | 12030102 | 1203010207,1203010205 | 120301020506,120301020704,120301020505,120301020701,120301020503 | 03000076,03000083,03000085,03000086,03000094 | 03000031, 03000032 | 27.5071 | Yes | No | No | No | No | 03003588 | 03003588 | No | Project Planning | 250000 | Yes | Local | 25000 | 584 | 531 | 1581 | 2533 | 3457 | 5 | 25 | 21.5639 |  | 335.1591 | Yes | Yes |  |  |  |  | Yes | [5 empty] | Yes |  |  | Yes | Action aligns with goals and meets TWDB guidance | Small
446 | 031000253 | Prairie Creek Stabilization | Evaluate from upstream of Great Southwest Pkwy to upstream of Robinson Road; Estimated construction cost of $606,900 | 3 | Trinity | Dallas | 12030102 | 1203010207,1203010206 | 120301020606,120301020607,120301020702 | 03000092,03000093,03000095 | 03000031, 03000032 | 5.7589 | Yes | No | No | No | No | 03002761 | 03002761 | No | Project Planning | 250000 | Yes | Local | 25000 | 25 | 22 | 304 | 156 | 421 | 1 | 0 | 3.892 |  | 7.8348 | Yes | Yes |  |  |  |  | Yes | [5 empty] | No |  |  | Yes | Action aligns with goals and meets TWDB guidance | Small
447 | 031000153 | Liberty County Re-canalization | Evaluate alternatives to dechannelize existing feeder creeks that flow from north to south and improve drainage for storm water runoff | 3 | Trinity | Liberty | 12040103,12030203,12040203,12040201,12040202,12020007,12030202 | 1203020301,1204020301,1204020201,1202000701,1204020101,1203020302,1204010304,1204020202,1204010301,1204010302,1203020212,1202000702,1203020303 | 120301020606,120301020607,120301020702 | 03000448,03000449,03000450,03000451,03000452,03000453,03000454,03000455,03000456,03000457,03000458,03000459,03000460,03000461,03000462,03000463,03000464,03000465,03000466,03000467,03000468 | 03000029, 03000030 | 1169.4541 | Yes | No | No | No | No | 00000033 | 00000033 | No | Project Planning | 500000 | Yes | Local | 50000 | 8682 | 8049 | 4876 | 11291 | 12221 | 87 | 6 | 256.5493 |  | 71161.5234 | Yes | Yes |  |  |  |  | Yes | [5 empty] | Yes |  |  | Yes | Action aligns with goals and meets TWDB guidance | Small
448 | 031000262 | Bill Allen Park Erosion Study | Evaluate erosion control measures at Blair Oaks Drive to Good Shepherd Lutheran Church. | 3 | Trinity | Denton | 12030103 | 1203010309,1203010310 | 120301030906,120301031003,120301031001 | 03000144,03000145,03000147 | 03000031, 03000032 | 5.2873 | Yes | No | No | No | No | 03003352 | 03003352 | No | Project Planning | 100000 | Yes | Local | 10000 | 3 | 1 | 7 | 6 | 12 | 1 | 0 | 1.0786 |  | 167.4028 | Yes | Yes |  |  |  |  | Yes | [5 empty] | Yes |  |  | Yes | Action aligns with goals and meets TWDB guidance | Small
449 | 031000181 | Grand Parkway Culvert Crossing | Evaluate alternatives to upsize cross-culverts to allow for developed flow | 3 | Trinity | Chambers | 12030203,12040203 | 1204020301,1204020302,1203020303 | 120402030105,120302030307,120402030106,120402030200,120302030306,120302030304 | 03000466,03000468 | 03000003, 03000004, 03000009, 03000010, 03000031, 03000032 | 8.6022 | Yes | No | No | No | No | 00003573 | 00003573 | No | Project Planning | 100000 | Yes | Local | 10000 | 209 | 191 | 133 | 318 | 358 | 0 | 0 | 4.0001 |  | 741.7491 | Yes | Yes |  |  |  |  | Yes | [5 empty] | Yes |  |  | Yes | Action aligns with goals and meets TWDB guidance | Small
450 | 031000001 | Archer County FEMA Mapping | Create FEMA mapping in previously unmapped areas and update existing FEMA maps as needed. | 3 | Trinity | Archer | 12060201,12030101,11130209,11130206,12060101 | 1113020905,1113020902,1206010108,1113020903,1113020604,1203010101,1206020101,1113020901,1113020602,1113020603 | 120402030105,120302030307,120402030106,120402030200,120302030306,120302030304 | 03000006,03000007,03000008,03000012 | 03000005, 03000006 | 922.6719 | Yes | No | No | No | No | 00000223 | 00000223 | No | Watershed Planning | 1254000 | Yes | Local | 125400 | 1 | 0 | 2 | 5 | 5 | 0 | 0 | 7.8994 |  | 4393.6519 | Yes | Yes |  |  |  |  | Yes | [5 empty] | No |  |  | Yes | Increases mapping coverage | Big
451 | 031000252 | Plattner Creek Stabilization | Evaluate from FM 1382 to City Limits of Dallas, west of SE 14th; Estimated construction cost of $252,900 | 3 | Trinity | Dallas | 12030102 | 1203010206 | 120301020606,120301020607 | 03000092,03000093 | 03000031, 03000032 | 2.6191 | Yes | No | No | No | No | 03002761 | 03002761 | No | Project Planning | 250000 | Yes | Local | 25000 | 4 | 4 | 5 | 23 | 23 | 0 | 1 | 0.10972 |  | 3.1668 | Yes | Yes |  |  |  |  | Yes | [5 empty] | No |  |  | Yes | Action aligns with goals and meets TWDB guidance | Big
452 | 031000182 | Cherry Point Gully PER | Evaluate alternatives to construct a diversion channel; channel improvements upstream of diversion; construction of regional detention basins as alternative to diversion channel construction | 3 | Trinity | Chambers | 12030203,12040203 | 1204020301,1203020303 | 120402030105,120302030304,120402030104 | 03000466 | 03000031, 03000032 | 5.6409 | Yes | No | No | No | No | 00003573 | 00003573 | No | Project Planning | 100000 | Yes | Local | 10000 | 252 | 227 | 205 | 517 | 557 | 0 | 0 | 4.0062 |  | 755.3495 | Yes | Yes |  |  |  |  | Yes | [5 empty] | Yes |  |  | Yes | Action aligns with goals and meets TWDB guidance | Big
453 | 031000185 | North Grand Prairie High School Pond Crossing | Study update - Gopher Creek 430 feet north of Small Hill St; channel improvements; Estimated construction cost of $159,500 | 3 | Trinity | Dallas | 12030102 | 1203010207,1203010206 | 120301020607,120301020706,120301020705 | 03000077,03000078,03000093 | 03000031, 03000032 | 3.8361 | Yes | No | No | No | No | 03002761 | 03002761 | No | Project Planning | 250000 | Yes | Local | 25000 | 18 | 7 | 1100 | 8 | 1107 | 2 | 0 | 3.3715 |  | 160.733 | Yes | Yes |  |  |  |  | Yes | [5 empty] | No |  |  | Yes | Action aligns with goals and meets TWDB guidance | Big
454 | 031000186 | Belt Line Rd at Plattner Creek | Study update - Channel Improvements; Estimated construction cost of $435,500 | 3 | Trinity | Dallas | 12030102 | 1203010206 | 120301020606,120301020607 | 03000092,03000093 | 03000031, 03000032 | 2.6191 | Yes | No | No | No | No | 03002761 | 03002761 | No | Project Planning | 250000 | Yes | Local | 25000 | 4 | 4 | 5 | 23 | 23 | 0 | 1 | 0.10972 |  | 3.1668 | Yes | Yes |  |  |  |  | Yes | [5 empty] | No |  |  | Yes | Action aligns with goals and meets TWDB guidance | Big
455 | 031000207 | Thousand Oaks Court | Study update - Storm Drain Improvements; Estimated construction cost of $742,700 | 3 | Trinity | Dallas | 12030103,12030102 | 1203010207,1203010310 | 120301031006,120301020706,120301020705 | 03000077,03000078,03000096 | 03000031, 03000032 | 3.2057 | Yes | No | No | No | No | 03002761 | 03002761 | No | Project Planning | 250000 | Yes | Local | 25000 | 75 | 73 | 502 | 652 | 1003 | 2 | 4 | 1.2457 |  | 1.2364 | Yes | Yes |  |  |  |  | Yes | [5 empty] | No |  |  | Yes | Action aligns with goals and meets TWDB guidance | Big
456 | 031000208 | East Marshall Drive, Santa Cruz Circle & Belt Line Rd | Study update - Storm Drain Improvements; Estimated construction cost of $1,753,800 | 3 | Trinity | Dallas | 12030102 | 1203010206 | 120301020606,120301020607 | 03000092,03000093 | 03000031, 03000032 | 2.6191 | Yes | No | No | No | No | 03002761 | 03002761 | No | Project Planning | 250000 | Yes | Local | 25000 | 4 | 4 | 5 | 23 | 23 | 0 | 1 | 0.10972 |  | 3.1668 | Yes | Yes |  |  |  |  | Yes | [5 empty] | No |  |  | Yes | Action aligns with goals and meets TWDB guidance | Big
457 | 031000187 | Small Hill St at Gopher Creek | Study update - Channel Improvements; Estimated construction cost of $307,700 | 3 | Trinity | Dallas | 12030102 | 1203010207,1203010206 | 120301020607,120301020706,120301020705 | 03000077,03000078,03000093 | 03000031, 03000032 | 3.8361 | Yes | No | No | No | No | 03002761 | 03002761 | No | Project Planning | 250000 | Yes | Local | 25000 | 18 | 7 | 1100 | 8 | 1107 | 2 | 0 | 3.3715 |  | 160.733 | Yes | Yes |  |  |  |  | Yes | [5 empty] | No |  |  | Yes | Action aligns with goals and meets TWDB guidance | Big
458 | 031000188 | Carrier Parkway at Dalworth Creek | Study update - 190 feet southeast of Capetown; Channel Improvements; Estimated construction cost of $1,092,000 | 3 | Trinity | Dallas | 12030102 | 1203010207,1203010206 | 120301020607,120301020706,120301020702 | 03000078,03000093,03000095 | 03000031, 03000032 | 2.1903 | Yes | No | No | No | No | 03002761 | 03002761 | No | Project Planning | 250000 | Yes | Local | 25000 | 30 | 29 | 26 | 112 | 112 | 0 | 3 | 0.9597 |  | 10.3999 | Yes | Yes |  |  |  |  | Yes | [5 empty] | No |  |  | Yes | Action aligns with goals and meets TWDB guidance | Small
459 | 031000191 | Grass-covered Culvert at Dalworth Creek | Study update - 520 feet west of Carrier Parkway; Channel Improvements; Estimated construction cost of $1,048,700 | 3 | Trinity | Dallas | 12030102 | 1203010207,1203010206 | 120301020607,120301020706,120301020702 | 03000078,03000093,03000095 | 03000031, 03000032 | 2.1903 | Yes | No | No | No | No | 03002761 | 03002761 | No | Project Planning | 250000 | Yes | Local | 25000 | 30 | 29 | 26 | 112 | 112 | 0 | 3 | 0.9597 |  | 10.3999 | Yes | Yes |  |  |  |  | Yes | [5 empty] | No |  |  | Yes | Action aligns with goals and meets TWDB guidance | Small
460 | 031000189 | East Tarrant Rd at Gopher Creek | Study update - Channel Improvements; Estimated construction cost of $381,300 | 3 | Trinity | Dallas | 12030102 | 1203010207,1203010206 | 120301020607,120301020706,120301020705 | 03000077,03000078,03000093 | 03000031, 03000032 | 3.8361 | Yes | No | No | No | No | 03002761 | 03002761 | No | Project Planning | 250000 | Yes | Local | 25000 | 18 | 7 | 1100 | 8 | 1107 | 2 | 0 | 3.3715 |  | 160.733 | Yes | Yes |  |  |  |  | Yes | [5 empty] | No |  |  | Yes | Action aligns with goals and meets TWDB guidance | Small
461 | 031000190 | NE 5th St at Gopher Creek | Study update - Channel Improvements; Estimated construction cost of $390,200 | 3 | Trinity | Dallas | 12030102 | 1203010207,1203010206 | 120301020607,120301020706,120301020705 | 03000077,03000078,03000093 | 03000031, 03000032 | 3.8361 | Yes | No | No | No | No | 03002761 | 03002761 | No | Project Planning | 250000 | Yes | Local | 25000 | 18 | 7 | 1100 | 8 | 1107 | 2 | 0 | 3.3715 |  | 160.733 | Yes | Yes |  |  |  |  | Yes | [5 empty] | No |  |  | Yes | Action aligns with goals and meets TWDB guidance | Big
462 | 031000192 | High School Drive at Gopher Creek | Study update - Channel Improvements; Estimated construction cost of $402,400 | 3 | Trinity | Dallas | 12030102 | 1203010207,1203010206 | 120301020607,120301020706,120301020705 | 03000077,03000078,03000093 | 03000031, 03000032 | 3.8361 | Yes | No | No | No | No | 03002761 | 03002761 | No | Project Planning | 250000 | Yes | Local | 25000 | 18 | 7 | 1100 | 8 | 1107 | 2 | 0 | 3.3715 |  | 160.733 | Yes | Yes |  |  |  |  | Yes | [5 empty] | No |  |  | Yes | Action aligns with goals and meets TWDB guidance | Big
463 | 031000195 | West Park Square Rd at Turner Branch | Study update - Channel Improvements; Estimated construction cost of $445,200 | 3 | Trinity | Dallas | 12030102 | 1203010207,1203010206 | 120301020607,120301020706,120301020705 | 03000077,03000078,03000093 | 03000031, 03000032 | 3.8361 | Yes | No | No | No | No | 03002761 | 03002761 | No | Project Planning | 250000 | Yes | Local | 25000 | 18 | 7 | 1100 | 8 | 1107 | 2 | 0 | 3.3715 |  | 160.733 | Yes | Yes |  |  |  |  | Yes | [5 empty] | No |  |  | Yes | Action aligns with goals and meets TWDB guidance | Big
464 | 031000162 | San Jacinto County Drainage and Conveyance Capacity Improvements | Evaluate alternatives to improve drainage and conveyance capacity for Big Creek. | 3 | Trinity | San Jacinto | 12040103,12030203,12030202 | 1203020301,1203020211,1203020208,1204010303,1204010304,1204010301,1204010302,1203020212 | 120301020607,120301020706,120301020705 | 03000432,03000438,03000440,03000441,03000442,03000443,03000444,03000450,03000452 | 03000029, 03000030 | 625.5198 | Yes | No | No | No | No | 03003515, 00000047 | 03003515, 00000047 | No | Project Planning | 250000 | Yes | Local | 25000 | 2637 | 2505 | 1768 | 2715 | 3161 | 13 | 0 | 82.5285 |  | 11298.6602 | Yes | Yes |  |  |  |  | Yes | [5 empty] | Yes |  |  | Yes | Action aligns with goals and meets TWDB guidance | Big
465 | 031000197 | 3rd St at Cottonwood Creek and Cottonwood Creek from SW 3rd to FM 1382 | Study update - Channel Improvements; Estimated construction cost of $12,733,000 | 3 | Trinity | Dallas | 12030102 | 1203010207,1203010206 | 120301020606,120301020607,120301020706,120301020702 | 03000078,03000092,03000093,03000095 | 03000031, 03000032 | 12.5133 | Yes | No | No | No | No | 03002761 | 03002761 | No | Project Planning | 637000 | Yes | Local | 63700 | 122 | 113 | 218 | 879 | 890 | 1 | 12 | 5.9769 |  | 32.3184 | Yes | Yes |  |  |  |  | Yes | [5 empty] | No |  |  | Yes | Action aligns with goals and meets TWDB guidance | Small
466 | 031000198 | FM 661 at Mountain Creek (Future with Development) | Study update - Channel Improvements; Estimated construction cost of $7,750,000 | 3 | Trinity | Dallas | 12030109,12030102 | 1203010901,1203010206 | 120301020603,120301090103,120301090101,120301020601,120301020604,120301090102,120301020605,120301020602 | 03000087,03000088,03000089,03000090,03000313,03000314,03000315 | 03000031, 03000032 | 49.5932 | Yes | No | No | No | No | 03002761 | 03002761 | No | Project Planning | 388000 | Yes | Local | 38800 | 224 | 185 | 158 | 427 | 451 | 1 | 48 | 7.1561 |  | 3239.75 | Yes | Yes |  |  |  |  | Yes | [5 empty] | Yes |  |  | Yes | Action aligns with goals and meets TWDB guidance | Small
467 | 031000233 | Various Streets and Alleys from Dallas Street West of NW 20th Street to Ditch Just South of WE Roberts Street | Study update - Storm Drain Improvements; Estimated construction cost of $10,656,800 | 3 | Trinity | Dallas | 12030102 | 1203010207,1203010206 | 120301020607,120301020706,120301020702 | 03000078,03000093,03000095 | 03000031, 03000032 | 5.588 | Yes | No | No | No | No | 03002761 | 03002761 | No | Project Planning | 533000 | Yes | Local | 53300 | 61 | 60 | 89 | 344 | 350 | 1 | 5 | 2.734 |  | 16.4281 | Yes | Yes |  |  |  |  | Yes | [5 empty] | No |  |  | Yes | Action aligns with goals and meets TWDB guidance | Small
468 | 031000251 | Henry Branch Stream Stabilization | Evaluate from apartments at 1000 South Belt Line to Grand Prairie Road; Estimated construction cost of $127,900 | 3 | Trinity | Dallas | 12030102 | 1203010207,1203010206 | 120301020607,120301020706 | 03000078,03000093 | 03000031, 03000032 | 2.3381 | Yes | No | No | No | No | 03002761 | 03002761 | No | Project Planning | 250000 | Yes | Local | 25000 | 42 | 36 | 103 | 429 | 433 | 0 | 2 | 1.1353 |  | 7.9424 | Yes | Yes |  |  |  |  | Yes | [5 empty] | No |  |  | Yes | Action aligns with goals and meets TWDB guidance | Small
469 | 031000249 | Willis Branch Stabilization | Dam removal and south channel bank stabilization just west of Devon cul-de-sac; Estimated construction cost of $48,600; from Great Southwest to Sheffield; Estimated construction cost of $200,700 | 3 | Trinity | Dallas | 12030102 | 1203010206 | 120301020606,120301020605 | 03000091,03000092 | 03000031, 03000032 | 7.2937 | Yes | No | No | No | No | 03002761 | 03002761 | No | Project Planning | 250000 | Yes | Local | 25000 | 42 | 39 | 242 | 135 | 332 | 2 | 2 | 2.2572 |  | 48.4509 | Yes | Yes |  |  |  |  | Yes | [5 empty] | No |  |  | Yes | Action aligns with goals and meets TWDB guidance | Big
470 | 031000140 | Cooks Creek Drainage Infrastructure Improvements | Evaluation of improvements to drainage infrastructure along Cooks Creek between Bee St and Spring Valley. | 3 | Trinity | Dallas | 12030103 | 1203010310 | 120301031005,120301031004 | 03000148,03000149 | 03000031, 03000032 | 6.2538 | Yes | No | No | No | No | 03002561 | 03002561 | No | Project Planning | 2000000 | Yes | Local | 200000 | 216 | 121 | 12522 | 1205 | 13436 | 6 | 5 | 21.5138 |  | 129.374 | Yes | Yes |  |  |  |  | Yes | [5 empty] | No |  |  | Yes | Action aligns with goals and meets TWDB guidance | Big
471 | 031000218 | Gilbert Rd Drainage Improvements | Study update - Storm Drain Improvements; Estimated construction cost of $5,825,500 | 3 | Trinity | Dallas | 12030103,12030102 | 1203010207,1203010310 | 120301031006,120301020706,120301020705 | 03000077,03000078,03000096 | 03000031, 03000032 | 3.2057 | Yes | No | No | No | No | 03002761 | 03002761 | No | Project Planning | 291000 | Yes | Local | 29100 | 75 | 73 | 502 | 652 | 1003 | 2 | 4 | 1.2457 |  | 1.2364 | Yes | Yes |  |  |  |  | Yes | [5 empty] | No |  |  | Yes | Action aligns with goals and meets TWDB guidance | Big
472 | 031000212 | SE 10th Street and Avion Parkway from Perman South to Culvert Crossing | Study update - Storm Drain Improvements; Estimated construction cost of $1,158,400 | 3 | Trinity | Dallas | 12030102 | 1203010207,1203010206 | 120301020607,120301020706 | 03000078,03000093 | 03000031, 03000032 | 2.3381 | Yes | No | No | No | No | 03002761 | 03002761 | No | Project Planning | 250000 | Yes | Local | 25000 | 42 | 36 | 103 | 429 | 433 | 0 | 2 | 1.1353 |  | 7.9424 | Yes | Yes |  |  |  |  | Yes | [5 empty] | No |  |  | Yes | Action aligns with goals and meets TWDB guidance | Small
473 | 031000213 | SW 3rd Street from Dorris North to Concrete Channel | Study update - Storm Drain Improvements; Estimated construction cost of $4,024,800 | 3 | Trinity | Dallas | 12030102 | 1203010206 | 120301020606,120301020607 | 03000092,03000093 | 03000031, 03000032 | 2.6191 | Yes | No | No | No | No | 03002761 | 03002761 | No | Project Planning | 250000 | Yes | Local | 25000 | 4 | 4 | 5 | 23 | 23 | 0 | 1 | 0.10972 |  | 3.1668 | Yes | Yes |  |  |  |  | Yes | [5 empty] | No |  |  | Yes | Action aligns with goals and meets TWDB guidance | Small
474 | 031000234 | South Great Southwest Parkway from Warrior to Kirby Creek Concrete Channel North of Mayfield | Study update - Storm Drain Improvements; Estimated construction cost of $1,411,100 | 3 | Trinity | Dallas | 12030102 | 1203010206 | 120301020606,120301020607 | 03000092,03000093 | 03000031, 03000032 | 2.8357 | Yes | No | No | No | No | 03002761 | 03002761 | No | Project Planning | 250000 | Yes | Local | 25000 | 1 | 0 | 0 | 0 | 0 | 0 | 1 | 0.18864 |  | 7.3821 | Yes | Yes |  |  |  |  | Yes | [5 empty] | No |  |  | Yes | Action aligns with goals and meets TWDB guidance | Big
475 | 031000235 | South Great Southwest Parkway from North of Forum Drive to Prairie Creek Channel | Study update - Storm Drain Improvements; Estimated construction cost of $2,127,800 | 3 | Trinity | Dallas | 12030102 | 1203010207,1203010206 | 120301020606,120301020607,120301020702 | 03000092,03000093,03000095 | 03000031, 03000032 | 5.7589 | Yes | No | No | No | No | 03002761 | 03002761 | No | Project Planning | 344000 | Yes | Local | 34400 | 25 | 22 | 304 | 156 | 421 | 1 | 0 | 3.892 |  | 7.8348 | Yes | Yes |  |  |  |  | Yes | [5 empty] | No |  |  | Yes | Action aligns with goals and meets TWDB guidance | Big
476 | 031000219 | 27th Street and Graham Street from Rinehart to Channel | Study update - Storm Drain Improvements; Estimated construction cost of $1,419,800 | 3 | Trinity | Dallas | 12030102,12030105 | 1203010501,1203010207 | 120301050102,120301020706 | 03000078,03000169 | 03000031, 03000032 | 1.6068 | Yes | No | No | No | No | 03002761 | 03002761 | No | Project Planning | 250000 | Yes | Local | 25000 | 37 | 2 | 102 | 0 | 102 | 4 | 0 | 0.61555 |  | 144.29 | Yes | Yes |  |  |  |  | Yes | [5 empty] | No |  |  | Yes | Action aligns with goals and meets TWDB guidance | Small
477 | 031000224 | Shady Grove Rd, Gilbert Rd, Wright Blvd | Study update - Storm Drain Improvements; Estimated construction cost of $2,860,900 | 3 | Trinity | Dallas | 12030103,12030102 | 1203010207,1203010310 | 120301031006,120301020706,120301020701,120301020705 | 03000077,03000078,03000094,03000096 | 03000031, 03000032 | 6.3474 | Yes | No | No | No | No | 03002761 | 03002761 | No | Project Planning | 250000 | Yes | Local | 25000 | 215 | 206 | 1436 | 1749 | 2764 | 3 | 4 | 6.0911 |  | 170.2009 | Yes | Yes |  |  |  |  | Yes | [5 empty] | No |  |  | Yes | Action aligns with goals and meets TWDB guidance | Big
478 | 031000226 | North Carrier Parkway & Main St to Dalworth Creek Channel | Study update - Storm Drain Improvements; Estimated construction cost of $8,803,700 | 3 | Trinity | Dallas | 12030102 | 1203010207,1203010206 | 120301020607,120301020706,120301020702 | 03000078,03000093,03000095 | 03000031, 03000032 | 2.1903 | Yes | No | No | No | No | 03002761 | 03002761 | No | Project Planning | 440000 | Yes | Local | 44000 | 30 | 29 | 26 | 112 | 112 | 0 | 3 | 0.9597 |  | 10.3999 | Yes | Yes |  |  |  |  | Yes | [5 empty] | No |  |  | Yes | Action aligns with goals and meets TWDB guidance | Small
479 | 031000227 | Pioneer Parkway from Brady to Plattner Creek (TXDOT) | Study update - Storm Drain Improvements; Estimated construction cost of $9,511,900 | 3 | Trinity | Dallas | 12030102 | 1203010206 | 120301020606,120301020607 | 03000092,03000093 | 03000031, 03000032 | 2.6191 | Yes | No | No | No | No | 03002761 | 03002761 | No | Project Planning | 476000 | Yes | Local | 47600 | 4 | 4 | 5 | 23 | 23 | 0 | 1 | 0.10972 |  | 3.1668 | Yes | Yes |  |  |  |  | Yes | [5 empty] | No |  |  | Yes | Action aligns with goals and meets TWDB guidance | Small
480 | 031000250 | Johnson Creek Stabilization | Replacement of failed inline channel structure east of SH 161 and sediment removal; Estimated construction cost of $1,979,000; south channel bank stabilization north of Babbling Brook from Quest to Shadow Pass; Estimated construction cost of $831,700 | 3 | Trinity | Dallas | 12030102 | 1203010204,1203010207,1203010206 | 120301020606,120301020607,120301020706,120301020701,120301020702,120301020405 | 03000078,03000080,03000092,03000093,03000094,03000095 | 03000031, 03000032 | 20.9486 | Yes | No | No | No | No | 03002761 | 03002761 | No | Project Planning | 250000 | Yes | Local | 25000 | 405 | 360 | 2595 | 2024 | 4090 | 8 | 16 | 12.7051 |  | 50.4922 | Yes | Yes |  |  |  |  | Yes | [5 empty] | Yes |  |  | Yes | Action aligns with goals and meets TWDB guidance | Small
481 | 031000196 | Carrier Parkway at Cottonwood Creek and South Fork Cottonwood Creek - Bridges | Study update - Channel Improvements; Estimated construction cost of $18,164,400 | 3 | Trinity | Dallas | 12030102 | 1203010207,1203010206 | 120301020607,120301020706,120301020702 | 03000078,03000093,03000095 | 03000031, 03000032 | 5.588 | Yes | No | No | No | No | 03002761 | 03002761 | No | Project Planning | 908000 | Yes | Local | 90800 | 61 | 60 | 89 | 344 | 350 | 1 | 5 | 2.734 |  | 16.4281 | Yes | Yes |  |  |  |  | Yes | [5 empty] | No |  |  | Yes | Action aligns with goals and meets TWDB guidance | Small
482 | 031000278 | Spring Creek Retaining Walls | Implement results from the 2021 Spring Creek Erosion and Retaining Wall Assessment project. This project identified 19 locations with recommended repairs/maintenance to erosion structures. | 3 | Trinity | Dallas | 12030106,12030105 | 1203010501,1203010605,1203010604 | 120301060404,120301060406,120301060407,120301060408,120301050104,120301060501,120301050103 | 03000170,03000173,03000206,03000229,03000230,03000232 | 03000009, 03000010, 03000031, 03000032 | 36.42 | Yes | No | No | No | No | 03003265 | 03003265 | No | Project Planning | 250000 | Yes | Local | 25000 | 274 | 255 | 1490 | 1456 | 2604 | 8 | 19 | 13.1728 |  | 83.0247 | Yes | Yes |  |  |  |  | Yes | [5 empty] | Yes |  |  | Yes | Action aligns with goals and meets TWDB guidance | Big
483 | 031000279 | Colonel Palm Valley Drainage Improvements | Implement results from the Colonel Drive Drainage Study. This study identified mitigation options in Coloneal Drive and Palm Valley Drive. | 3 | Trinity | Dallas | 12030106 | 1203010605,1203010604 | 120301060409,120301060408,120301060501 | 03000230,03000231,03000232 | 03000013, 03000014, 03000031, 03000032 | 5.983 | Yes | No | No | No | No | 03003265 | 03003265 | No | Project Planning | 150000 | Yes | Local | 15000 | 10 | 10 | 8 | 25 | 26 | 0 | 2 | 0.53932 |  | 84.7005 | Yes | Yes |  |  |  |  | Yes | [5 empty] | Yes |  |  | Yes | Action aligns with goals and meets TWDB guidance | Small
484 | 031000280 | Ashville Drive Drainage Improvements | Implement results from the Ashville Drainage Study. This study identified recommended mitigation options that can provide 100-year protection and minimal improvements for greater frequency storm events. | 3 | Trinity | Dallas | 12030106 | 1203010605,1203010604 | 120301060408,120301060501 | 03000230,03000232 | 03000013, 03000014, 03000031, 03000032 | 6.4714 | Yes | No | No | No | No | 03003265 | 03003265 | No | Project Planning | 150000 | Yes | Local | 15000 | 232 | 227 | 200 | 862 | 863 | 2 | 5 | 3.9801 |  | 44.7751 | Yes | Yes |  |  |  |  | Yes | [5 empty] | Yes |  |  | Yes | Action aligns with goals and meets TWDB guidance | Small
485 | 031000282 | Tobin Trail Drainage Analysis | Implement results from the Tobin Trail Drainage Study. This study identified mitigation options to determine what solutions can be provided to eliminate or reduce flooding that occurs in Tobin Trail. | 3 | Trinity | Dallas | 12030106 | 1203010605,1203010604 | 120301060408,120301060501 | 03000230,03000232 | 03000013, 03000014, 03000031, 03000032 | 6.4714 | Yes | No | No | No | No | 03003265 | 03003265 | No | Project Planning | 150000 | Yes | Local | 15000 | 232 | 227 | 200 | 862 | 863 | 2 | 5 | 3.9801 |  | 44.7751 | Yes | Yes |  |  |  |  | Yes | [5 empty] | Yes |  |  | Yes | Action aligns with goals and meets TWDB guidance | Small
486 | 031000281 | Freeman Heights Drainage Improvements | Implement results from the Garland-Freeman Height Drainage Study. This study identified improvement projects for the storm sewer. | 3 | Trinity | Dallas | 12030106 | 1203010605,1203010604 | 120301060408,120301060501 | 03000230,03000232 | 03000013, 03000014, 03000031, 03000032 | 4.6801 | Yes | No | No | No | No | 03003265 | 03003265 | No | Project Planning | 150000 | Yes | Local | 15000 | 40 | 28 | 216 | 115 | 298 | 0 | 5 | 1.8676 |  | 7.3649 | Yes | Yes |  |  |  |  | Yes | [5 empty] | Yes |  |  | Yes | Action aligns with goals and meets TWDB guidance | Small
487 | 031000120 | Mc Adams Ditch Feasibility Study | Evaluate alternatives for improvements to Mc Adams Ditch (crosses FM 3180 South). | 3 | Trinity | Chambers | 12030203,12040203 | 1204020301,1204020302,1203020303 | 120302030307,120402030106,120402030200 |  | 03000029, 03000030 | 3.3833 | Yes | No | No | No | No | 00000013 | 00000013 | No | Project Planning | 500000 | Yes | Local | 50000 | 106 | 95 | 63 | 241 | 241 | 0 | 0 | 1.5426 |  | 551.2998 | Yes | Yes |  |  |  |  | Yes | [5 empty] | Yes |  |  | Yes | Action aligns with goals and meets TWDB guidance | Big
488 | 031000283 | Whites Bayou/Spring Branch Flood Study | Flood study north of I-10 through Hankamer | 3 | Trinity | Chambers | 12030203,12040202 | 1204020201,1203020302 | 120302030202,120302030204,120402020100 | 03000462 | 03000007, 03000008, 03000009, 03000010 | 14.778 | Yes | No | No | No | No | 00000013 | 00000013 | No | Watershed Planning | 458000 | Yes | Local | 45800 | 205 | 102 | 75 | 252 | 259 | 1 | 0 | 5.2963 |  | 3806.3101 | Yes | Yes |  |  |  |  | Yes | [5 empty] | Yes |  |  | Yes | Action aligns with goals and meets TWDB guidance | Small
489 | 031000128 | Lindsay Waterways Improvements Study | Identify alternatives to reshape waterways to allow quicker flow in areas that have regular flooding. Construction of Gabion retaining walls, and widening and/or deepening of the waterway. | 3 | Trinity | Cooke | 12030103,11130201 | 1113020107,1203010304,1203010301 | 120301030401,120301030403,120301030106,111302010707 | 03000102,03000109,03000111 | 03000031, 03000032 | 15.1441 | Yes | No | No | No | No | 00003210 | 00003210 | No | Project Planning | 100000 | Yes | Entity Budget/Funds | 20000 | 46 | 27 | 23 | 58 | 61 | 0 | 0 | 2.2865 |  | 1251.366 | Yes | Yes |  |  |  |  | Yes | [5 empty] | Yes |  |  | Yes | Action aligns with goals and meets TWDB guidance | Big
490 | 031000284 | Predicted Maximum Probable Inundation Map | Use NWS gage height forecasts from the River Forecast Center to generate a potential floodplain along the main stem of the Trinity River. | 3 | Trinity | All | All | All | All | All | 03000005,03000005, 03000039, 03000040 | 17848.5059 | Yes | No | No | No | No | 00000280 | 00000280 | No | Watershed Planning | 2000000 | Yes | General Revenue | 400000 | 186744 | 141182 |  |  | 882992 | 981 | 1737 | 7605.6001 |  | 3629.8999 | Yes | Yes |  |  |  |  | Yes | [5 empty] | Yes |  |  | Yes | Action aligns with goals and meets TWDB guidance | Big
491 | 031000285 | Headwaters of South Fork Trinity River Tributaries Through Hudson Oaks | Study to determine flooding issues and potential future projects. | 3 | Trinity | Parker | 12030102 | 1203010202 | 120301020205,120301020203,120301020206,120301020207,120301020204 | 03000059,03000060,03000061,03000062,03000063 | 03000007, 03000008, 03000009, 03000010 | 6.4647 | Yes | No | No | No | No | 03003491 | 03003491 | No | Watershed Planning | 164000 | Yes | Local | 16400 | 33 | 20 | 26 | 35 | 51 | 1 | 0 | 0.62121 |  | 714.9802 | Yes | Yes |  |  |  |  | Yes | [5 empty] | No |  |  | Yes | Action aligns with goals and meets TWDB guidance | Small
492 | 031000286 | Headwaters of Clear Fork Trinity River Tributaries Through Hudson Oaks | Study to determine flooding issues and potential future projects. | 3 | Trinity | Parker | 12030102 | 1203010202 | 120301020203,120301020207,120301020204 | 03000059,03000060,03000063 | 03000007, 03000008, 03000009, 03000010 | 4.9496 | Yes | No | No | No | No | 03003491 | 03003491 | No | Watershed Planning | 106000 | Yes | Local | 0 | 32 | 26 | 666 | 33 | 689 | 2 | 1 | 2.8187 |  | 179.3515 | Yes | Yes |  |  |  |  | Yes | [5 empty] | Yes |  |  | Yes | Action aligns with goals and meets TWDB guidance | Small
493 | 031000287 | Headwaters of Willow Creek Regulatory Floodplain Determination Study | Mapping study for Headwaters of Willow Creek through Mansfield ETJ. | 3 | Trinity | Tarrant | 12030102 | 1203010204,1203010206 | 120301020403,120301020604,120301020402,120301020405 | 03000073,03000074,03000080,03000090 | 03000001, 03000002, 03000005, 03000006, 03000025, 03000026 | 6.0024 | Yes | No | No | No | No | 03003013 | 03003013 | No | Watershed Planning | 137000 | Yes | Local | 13700 | 43 | 36 | 32 | 92 | 105 | 0 | 1 | 0.53135 |  | 188.2481 | Yes | Yes |  |  |  |  | Yes | [5 empty] | No |  |  | Yes | Action aligns with goals and meets TWDB guidance | Big
494 | 031000288 | Mountain Creek and Tribs Regulatory Floodplain Determination Study | Mapping study for Mountain Creek and Tribs through Mansfield ETJ. | 3 | Trinity | Johnson, Ellis | 12030102 | 1203010206 | 120301020603,120301020601,120301020604,120301020605,120301020602 | 03000087,03000088,03000089,03000090,03000091 | 03000001, 03000002, 03000005, 03000006, 03000025, 03000026 | 18.2626 | Yes | No | No | No | No | 03003013 | 03003013 | No | Watershed Planning | 396000 | Yes | Local | 39600 | 61 | 45 | 50 | 103 | 118 | 0 | 14 | 4.2646 |  | 1346.766 | Yes | Yes |  |  |  |  | Yes | [5 empty] | Yes |  |  | Yes | Action aligns with goals and meets TWDB guidance | Small
495 | 031000289 | Hogpen Creek and Detention Facilities H&H Modeling Update | Detailed headwaters study completed with detention. Needs a connectivity H&H modeling with identified detention. | 3 | Trinity | Tarrant | 12030102 | 1203010204,1203010206 | 120301020604,120301020605,120301020405 | 03000080,03000090,03000091 | 03000005, 03000006, 03000009, 03000010, 03000021, 03000022, | 5.6065 | Yes | No | No | No | No | 03003013 | 03003013 | No | Watershed Planning | 115000 | Yes | Local | 11500 | 43 | 41 | 59 | 121 | 143 | 1 | 1 | 1.4547 |  | 34.1171 | Yes | Yes |  |  |  |  | Yes | [5 empty] | Yes |  |  | Yes | Action aligns with goals and meets TWDB guidance | Big
496 | 031000290 | Rock Creek Watershed Study | Study to improve knowledge of flood risks and facilitate the analysis of proposed developments within or adjacent to the floodplain. | 3 | Trinity | Johnson | 12030102,12060202 | 1203010204,1206020202,1203010203 | 120301020401,120602020202,120602020201,120301020304 | 03000068,03000072 | 03000005, 03000006, 03000023, 03000024, | 11.2114 | Yes | No | No | No | No | 00003009 | 00003009 | No | Watershed Planning | 100000 | Yes | Local | 10000 | 88 | 73 | 110 | 169 | 226 | 0 | 14 | 3.1671 |  | 636.5926 | Yes | Yes |  |  |  |  | Yes | [5 empty] | No |  |  | Yes | Action aligns with goals and meets TWDB guidance | Small
497 | 031000291 | Walnut Creek Watershed Study | Study to improve knowledge of flood risks and facilitate the analysis of proposed developments within or adjacent to the floodplain. | 3 | Trinity | Johnson | 12030102 | 1203010204,1203010206 | 120301020401,120301020604 | 03000072,03000090 | 03000005, 03000006, 03000023, 03000024, | 3.4265 | Yes | No | No | No | No | 00003009 | 00003009 | No | Watershed Planning | 150000 | Yes | Local | 15000 | 34 | 33 | 22 | 55 | 56 | 0 | 5 | 0.71596 |  | 95.4752 | Yes | Yes |  |  |  |  | Yes | [5 empty] | Yes |  |  | Yes | Action aligns with goals and meets TWDB guidance | Small
498 | 031000292 | North Creek Watershed Study | Study to improve knowledge of flood risks and facilitate the analysis of proposed developments within or adjacent to the floodplain. | 3 | Trinity | Johnson, Tarrant | 12030102 | 1203010204 | 120301020401,120301020402 | 03000072,03000073 | 03000005, 03000006, 03000023, 03000024, 03000039, 03000040 | 2.9966 | Yes | No | No | No | No | 00003009 | 00003009 | No | Watershed Planning | 50000 | Yes | Local | 5000 | 3 | 0 | 91 | 0 | 91 | 0 | 2 | 1.1726 |  | 19.9997 | Yes | Yes |  |  |  |  | Yes | [5 empty] | Yes |  |  | Yes | Action aligns with goals and meets TWDB guidance | Big
499 | 031000293 | Quil Miller Creek Watershed Study | Study to improve knowledge of flood risks and facilitate the analysis of proposed developments within or adjacent to the floodplain. | 3 | Trinity | Johnson | 12030109,12030102,12060202 | 1203010901,1203010204,1206020202,1203010206 | 120301020401,120602020202,120301090101,120301020604,120301020402 | 03000072,03000073,03000090,03000313 | 03000005, 03000006, 03000023, 03000024, | 22.9725 | Yes | No | No | No | No | 00003009 | 00003009 | No | Watershed Planning | 265000 | Yes | Local | 26500 | 234 | 215 | 292 | 456 | 596 | 2 | 19 | 6.3263 |  | 1015.493 | Yes | Yes |  |  |  |  | Yes | [5 empty] | Yes |  |  | Yes | Action aligns with goals and meets TWDB guidance | Small
500 | 031000294 | Hurst Creek Watershed Study | Study to improve knowledge of flood risks and facilitate the analysis of proposed developments within or adjacent to the floodplain. | 3 | Trinity | Johnson | 12030102 | 1203010204 | 120301020401 | 03000072 | 03000005, 03000006, 03000023, 03000024, | 1.0555 | Yes | No | No | No | No | 00003009 | 00003009 | No | Watershed Planning | 50000 | Yes | Local | 5000 | 14 | 14 | 17 | 57 | 57 | 0 | 0 | 0.2808 |  | 5.6227 | Yes | Yes |  |  |  |  | Yes | [5 empty] | Yes |  |  | Yes | Action aligns with goals and meets TWDB guidance | Small
501 | 031000036 | East Fork Trinity HUC-8 - East Fork Trinity and Tributaries Flood Risk Identification | Create FEMA mapping in previously unmapped areas and update existing FEMA maps as needed. | 3 | Trinity | Grayson, Fannin, Hunt, Collin, Rockwall, Dallas, Kaufman | 12030106,11140101,12030103,11140301,12030107,12030105,12010001 | 1203010501,1201000103,1114010101,1203010504,1203010605,1203010602,1114030101,1201000101,1203010309,1201000102,1203010701,1114010105,1203010307,1203010603,1203010502,1203010302,1203010604,1203010601 | 120301020401 | 03000072 | 03000001, 03000002, 03000005, 03000006, 03000025, 03000026 | 1298.7208 | Yes | No | No | No | No | 00000270 | 00000270 | No | Watershed Planning | 4582000 | Yes | Local | 458200 | 5222 | 4603 | 10542 | 18685 | 24778 | 49 | 151 | 273.1697 |  | 60443.3398 | Yes | Yes |  |  |  |  | Yes | [5 empty] | Yes |  |  | Yes | Increases mapping coverage | Big
502 | 031000037 | Denton HUC-8 - Hog Branch Flood Risk Identification | Create FEMA mapping in previously unmapped areas and update existing FEMA maps as needed. | 3 | Trinity | Denton | 12030103,12030104,12030101,12030102,11130201 | 1203010308,1203010305,1203010401,1203010207,1203010105,1203010402,1203010205,1113020102,1203010310,1203010106,1113020105,1203010403 | 120301020401 | 03000072 | 03000001, 03000002, 03000005, 03000006, 03000025, 03000026 | 717.0285 | Yes | No | No | No | No | 00000270 | 00000270 | No | Watershed Planning | 1115000 | Yes | Local | 11500 | 1002 | 752 | 1776 | 2983 | 4043 | 19 | 30 | 107.2494 |  | 30212.2109 | Yes | Yes |  |  |  |  | Yes | [5 empty] | Yes |  |  | Yes | Increases mapping coverage | Big
503 | 031000054 | City of Cockrell Hill DMP | Evaluate City and identify future projects. | 3 | Trinity | Dallas | 12030105 | 1203010501 | 120301050102 | 03000169 | 03000007, 03000008, 03000009, 03000010 | 0.58066 | Yes | No | No | No | No | 03002824 | 03002824 | No | Watershed Planning | 250000 | Yes | Local | 25000 | 3 | 3 | 3 | 12 | 12 | 0 | 0 | 0 |  | 0 | Yes | Yes |  |  |  |  | Yes | [5 empty] | No |  |  | Yes | Action aligns with goals and meets TWDB guidance | Small
504 | 031000295 | City of Wilmer DMP | Evaluate City and identify future projects. | 3 | Trinity | Dallas | 12030105 | 1203010502 | 120301050202,120301050203 | 03000171,03000172 | 03000007, 03000008, 03000009, 03000010 | 8.1007 | Yes | No | No | No | No | 03002566 | 03002566 | No | Watershed Planning | 250000 | Yes | Local | 25000 | 71 | 69 | 443 | 168 | 573 | 0 | 9 | 4.0031 |  | 195.0837 | Yes | Yes |  |  |  |  | Yes | [5 empty] | No |  |  | Yes | Action aligns with goals and meets TWDB guidance | Big
505 | 031000296 | Alta Mesa Branch at Persimmon Road | Evaluate bridge improvements for Persimmon Road over Alta Mesa Branch | 3 | Trinity | Dallas | 12030105 | 1203010501 | 120301050107,120301050108 | 03000176,03000177 | 03000007, 03000008, 03000009, 03000010, 03000031, 03000032 | 7.0643 | Yes | No | No | No | No | 03002819 | 03002819 | No | Project Planning | 250000 | Yes | Local | 62500 | 179 | 147 | 310 | 347 | 561 | 3 | 2 | 9.5176 |  | 160.7477 | Yes | Yes |  |  |  |  | Yes | [5 empty] | No |  |  | Yes | Action aligns with goals and meets TWDB guidance | Big
506 | 031000297 | Alta Mesa Branch at Simpson Stuart Road | Evaluate culvert improvements for Simpson Stuart Road over Alta Mesa Branch | 3 | Trinity | Dallas | 12030105 | 1203010501 | 120301050107,120301050108 | 03000176,03000177 | 03000007, 03000008, 03000009, 03000010, 03000031, 03000032 | 7.0643 | Yes | No | No | No | No | 03002819 | 03002819 | No | Project Planning | 250000 | Yes | Local | 62500 | 179 | 147 | 310 | 347 | 561 | 3 | 2 | 9.5176 |  | 160.7477 | Yes | Yes |  |  |  |  | Yes | [5 empty] | No |  |  | Yes | Action aligns with goals and meets TWDB guidance | Big
507 | 031000298 | Alta Mesa Branch at Tracy Road | Evaluate bridge improvements: Tracy Road over Alta Mesa Branch | 3 | Trinity | Dallas | 12030105 | 1203010501 | 120301050107,120301050108 | 03000176,03000177 | 03000007, 03000008, 03000009, 03000010, 03000031, 03000032 | 7.0643 | Yes | No | No | No | No | 03002819 | 03002819 | No | Project Planning | 250000 | Yes | Local | 62500 | 179 | 147 | 310 | 347 | 561 | 3 | 2 | 9.5176 |  | 160.7477 | Yes | Yes |  |  |  |  | Yes | [5 empty] | No |  |  | Yes | Action aligns with goals and meets TWDB guidance | Small
508 | 031000299 | Ricketts Branch at Camp Wisdom Road | Evaluate bridge improvements for Camp Wisdom Road over Ricketts Branch (2 structures) | 3 | Trinity | Dallas | 12030105 | 1203010501,1203010502 | 120301050107,120301050201 | 03000176,03000178 | 03000007, 03000008, 03000009, 03000010, 03000031, 03000032 | 4.2958 | Yes | No | No | No | No | 03002819 | 03002819 | No | Project Planning | 250000 | Yes | Local | 62500 | 5 | 5 | 5 | 19 | 19 | 0 | 0 | 0.54394 |  | 2.2549 | Yes | Yes |  |  |  |  | Yes | [5 empty] | No |  |  | Yes | Action aligns with goals and meets TWDB guidance | Small
509 | 031000300 | Ricketts Branch at IH 35E Service | Evaluate bridge improvements for IH 35E over Ricketts Branch | 3 | Trinity | Dallas | 12030105 | 1203010501,1203010502 | 120301050107,120301050201 | 03000176,03000178 | 03000007, 03000008, 03000009, 03000010, 03000031, 03000032 | 4.2958 | Yes | No | No | No | No | 03002819 | 03002819 | No | Project Planning | 250000 | Yes | Local | 62500 | 5 | 5 | 5 | 19 | 19 | 0 | 0 | 0.54394 |  | 2.2549 | Yes | Yes |  |  |  |  | Yes | [5 empty] | No |  |  | Yes | Action aligns with goals and meets TWDB guidance | Big
510 | 031000301 | Runyon Springs Branch at Crouch Road | Evaluate bridge improvements for Crouch Road over Runyon Springs Branch | 3 | Trinity | Dallas | 12030105 | 1203010501,1203010502 | 120301050107,120301050201,120301050202,120301050108 | 03000171,03000176,03000177,03000178 | 03000007, 03000008, 03000009, 03000010, 03000031, 03000032 | 3.8552 | Yes | No | No | No | No | 03002819 | 03002819 | No | Project Planning | 250000 | Yes | Local | 62500 | 9 | 1 | 129 | 0 | 129 | 0 | 1 | 1.9841 |  | 23.3951 | Yes | Yes |  |  |  |  | Yes | [5 empty] | No |  |  | Yes | Action aligns with goals and meets TWDB guidance | Small
511 | 031000302 | Whites Branch at Langdon Road | Evaluate bridge improvements for Langdon Road over Whites Branch | 3 | Trinity | Dallas | 12030105 | 1203010501,1203010502 | 120301050202,120301050108,120301050203 | 03000171,03000172,03000177 | 03000007, 03000008, 03000009, 03000010, 03000031, 03000032 | 2.5532 | Yes | No | No | No | No | 03002819 | 03002819 | No | Project Planning | 250000 | Yes | Local | 62500 | 0 | 0 | 0 | 0 | 0 | 0 | 0 | 0.2718 |  | 19.3278 | Yes | Yes |  |  |  |  | Yes | [5 empty] | No |  |  | Yes | Action aligns with goals and meets TWDB guidance | Small
512 | 031000303 | Wilson Branch at Bonnie View Road | Evaluate bridge improvements for Bonnie View Road over Wilson Branch | 3 | Trinity | Dallas | 12030105 | 1203010501 | 120301050108 | 03000177 | 03000007, 03000008, 03000009, 03000010, 03000031, 03000032 | 3.7485 | Yes | No | No | No | No | 03002819 | 03002819 | No | Project Planning | 250000 | Yes | Local | 62500 | 27 | 25 | 9 | 24 | 25 | 0 | 1 | 5.4428 |  | 64.3906 | Yes | Yes |  |  |  |  | Yes | [5 empty] | No |  |  | Yes | Action aligns with goals and meets TWDB guidance | Big
513 | 031000304 | Wilson Branch at J J Lemmon Road | Evaluate bridge improvements for J J Lemmon Road over Wilson Branch | 3 | Trinity | Dallas | 12030105 | 1203010501 | 120301050108 | 03000177 | 03000007, 03000008, 03000009, 03000010, 03000031, 03000032 | 3.7485 | Yes | No | No | No | No | 03002819 | 03002819 | No | Project Planning | 250000 | Yes | Local | 62500 | 27 | 25 | 9 | 24 | 25 | 0 | 1 | 5.4428 |  | 64.3906 | Yes | Yes |  |  |  |  | Yes | [5 empty] | No |  |  | Yes | Action aligns with goals and meets TWDB guidance | Big
514 | 031000305 | Wilson Branch at Tioga Street | Evaluate bridge improvements for Tioga Street over Wilson Branch | 3 | Trinity | Dallas | 12030105 | 1203010501 | 120301050108 | 03000177 | 03000007, 03000008, 03000009, 03000010, 03000031, 03000032 | 3.7485 | Yes | No | No | No | No | 03002819 | 03002819 | No | Project Planning | 250000 | Yes | Local | 62500 | 27 | 25 | 9 | 24 | 25 | 0 | 1 | 5.4428 |  | 64.3906 | Yes | Yes |  |  |  |  | Yes | [5 empty] | No |  |  | Yes | Action aligns with goals and meets TWDB guidance | Big
515 | 031000306 | Woody Branch at Loop 12 | Evaluate bridge improvements for Loop 12 over Woody Branch | 3 | Trinity | Dallas | 12030102,12030105 | 1203010501,1203010502,1203010206 | 120301050107,120301050201,120301020607 | 03000093,03000176,03000178 | 03000007, 03000008, 03000009, 03000010, 03000031, 03000032 | 10.5589 | Yes | No | No | No | No | 03002819 | 03002819 | No | Project Planning | 250000 | Yes | Local | 62500 | 106 | 106 | 99 | 403 | 405 | 1 | 1 | 6.0328 |  | 2.6107 | Yes | Yes |  |  |  |  | Yes | [5 empty] | No |  |  | Yes | Action aligns with goals and meets TWDB guidance | Big
516 | 031000307 | Hutchins Creek at Denton Street | Evaluate culvert improvements for Denton Street over Hutchins Creek | 3 | Trinity | Dallas | 12030105 | 1203010501,1203010502 | 120301050108,120301050203 | 03000172,03000177 | 03000007, 03000008, 03000009, 03000010, 03000031, 03000032 | 2.2982 | Yes | No | No | No | No | 03002562 | 03002562 | No | Project Planning | 250000 | Yes | Local | 25000 | 7 | 1 | 36 | 7 | 38 | 0 | 2 | 0.86781 |  | 29.7737 | Yes | Yes |  |  |  |  | Yes | [5 empty] | No |  |  | Yes | Action aligns with goals and meets TWDB guidance | Small
517 | 031000308 | Hutchins Creek at J J Lemmon Street | Evaluate bridge improvements for J J Lemmon Street over Hutchins Creek | 3 | Trinity | Dallas | 12030105 | 1203010501,1203010502 | 120301050108,120301050203 | 03000172,03000177 | 03000007, 03000008, 03000009, 03000010, 03000031, 03000032 | 2.2982 | Yes | No | No | No | No | 03002562 | 03002562 | No | Project Planning | 250000 | Yes | Local | 25000 | 7 | 1 | 36 | 7 | 38 | 0 | 2 | 0.86781 |  | 29.7737 | Yes | Yes |  |  |  |  | Yes | [5 empty] | No |  |  | Yes | Action aligns with goals and meets TWDB guidance | Small
518 | 031000309 | Hutchins Creek at Main Street | Evaluate bridge improvements for Main Street over Hutchins Creek | 3 | Trinity | Dallas | 12030105 | 1203010501,1203010502 | 120301050108,120301050203 | 03000172,03000177 | 03000007, 03000008, 03000009, 03000010, 03000031, 03000032 | 2.2982 | Yes | No | No | No | No | 03002562 | 03002562 | No | Project Planning | 250000 | Yes | Local | 25000 | 7 | 1 | 36 | 7 | 38 | 0 | 2 | 0.86781 |  | 29.7737 | Yes | Yes |  |  |  |  | Yes | [5 empty] | No |  |  | Yes | Action aligns with goals and meets TWDB guidance | Big
519 | 031000310 | Rawlins Creek at Dowdy Ferry Road | Evaluate bridge improvements for Dowdy Ferry Road over Rawlins Creek | 3 | Trinity | Dallas | 12030105 | 1203010501,1203010502 | 120301050108,120301050203 | 03000172,03000177 | 03000007, 03000008, 03000009, 03000010, 03000031, 03000032 | 3.5496 | Yes | No | No | No | No | 03002562 | 03002562 | No | Project Planning | 250000 | Yes | Local | 25000 | 29 | 27 | 16 | 60 | 61 | 1 | 5 | 1.1459 |  | 81.6423 | Yes | Yes |  |  |  |  | Yes | [5 empty] | No |  |  | Yes | Action aligns with goals and meets TWDB guidance | Big
520 | 031000311 | Rawlins Creek at IH 45 | Evaluate bridge improvements for IH 45 over Rawlins Creek | 3 | Trinity | Dallas | 12030105 | 1203010501,1203010502 | 120301050108,120301050203 | 03000172,03000177 | 03000007, 03000008, 03000009, 03000010, 03000031, 03000032 | 3.5496 | Yes | No | No | No | No | 03002562 | 03002562 | No | Project Planning | 250000 | Yes | Local | 25000 | 29 | 27 | 16 | 60 | 61 | 1 | 5 | 1.1459 |  | 81.6423 | Yes | Yes |  |  |  |  | Yes | [5 empty] | No |  |  | Yes | Action aligns with goals and meets TWDB guidance | Big
521 | 031000312 | Rawlins Creek at Main Street | Evaluate bridge improvements for Main Street over Rawlins Creek | 3 | Trinity | Dallas | 12030105 | 1203010501,1203010502 | 120301050108,120301050203 | 03000172,03000177 | 03000007, 03000008, 03000009, 03000010, 03000031, 03000032 | 3.5496 | Yes | No | No | No | No | 03002562 | 03002562 | No | Project Planning | 250000 | Yes | Local | 25000 | 29 | 27 | 16 | 60 | 61 | 1 | 5 | 1.1459 |  | 81.6423 | Yes | Yes |  |  |  |  | Yes | [5 empty] | No |  |  | Yes | Action aligns with goals and meets TWDB guidance | Small
522 | 031000318 | Halls Branch at 1st Street | Evaluate bridge improvements for 1st Street over Halls Branch | 3 | Trinity | Dallas | 12030105 | 1203010501,1203010502,1203010503 | 120301050202,120301050108,120301050305 | 03000171,03000177,03000185 | 03000007, 03000008, 03000009, 03000010, 03000031, 03000032 | 3.0272 | Yes | No | No | No | No | 03002564 | 03002564 | No | Project Planning | 250000 | Yes | Dedicated Revenue Incl. Fees | 50000 | 67 | 57 | 184 | 206 | 333 | 1 | 8 | 2.032 |  | 32.6213 | Yes | Yes |  |  |  |  | Yes | [5 empty] | No |  |  | Yes | Action aligns with goals and meets TWDB guidance | Small
523 | 031000319 | Halls Branch at 4th Street | Evaluate bridge improvements for 4th Street over Halls Branch | 3 | Trinity | Dallas | 12030105 | 1203010501,1203010502,1203010503 | 120301050202,120301050108,120301050305 | 03000171,03000177,03000185 | 03000007, 03000008, 03000009, 03000010, 03000031, 03000032 | 3.0272 | Yes | No | No | No | No | 03002564 | 03002564 | No | Project Planning | 250000 | Yes | Dedicated Revenue Incl. Fees | 50000 | 67 | 57 | 184 | 206 | 333 | 1 | 8 | 2.032 |  | 32.6213 | Yes | Yes |  |  |  |  | Yes | [5 empty] | No |  |  | Yes | Action aligns with goals and meets TWDB guidance | Small
524 | 031000320 | Halls Branch at 6th Street | Evaluate bridge improvements for 6th Street over Halls Branch | 3 | Trinity | Dallas | 12030105 | 1203010501,1203010502,1203010503 | 120301050202,120301050108,120301050305 | 03000171,03000177,03000185 | 03000007, 03000008, 03000009, 03000010, 03000031, 03000032 | 3.0272 | Yes | No | No | No | No | 03002564 | 03002564 | No | Project Planning | 250000 | Yes | Dedicated Revenue Incl. Fees | 50000 | 67 | 57 | 184 | 206 | 333 | 1 | 8 | 2.032 |  | 32.6213 | Yes | Yes |  |  |  |  | Yes | [5 empty] | No |  |  | Yes | Action aligns with goals and meets TWDB guidance | Small
525 | 031000321 | Halls Branch at Cedar Street | Evaluate bridge improvements for Cedar Street over Halls Branch | 3 | Trinity | Dallas | 12030105 | 1203010501,1203010502,1203010503 | 120301050202,120301050108,120301050305 | 03000171,03000177,03000185 | 03000007, 03000008, 03000009, 03000010, 03000031, 03000032 | 3.0272 | Yes | No | No | No | No | 03002564 | 03002564 | No | Project Planning | 250000 | Yes | Dedicated Revenue Incl. Fees | 50000 | 67 | 57 | 184 | 206 | 333 | 1 | 8 | 2.032 |  | 32.6213 | Yes | Yes |  |  |  |  | Yes | [5 empty] | No |  |  | Yes | Action aligns with goals and meets TWDB guidance | Big
526 | 031000322 | Halls Branch at Main Street | Evaluate bridge improvements for Main Street over Halls Branch | 3 | Trinity | Dallas | 12030105 | 1203010501,1203010502,1203010503 | 120301050202,120301050108,120301050305 | 03000171,03000177,03000185 | 03000007, 03000008, 03000009, 03000010, 03000031, 03000032 | 3.0272 | Yes | No | No | No | No | 03002564 | 03002564 | No | Project Planning | 250000 | Yes | Dedicated Revenue Incl. Fees | 50000 | 67 | 57 | 184 | 206 | 333 | 1 | 8 | 2.032 |  | 32.6213 | Yes | Yes |  |  |  |  | Yes | [5 empty] | No |  |  | Yes | Action aligns with goals and meets TWDB guidance
527 | 031000323 | Halls Branch at Redbud Lane | Evaluate bridge improvements for Redbud Lane over Halls Branch | 3 | Trinity | Dallas | 12030105 | 1203010501,1203010502,1203010503 | 120301050202,120301050108,120301050305 | 03000171,03000177,03000185 | 03000007, 03000008, 03000009, 03000010, 03000031, 03000032 | 3.0272 | Yes | No | No | No | No | 03002564 | 03002564 | No | Project Planning | 250000 | Yes | Dedicated Revenue Incl. Fees | 50000 | 67 | 57 | 184 | 206 | 333 | 1 | 8 | 2.032 |  | 32.6213 | Yes | Yes |  |  |  |  | Yes | [5 empty] | No |  |  | Yes | Action aligns with goals and meets TWDB guidance
528 | 031000324 | Keller Branch at Jefferson Street | Evaluate bridge improvements for Jefferson Street over Keller Branch | 3 | Trinity | Dallas | 12030105 | 1203010501,1203010502 | 120301050202,120301050108,120301050203 | 03000171,03000172,03000177 | 03000007, 03000008, 03000009, 03000010, 03000031, 03000032 | 3.1587 | Yes | No | No | No | No | 03002564 | 03002564 | No | Project Planning | 250000 | Yes | Dedicated Revenue Incl. Fees | 50000 | 25 | 17 | 2105 | 44 | 2137 | 1 | 1 | 0.75947 |  | 47.7892 | Yes | Yes |  |  |  |  | Yes | [5 empty] | No |  |  | Yes | Action aligns with goals and meets TWDB guidance
529 | 031000325 | Keller Branch at Main Street | Evaluate bridge improvements for Main Street over Keller Branch | 3 | Trinity | Dallas | 12030105 | 1203010501,1203010502 | 120301050202,120301050108,120301050203 | 03000171,03000172,03000177 | 03000007, 03000008, 03000009, 03000010, 03000031, 03000032 | 3.1587 | Yes | No | No | No | No | 03002564 | 03002564 | No | Project Planning | 250000 | Yes | Dedicated Revenue Incl. Fees | 50000 | 25 | 17 | 2105 | 44 | 2137 | 1 | 1 | 0.75947 |  | 47.7892 | Yes | Yes |  |  |  |  | Yes | [5 empty] | No |  |  | Yes | Action aligns with goals and meets TWDB guidance
530 | 031000326 | Keller Branch at Pleasant Run Road | Evaluate bridge improvements for Pleasant Run Road over Keller Branch | 3 | Trinity | Dallas | 12030105 | 1203010501,1203010502 | 120301050202,120301050108,120301050203 | 03000171,03000172,03000177 | 03000007, 03000008, 03000009, 03000010, 03000031, 03000032 | 3.1587 | Yes | No | No | No | No | 03002564 | 03002564 | No | Project Planning | 250000 | Yes | Dedicated Revenue Incl. Fees | 50000 | 25 | 17 | 2105 | 44 | 2137 | 1 | 1 | 0.75947 |  | 47.7892 | Yes | Yes |  |  |  |  | Yes | [5 empty] | No |  |  | Yes | Action aligns with goals and meets TWDB guidance
531 | 031000327 | Mill Branch at Houston School Road | Evaluate bridge improvements for Houston School Road over Mill Branch | 3 | Trinity | Dallas | 12030105 | 1203010501,1203010502 | 120301050107,120301050201,120301050202 | 03000171,03000176,03000178 | 03000007, 03000008, 03000009, 03000010, 03000031, 03000032 | 3.4011 | Yes | No | No | No | No | 03002564 | 03002564 | No | Project Planning | 250000 | Yes | Dedicated Revenue Incl. Fees | 50000 | 54 | 50 | 511 | 91 | 580 | 0 | 1 | 2.1411 |  | 10.6803 | Yes | Yes |  |  |  |  | Yes | [5 empty] | No |  |  | Yes | Action aligns with goals and meets TWDB guidance
532 | 031000328 | Mill Branch at Wintergreen Road | Evaluate bridge improvements for Wintergreen Road over Mill Branch | 3 | Trinity | Dallas | 12030105 | 1203010501,1203010502 | 120301050107,120301050201,120301050202 | 03000171,03000176,03000178 | 03000007, 03000008, 03000009, 03000010, 03000031, 03000032 | 3.4011 | Yes | No | No | No | No | 03002564 | 03002564 | No | Project Planning | 250000 | Yes | Dedicated Revenue Incl. Fees | 50000 | 54 | 50 | 511 | 91 | 580 | 0 | 1 | 2.1411 |  | 10.6803 | Yes | Yes |  |  |  |  | Yes | [5 empty] | No |  |  | Yes | Action aligns with goals and meets TWDB guidance
533 | 031000331 | Ten Mile Creek at Bluegrove Road | Evaluate bridge improvements for Bluegrove Road over Ten Mile Creek | 3 | Trinity | Dallas | 12030105 | 1203010502,1203010503 | 120301050201,120301050202,120301050305 | 03000171,03000178,03000185 | 03000007, 03000008, 03000009, 03000010, 03000031, 03000032 | 2.6954 | Yes | No | No | No | No | 03002564 | 03002564 | No | Project Planning | 250000 | Yes | Dedicated Revenue Incl. Fees | 50000 | 12 | 11 | 7 | 25 | 26 | 0 | 2 | 0.62199 |  | 69.5917 | Yes | Yes |  |  |  |  | Yes | [5 empty] | No |  |  | Yes | Action aligns with goals and meets TWDB guidance
534 | 031000332 | Ten Mile Creek at Houston School Road | Evaluate bridge improvements for Houston School Road over Ten Mile Creek | 3 | Trinity | Dallas | 12030105 | 1203010501,1203010502,1203010503 | 120301050107,120301050201,120301050202,120301050305 | 03000171,03000176,03000178,03000185 | 03000007, 03000008, 03000009, 03000010, 03000031, 03000032 | 8.1911 | Yes | No | No | No | No | 03002564 | 03002564 | No | Project Planning | 250000 | Yes | Dedicated Revenue Incl. Fees | 50000 | 193 | 173 | 624 | 713 | 1166 | 2 | 5 | 7.3567 |  | 81.9157 | Yes | Yes |  |  |  |  | Yes | [5 empty] | Yes |  |  | Yes | Action aligns with goals and meets TWDB guidance
535 | 031000333 | Ten Mile Creek at IH 35E Service | Evaluate bridge improvements for IH 35E Service over Ten Mile Creek | 3 | Trinity | Dallas | 12030105 | 1203010501,1203010502,1203010503 | 120301050107,120301050201,120301050202,120301050305 | 03000171,03000176,03000178,03000185 | 03000007, 03000008, 03000009, 03000010, 03000031, 03000032 | 8.1911 | Yes | No | No | No | No | 03002564 | 03002564 | No | Project Planning | 250000 | Yes | Dedicated Revenue Incl. Fees | 50000 | 193 | 173 | 624 | 713 | 1166 | 2 | 5 | 7.3567 |  | 81.9157 | Yes | Yes |  |  |  |  | Yes | [5 empty] | Yes |  |  | Yes | Action aligns with goals and meets TWDB guidance
536 | 031000334 | Ten Mile Creek at IH 35E Service (County Highway 1382) | Evaluate bridge improvements for IH 35E Service (County Highway 1382) over Ten Mile Creek | 3 | Trinity | Dallas | 12030105 | 1203010501,1203010502,1203010503 | 120301050107,120301050201,120301050202,120301050305 | 03000171,03000176,03000178,03000185 | 03000007, 03000008, 03000009, 03000010, 03000031, 03000032 | 8.1911 | Yes | No | No | No | No | 03002564 | 03002564 | No | Project Planning | 250000 | Yes | Dedicated Revenue Incl. Fees | 50000 | 193 | 173 | 624 | 713 | 1166 | 2 | 5 | 7.3567 |  | 81.9157 | Yes | Yes |  |  |  |  | Yes | [5 empty] | Yes |  |  | Yes | Action aligns with goals and meets TWDB guidance
537 | 031000335 | Ten Mile Creek at Nokomis Road | Evaluate bridge improvements for Nokomis Road over Ten Mile Creek | 3 | Trinity | Dallas | 12030105 | 1203010501,1203010502,1203010503 | 120301050202,120301050108,120301050305 | 03000171,03000177,03000185 | 03000007, 03000008, 03000009, 03000010, 03000031, 03000032 | 3.0272 | Yes | No | No | No | No | 03002564 | 03002564 | No | Project Planning | 250000 | Yes | Dedicated Revenue Incl. Fees | 50000 | 67 | 57 | 184 | 206 | 333 | 1 | 8 | 2.032 |  | 32.6213 | Yes | Yes |  |  |  |  | Yes | [5 empty] | No |  |  | Yes | Action aligns with goals and meets TWDB guidance
538 | 031000336 | Ten Mile Creek at Old Red Oak Road | Evaluate bridge improvements for Road over Ten Mile Creek at Old Red | 3 | Trinity | Dallas | 12030105 | 1203010501,1203010502,1203010503 | 120301050202,120301050108,120301050305 | 03000171,03000177,03000185 | 03000007, 03000008, 03000009, 03000010, 03000031, 03000032 | 3.0272 | Yes | No | No | No | No | 03002564 | 03002564 | No | Project Planning | 250000 | Yes | Dedicated Revenue Incl. Fees | 50000 | 67 | 57 | 184 | 206 | 333 | 1 | 8 | 2.032 |  | 32.6213 | Yes | Yes |  |  |  |  | Yes | [5 empty] | No |  |  | Yes | Action aligns with goals and meets TWDB guidance
539 | 031000337 | Ten Mile Creek at SH 342 | Evaluate bridge improvements for SH 342 over Ten Mile Creek | 3 | Trinity | Dallas | 12030105 | 1203010501,1203010502,1203010503 | 120301050202,120301050108,120301050305 | 03000171,03000177,03000185 | 03000007, 03000008, 03000009, 03000010, 03000031, 03000032 | 3.0272 | Yes | No | No | No | No | 03002564 | 03002564 | No | Project Planning | 250000 | Yes | Dedicated Revenue Incl. Fees | 50000 | 67 | 57 | 184 | 206 | 333 | 1 | 8 | 2.032 |  | 32.6213 | Yes | Yes |  |  |  |  | Yes | [5 empty] | No |  |  | Yes | Action aligns with goals and meets TWDB guidance
540 | 031000338 | Cottonwood Creek of Ten Mile Creek at Goode Road | Evaluate bridge improvements for Goode Road over Cottonwood Creek of Ten Mile Creek | 3 | Trinity | Dallas | 12030105 | 1203010502 | 120301050203 | 03000172 | 03000007, 03000008, 03000009, 03000010, 03000031, 03000032 | 2.9589 | Yes | No | No | No | No | 03002566 | 03002566 | No | Project Planning | 250000 | Yes | Local | 25000 | 2 | 0 | 405 | 0 | 405 | 0 | 7 | 1.0118 |  | 56.7877 | Yes | Yes |  |  |  |  | Yes | [5 empty] | No |  |  | Yes | Action aligns with goals and meets TWDB guidance
541 | 031000339 | Cottonwood Creek of Ten Mile Creek at IH 45 | Evaluate bridge improvements for IH 45 over Cottonwood Creek of Ten Mile Creek | 3 | Trinity | Dallas | 12030105 | 1203010502 | 120301050203 | 03000172 | 03000007, 03000008, 03000009, 03000010, 03000031, 03000032 | 2.9589 | Yes | No | No | No | No | 03002566 | 03002566 | No | Project Planning | 250000 | Yes | Local | 25000 | 2 | 0 | 405 | 0 | 405 | 0 | 7 | 1.0118 |  | 56.7877 | Yes | Yes |  |  |  |  | Yes | [5 empty] | No |  |  | Yes | Action aligns with goals and meets TWDB guidance
542 | 031000340 | Cottonwood Creek of Ten Mile Creek at IH 45 Northbound Service Road | Evaluate bridge improvements for IH 45 Northbound Service Road over Cottonwood Creek of Ten Mile Creek | 3 | Trinity | Dallas | 12030105 | 1203010502 | 120301050203 | 03000172 | 03000007, 03000008, 03000009, 03000010, 03000031, 03000032 | 2.9589 | Yes | No | No | No | No | 03002566 | 03002566 | No | Project Planning | 250000 | Yes | Local | 25000 | 2 | 0 | 405 | 0 | 405 | 0 | 7 | 1.0118 |  | 56.7877 | Yes | Yes |  |  |  |  | Yes | [5 empty] | No |  |  | Yes | Action aligns with goals and meets TWDB guidance
543 | 031000341 | Cottonwood Creek of Ten Mile Creek at IH 45 Southbound Service Road | Evaluate bridge improvements for IH 45 Southbound Service Road over Cottonwood Creek of Ten Mile Creek | 3 | Trinity | Dallas | 12030105 | 1203010502 | 120301050203 | 03000172 | 03000007, 03000008, 03000009, 03000010, 03000031, 03000032 | 2.9589 | Yes | No | No | No | No | 03002566 | 03002566 | No | Project Planning | 250000 | Yes | Local | 25000 | 2 | 0 | 405 | 0 | 405 | 0 | 7 | 1.0118 |  | 56.7877 | Yes | Yes |  |  |  |  | Yes | [5 empty] | No |  |  | Yes | Action aligns with goals and meets TWDB guidance
544 | 031000343 | Cottonwood Creek of Ten Mile Creek at Millers Ferry Road | Evaluate bridge improvements for Millers Ferry Road over Cottonwood Creek of Ten Mile Creek | 3 | Trinity | Dallas | 12030105 | 1203010502 | 120301050203 | 03000172 | 03000007, 03000008, 03000009, 03000010, 03000031, 03000032 | 2.9589 | Yes | No | No | No | No | 03002566 | 03002566 | No | Project Planning | 250000 | Yes | Local | 25000 | 2 | 0 | 405 | 0 | 405 | 0 | 7 | 1.0118 |  | 56.7877 | Yes | Yes |  |  |  |  | Yes | [5 empty] | No |  |  | Yes | Action aligns with goals and meets TWDB guidance
545 | 031000344 | Cottonwood Creek of Ten Mile Creek at Pleasant Run Road | Evaluate bridge improvements for Pleasant Run Road over Cottonwood Creek of Ten Mile Creek | 3 | Trinity | Dallas | 12030105 | 1203010502 | 120301050203 | 03000172 | 03000007, 03000008, 03000009, 03000010, 03000031, 03000032 | 2.9589 | Yes | No | No | No | No | 03002566 | 03002566 | No | Project Planning | 250000 | Yes | Local | 25000 | 2 | 0 | 405 | 0 | 405 | 0 | 7 | 1.0118 |  | 56.7877 | Yes | Yes |  |  |  |  | Yes | [5 empty] | No |  |  | Yes | Action aligns with goals and meets TWDB guidance
546 | 031000342 | Cottonwood Creek of Ten Mile Creek at Kissell (College) Road | Evaluate bridge improvements for Kissell (College) Road over Cottonwood Creek of Ten Mile Creek | 3 | Trinity | Dallas | 12030105 | 1203010501,1203010502 | 120301050202,120301050108,120301050203 | 03000171,03000172,03000177 | 03000007, 03000008, 03000009, 03000010, 03000031, 03000032 | 5.5282 | Yes | No | No | No | No | 03002566 | 03002566 | No | Project Planning | 250000 | Yes | Local | 25000 | 47 | 47 | 21 | 106 | 106 | 0 | 2 | 1.8646 |  | 74.1918 | Yes | Yes |  |  |  |  | Yes | [5 empty] | No |  |  | Yes | Action aligns with goals and meets TWDB guidance
547 | 031000348 | Ten Mile Creek at Ferris Road | Evaluate bridge improvements for Ferris Road over Ten Mile Creek | 3 | Trinity | Dallas | 12030105 | 1203010502,1203010503 | 120301050306,120301050202,120301050305,120301050203 | 03000171,03000172,03000185,03000195 | 03000007, 03000008, 03000009, 03000010, 03000031, 03000032 | 16.951 | Yes | No | No | No | No | 03002566 | 03002566 | No | Project Planning | 250000 | Yes | Local | 25000 | 28 | 22 | 26 | 20 | 41 | 1 | 0 | 4.0716 |  | 1892.139 | Yes | Yes |  |  |  |  | Yes | [5 empty] | Yes |  |  | Yes | Action aligns with goals and meets TWDB guidance
548 | 031000351 | Ten Mile Creek at Parkinson Road | Evaluate bridge improvements for Parkinson Road over Ten Mile Creek | 3 | Trinity | Dallas | 12030105 | 1203010502,1203010503 | 120301050306,120301050202,120301050305,120301050203 | 03000171,03000172,03000185,03000195 | 03000007, 03000008, 03000009, 03000010, 03000031, 03000032 | 16.951 | Yes | No | No | No | No | 03000225 | 03000225 | No | Project Planning | 1032000 | Yes | Local | 103200 | 28 | 22 | 26 | 20 | 41 | 1 | 0 | 4.0716 |  | 1892.139 | Yes | Yes |  |  |  |  | Yes | [5 empty] | Yes |  |  | Yes | Action aligns with goals and meets TWDB guidance
549 | 031000352 | City of Hutchins DMP | Evaluate city and identify future projects. | 3 | Trinity | Dallas | 12030105 | 1203010501,1203010502 | 120301050202,120301050108,120301050203 | 03000171,03000172,03000177 | 03000007, 03000008, 03000009, 03000010 | 9.3591 | Yes | No | No | No | No | 03002562 | 03002562 | No | Project Planning | 250000 | Yes | Local | 25000 | 45 | 32 | 322 | 67 | 369 | 1 | 8 | 2.2264 |  | 140.3888 | Yes | Yes |  |  |  |  | Yes | [5 empty] | No |  |  | Yes | Action aligns with goals and meets TWDB guidance
550 | 031000353 | City of Seagoville DMP | Evaluate city and identify future projects. | 3 | Trinity | Dallas | 12030106,12030105 | 1203010605,1203010502 | 120301050204,120301060505,120301060507,120301050205,120301050203 | 03000172,03000179,03000180,03000236,03000238 | 03000007, 03000008, 03000009, 03000010 | 18.9375 | Yes | No | No | No | No | 03003579 | 03003579 | No | Project Planning | 250000 | Yes | Local | 25000 | 180 | 170 | 266 | 500 | 627 | 2 | 7 | 10.3879 |  | 1728.285 | Yes | Yes |  |  |  |  | Yes | [5 empty] | No |  |  | Yes | Action aligns with goals and meets TWDB guidance
551 | 031000315 | Stream 4B4 at Austin Street | Evaluate culvert improvements for Austin Street over Stream 4B4 | 3 | Trinity | Dallas | 12030105 | 1203010501,1203010502 | 120301050108,120301050203 | 03000172,03000177 | 03000007, 03000008, 03000009, 03000010, 03000031, 03000032 | 3.5496 | Yes | No | No | No | No | 03002562 | 03002562 | No | Project Planning | 250000 | Yes | Local | 25000 | 29 | 27 | 16 | 60 | 61 | 1 | 5 | 1.1459 |  | 81.6423 | Yes | Yes |  |  |  |  | Yes | [5 empty] | No |  |  | Yes | Action aligns with goals and meets TWDB guidance
552 | 031000316 | Stream 4B4 at Crestridge Drive | Evaluate culvert improvements for Crestridge Drive over Stream 4B4 | 3 | Trinity | Dallas | 12030105 | 1203010501,1203010502 | 120301050108,120301050203 | 03000172,03000177 | 03000007, 03000008, 03000009, 03000010, 03000031, 03000032 | 3.5496 | Yes | No | No | No | No | 03002562 | 03002562 | No | Project Planning | 250000 | Yes | Local | 25000 | 29 | 27 | 16 | 60 | 61 | 1 | 5 | 1.1459 |  | 81.6423 | Yes | Yes |  |  |  |  | Yes | [5 empty] | No |  |  | Yes | Action aligns with goals and meets TWDB guidance
553 | 031000317 | Stream 4B4 at Denton Street | Evaluate culvert improvements for Denton Street over Stream 4B4 | 3 | Trinity | Dallas | 12030105 | 1203010501,1203010502 | 120301050108,120301050203 | 03000172,03000177 | 03000007, 03000008, 03000009, 03000010, 03000031, 03000032 | 3.5496 | Yes | No | No | No | No | 03002562 | 03002562 | No | Project Planning | 250000 | Yes | Local | 25000 | 29 | 27 | 16 | 60 | 61 | 1 | 5 | 1.1459 |  | 81.6423 | Yes | Yes |  |  |  |  | Yes | [5 empty] | No |  |  | Yes | Action aligns with goals and meets TWDB guidance
554 | 031000313 | Stream 4A4 at Goode Road | Evaluate bridge improvements for Goode Road over Stream 4A4 | 3 | Trinity | Dallas | 12030105 | 1203010502 | 120301050203 | 03000172 | 03000007, 03000008, 03000009, 03000010, 03000031, 03000032 | 2.9589 | Yes | No | No | No | No | 03002562 | 03002562 | No | Project Planning | 250000 | Yes | Local | 25000 | 2 | 0 | 405 | 0 | 405 | 0 | 7 | 1.0118 |  | 56.7877 | Yes | Yes |  |  |  |  | Yes | [5 empty] | No |  |  | Yes | Action aligns with goals and meets TWDB guidance
555 | 031000314 | Stream 4A4 at IH 45 | Evaluate bridge improvements for IH 45 over Stream 4A4 | 3 | Trinity | Dallas | 12030105 | 1203010502 | 120301050203 | 03000172 | 03000007, 03000008, 03000009, 03000010, 03000031, 03000032 | 2.9589 | Yes | No | No | No | No | 03002562 | 03002562 | No | Project Planning | 250000 | Yes | Local | 25000 | 2 | 0 | 405 | 0 | 405 | 0 | 7 | 1.0118 |  | 56.7877 | Yes | Yes |  |  |  |  | Yes | [5 empty] | No |  |  | Yes | Action aligns with goals and meets TWDB guidance
556 | 031000329 | Stream 3A1 at Ten Mile Road | Evaluate bridge improvements for Ten Mile Road over Stream 3A1 | 3 | Trinity | Dallas | 12030105 | 1203010502,1203010503 | 120301050201,120301050202,120301050305 | 03000171,03000178,03000185 | 03000007, 03000008, 03000009, 03000010, 03000031, 03000032 | 2.6954 | Yes | No | No | No | No | 03002564 | 03002564 | No | Project Planning | 250000 | Yes | Dedicated Revenue Incl. Fees | 50000 | 12 | 11 | 7 | 25 | 26 | 0 | 2 | 0.62199 |  | 69.5917 | Yes | Yes |  |  |  |  | Yes | [5 empty] | No |  |  | Yes | Action aligns with goals and meets TWDB guidance
557 | 031000330 | Stream 3A6 at Belt Line Road | Evaluate bridge improvements for Belt Line Road over Stream 3A6 | 3 | Trinity | Dallas | 12030105 | 1203010501,1203010502 | 120301050202,120301050108,120301050203 | 03000171,03000172,03000177 | 03000007, 03000008, 03000009, 03000010, 03000031, 03000032 | 3.1587 | Yes | No | No | No | No | 03002564 | 03002564 | No | Project Planning | 250000 | Yes | Dedicated Revenue Incl. Fees | 50000 | 25 | 17 | 2105 | 44 | 2137 | 1 | 1 | 0.75947 |  | 47.7892 | Yes | Yes |  |  |  |  | Yes | [5 empty] | No |  |  | Yes | Action aligns with goals and meets TWDB guidance
558 | 031000345 | Stream 4A1 at Goode Road | Evaluate bridge improvements for Goode Road over Stream 4A1 | 3 | Trinity | Dallas | 12030105 | 1203010502 | 120301050202,120301050203 | 03000171,03000172 | 03000007, 03000008, 03000009, 03000010, 03000031, 03000032 | 3.5082 | Yes | No | No | No | No | 03002566 | 03002566 | No | Project Planning | 250000 | Yes | Local | 25000 | 29 | 29 | 27 | 87 | 90 | 0 | 2 | 0.56509 |  | 137.5654 | Yes | Yes |  |  |  |  | Yes | [5 empty] | No |  |  | Yes | Action aligns with goals and meets TWDB guidance
559 | 031000350 | Stream 4A1 at Geller Road | Evaluate bridge improvements for Geller Road over Stream 4A1 | 3 | Trinity | Dallas | 12030105 | 1203010502 | 120301050202,120301050203 | 03000171,03000172 | 03000007, 03000008, 03000009, 03000010, 03000031, 03000032 | 3.5082 | Yes | No | No | No | No | 03000225 | 03000225 | No | Project Planning | 250000 | Yes | Local | 25000 | 29 | 29 | 27 | 87 | 90 | 0 | 2 | 0.56509 |  | 137.5654 | Yes | Yes |  |  |  |  | Yes | [5 empty] | No |  |  | Yes | Action aligns with goals and meets TWDB guidance
560 | 031000346 | Stream 4A5 at Goode Road | Evaluate bridge improvements for Goode Road over Stream 4A5 | 3 | Trinity | Dallas | 12030105 | 1203010501,1203010502 | 120301050202,120301050108,120301050203 | 03000171,03000172,03000177 | 03000007, 03000008, 03000009, 03000010, 03000031, 03000032 | 5.5282 | Yes | No | No | No | No | 03002566 | 03002566 | No | Project Planning | 250000 | Yes | Local | 25000 | 47 | 47 | 21 | 106 | 106 | 0 | 2 | 1.8646 |  | 74.1918 | Yes | Yes |  |  |  |  | Yes | [5 empty] | No |  |  | Yes | Action aligns with goals and meets TWDB guidance
561 | 031000347 | Stream 4A5 at IH 45 | Evaluate bridge improvements for IH 45 over Stream 4A5 | 3 | Trinity | Dallas | 12030105 | 1203010501,1203010502 | 120301050202,120301050108,120301050203 | 03000171,03000172,03000177 | 03000007, 03000008, 03000009, 03000010, 03000031, 03000032 | 5.5282 | Yes | No | No | No | No | 03002566 | 03002566 | No | Project Planning | 250000 | Yes | Local | 25000 | 47 | 47 | 21 | 106 | 106 | 0 | 2 | 1.8646 |  | 74.1918 | Yes | Yes |  |  |  |  | Yes | [5 empty] | No |  |  | Yes | Action aligns with goals and meets TWDB guidance
562 | 031000349 | Stream 4A4 at Fulghum Road | Evaluate bridge improvements for Fulghum Road over Stream 4A4 | 3 | Trinity | Dallas | 12030105 | 1203010502 | 120301050203 | 03000172 | 03000007, 03000008, 03000009, 03000010, 03000031, 03000032 | 2.9589 | Yes | No | No | No | No | 03000225 | 03000225 | No | Project Planning | 250000 | Yes | Local | 25000 | 2 | 0 | 405 | 0 | 405 | 0 | 7 | 1.0118 |  | 56.7877 | Yes | Yes |  |  |  |  | Yes | [5 empty] | No |  |  | Yes | Action aligns with goals and meets TWDB guidance
563 | 031000354 | City of Huntsville DMP | Evaluate city and identify future projects. | 3 | Trinity | Walker | 12040103,12040101,12030202 | 1204010101,1203020208,1204010303,1204010102 | 120302020805,120401010202,120302020802,120302020801,120401010102,120401030302,120401010104 | 03000422,03000427,03000430 | 03000007, 03000008, 03000009, 03000010 | 13.5648 | Yes | No | No | No | No | 00002584 | 00002584 | No | Watershed Planning | 500000 | Yes | General Revenue | 50000 | 238 | 211 | 2179 | 1335 | 2819 | 3 | 2 | 6.2059 |  | 107.4017 | Yes | Yes |  |  |  |  | Yes | [5 empty] | Yes |  |  | Yes | Action aligns with goals and meets TWDB guidance
564 | 031000231 | East Grand Prairie Rd & 14th Street from Austin to Ditch South of Skyline | Study update - Storm Drain Improvements; Estimated construction cost of $8,549,300 | 3 | Trinity | Dallas | 12030102 | 1203010207,1203010206 | 120301020606,120301020607,120301020706 | 03000078,03000092,03000093 | 03000009, 03000010, 03000031, 03000032 | 5.1962 | Yes | No | No | No | No | 03002761 | 03002761 | No | Project Planning | 427000 | Yes | Local | 42700 | 3 | 3 | 0 | 0 | 0 | 0 | 0 | 0.53834 |  | 27.62 | Yes | Yes |  |  |  |  | Yes | [5 empty] | No |  |  | Yes | Action aligns with goals and meets TWDB guidance
565 | 031000232 | Shady Grove Rd | Study update - Storm Drain Improvements; Estimated construction cost of $6,737,200 | 3 | Trinity | Dallas | 12030102 | 1203010207 | 120301020706,120301020701,120301020705 | 03000077,03000078,03000094 | 03000009, 03000010, 03000031, 03000032 | 5.2293 | Yes | No | No | No | No | 03002761 | 03002761 | No | Project Planning | 337000 | Yes | Local | 33700 | 165 | 156 | 1946 | 1109 | 2782 | 1 | 0 | 5.6546 |  | 265.2575 | Yes | Yes |  |  |  |  | Yes | [5 empty] | No |  |  | Yes | Action aligns with goals and meets TWDB guidance
566 | 031000238 | Gopher Creek Stream Bottom Stabilization | Evaluate the improvements needed along Gopher Creek: downstream of NE 5th Street; between High School Drive and NE 5th Street; downstream of Belt Line Road; $65,600 (?) + $127,300; downstream of High School Drive; $70,500 | 3 | Trinity | Dallas | 12030102 | 1203010207,1203010206 | 120301020607,120301020706,120301020705 | 03000077,03000078,03000093 | 03000027, 03000028, 03000031, 03000032 | 3.8361 | Yes | No | No | No | No | 03002761 | 03002761 | No | Project Planning | 250000 | Yes | Local | 25000 | 18 | 7 | 1100 | 8 | 1107 | 2 | 0 | 3.3715 |  | 160.733 | Yes | Yes |  |  |  |  | Yes | [5 empty] | No |  |  | Yes | Action aligns with goals and meets TWDB guidance
567 | 031000240 | Arbor Creek Channel Bottom Stabilization | Channelization, Stabilization, and Bank Armoring from SH 161 East to Johnson Creek Confluence; Estimated construction cost of $2,096,900; from Duncan Perry to SH 161; Estimated construction cost of $991,600 | 3 | Trinity | Dallas | 12030102 | 1203010204,1203010207,1203010206 | 120301020606,120301020607,120301020706,120301020701,120301020702,120301020405 | 03000078,03000080,03000092,03000093,03000094,03000095 | 03000027, 03000028, 03000031, 03000032 | 20.9486 | Yes | No | No | No | No | 03002761 | 03002761 | No | Project Planning | 250000 | Yes | Local | 25000 | 405 | 360 | 2595 | 2024 | 4090 | 8 | 16 | 12.7051 |  | 50.4922 | Yes | Yes |  |  |  |  | Yes | [5 empty] | Yes |  |  | Yes | Action aligns with goals and meets TWDB guidance
568 | 031000241 | North Fork of Cottonwood Creek Stabilization | Evaluate the improvements needed along the North Fork of Cottonwood Creek: from Great Southwest to Carrier; $214,900 | 3 | Trinity | Dallas | 12030102 | 1203010207,1203010206 | 120301020607,120301020706,120301020702 | 03000078,03000093,03000095 | 03000027, 03000028, 03000031, 03000032 | 5.588 | Yes | No | No | No | No | 03002761 | 03002761 | No | Project Planning | 250000 | Yes | Local | 25000 | 61 | 60 | 89 | 344 | 350 | 1 | 5 | 2.734 |  | 16.4281 | Yes | Yes |  |  |  |  | Yes | [5 empty] | No |  |  | Yes | Action aligns with goals and meets TWDB guidance
569 | 031000243 | Dry Branch Stream Bottom Stabilization | Evaluate the improvements needed along Dry Branch: 300 feet south of Rock Island (2 locations); $91,300 | 3 | Trinity | Dallas | 12030103,12030102 | 1203010207,1203010310 | 120301031006,120301020706,120301020705 | 03000077,03000078,03000096 | 03000027, 03000028, 03000031, 03000032 | 3.2057 | Yes | No | No | No | No | 03002761 | 03002761 | No | Project Planning | 250000 | Yes | Local | 25000 | 75 | 73 | 502 | 652 | 1003 | 2 | 4 | 1.2457 |  | 1.2364 | Yes | Yes |  |  |  |  | Yes | [5 empty] | No |  |  | Yes | Action aligns with goals and meets TWDB guidance
570 | 031000245 | Garden Branch Stabilization | Channel bottom stabilization from Camp Wisdom to Great Southwest; Estimated construction cost of $176,100 | 3 | Trinity | Dallas | 12030102 | 1203010206 | 120301020606,120301020605 | 03000091,03000092 | 03000027, 03000028, 03000031, 03000032 | 7.2937 | Yes | No | No | No | No | 03002761 | 03002761 | No | Project Planning | 250000 | Yes | Local | 25000 | 42 | 39 | 242 | 135 | 332 | 2 | 2 | 2.2572 |  | 48.4509 | Yes | Yes |  |  |  |  | Yes | [5 empty] | No |  |  | Yes | Action aligns with goals and meets TWDB guidance
571 | 031000205 | Shady Grove Rd - Jones St Storm Drainage Improvements | Study update - Storm Drain Improvements; Estimated construction cost of $1,679,200 | 3 | Trinity | Dallas | 12030102 | 1203010207 | 120301020701,120301020705 | 03000077,03000094 | 03000007, 036000008, 03000009, 03000010, 03000031, 03000032 | 3.1417 | Yes | No | No | No | No | 03002761 | 03002761 | No | Project Planning | 250000 | Yes | Local | 25000 | 140 | 133 | 934 | 1097 | 1761 | 1 | 0 | 4.8454 |  | 168.9644 | Yes | Yes |  |  |  |  | Yes | [5 empty] | No |  |  | Yes | Action aligns with goals and meets TWDB guidance
572 | 031000206 | Duncan Perry Rd, Heritage Court and Goodwin Branch | Study update - Storm Drain Improvements; Estimated construction cost of $1,175,300 | 3 | Trinity | Dallas | 12030102 | 1203010204,1203010207,1203010206 | 120301020606,120301020607,120301020706,120301020701,120301020702,120301020405 | 03000078,03000080,03000092,03000093,03000094,03000095 | 03000007, 036000008, 03000009, 03000010, 03000031, 03000032 | 20.9486 | Yes | No | No | No | No | 03002761 | 03002761 | No | Project Planning | 250000 | Yes | Local | 25000 | 405 | 360 | 2595 | 2024 | 4090 | 8 | 16 | 12.7051 |  | 50.4922 | Yes | Yes |  |  |  |  | Yes | [5 empty] | Yes |  |  | Yes | Action aligns with goals and meets TWDB guidance
573 | 031000355 | City of Weatherford DMP | Evaluate city and identify future projects. | 3 | Trinity | Parker | 12060201,12030102 | 1203010201,1206020112,1203010202 | 120301020205,120602011201,120301020103,120301020203,120301020206,120301020207,120301020204 | 03000054,03000059,03000060,03000061,03000062,03000063 | 03000007, 03000008, 03000009, 03000010 | 26.1504 | Yes | No | No | No | No | 00003292 | 00003292 | No | Watershed Planning | 500000 | Yes | Local | 50000 | 520 | 468 | 1442 | 1159 | 2170 | 5 | 6 | 17.5891 |  | 759.0054 | Yes | Yes |  |  |  |  | Yes | [5 empty] | Yes |  |  | Yes | Action aligns with goals and meets TWDB guidance
574 | 031000358 | City of Irving DMP | Evaluate city and identify future projects | 3 | Trinity | Dallas | 12030103, 12030102, 12030105 | 1203010501,1203010207,1203010310 | 120301031006,120301020706,120301031005,120301031004,120301031007,120301020701,120301020705,120301050101 | 03000077,03000078,03000094,03000096,03000097,03000148,03000149,03000168 | 03000007, 03000008, 03000009, 03000010 | 67.8166 | Yes | No | No | No | No | 03002563 | 03002563 | No | Watershed Planning | 1000000 | Yes | Local | 100000 | 4589 | 4495 | 20937 | 26784 | 40893 | 31 | 30 | 85.3275 |  | 1397.4 | Yes | Yes |  |  |  |  | Yes | [5 empty] | Yes |  |  | Yes | Action aligns with goals and meets TWDB guidance
575 | 041000059 | Hunt County Flood Hazard Mapping | Complete a detailed study within the county extent to delineate an updated flood hazard area, which can be used for regulatory purposes. | 4 | Sabine | Hunt | 12010001,12010003 | 1201000101,1201000102,1201000103,1201000104,1201000301 | 120100010101,120100010102,120100010103,120100010104,120100010301,120100010302,120100010303,120100010401,120100010402,120100010403,120100010404,120100010405,120100010406,120100010407,120100030101,120100030102 | 04000002,04000003,04000004,04000005,04000006,04000007,04000008,04000009,04000010,04000011,04000012,04000013,04000014,04000015,04000016,04000017,04000018,04000019,04000106,04000107 | 04000012,04000013,04000014 | 879.4444 | Yes | No | No | No | No | 00000212 | 00000212 | Yes | Watershed Planning | 4000000 | Yes |  |  | 2297 | 1325 | 5968 | 2985 | 5968 | 45 | 10 | 137.46 | 10 | 5.63 | Yes | Yes | BLE |  |  | 999999 | Yes |  |  | Existing Fathom 100YR |  |  | No |  |  | Yes | Aligns with RFPG Goals
576 | 041000060 | Jasper County Flood Hazard Mapping | Complete a detailed study within the county extent to delineate an updated flood hazard area, which can be used for regulatory purposes. | 4 | Sabine | Jasper | 12010005 | 1201000506,1201000508,1201000509,1201000510 | 120100050601,120100050602,120100050603,120100050604,120100050605,120100050607,120100050608,120100050801,120100050802,120100050803,120100050804,120100050901,120100050902,120100050905,120100051001,120100051002,120100051003 | 04000171,04000172,04000173,04000174,04000175,04000177,04000178,04000184,04000185,04000186,04000187,04000188,04000189,04000190,04000191,04000192,04000193 | 04000007,04000012,04000013,04000014 | 965.8975 | Yes | No | No | No | No | 00000059 | 00000059 | Yes | Watershed Planning | 700000 | Yes |  |  | 945 | 915 | 1679 | 1739 | 1739 | 15 | 5 | 66.96 | 5 | 1.67 | Yes | Yes | BLE |  |  | 999999 | Yes |  |  | Existing Fathom 100YR |  |  | No |  |  | Yes | Aligns with RFPG Goals
577 | 041000002 | Newton County Flood Hazard Mapping | Complete a detailed study within the county extent to delineate an updated flood hazard area, which can be used for regulatory purposes. | 4 | Sabine | Newton,Sabine | 12010005 | 1201000511,1201000510 | 120100051005,120100051004,120100051100,120100051003 | 04000195,04000194,04000196,04000193 | 04000012,04000013,04000014 | 936.0983 | Yes | Yes | No | No | No | 00000061 | 00000061 | Yes | Watershed Planning | 2340000 | Yes |  |  | 3237 | 1990 | 1928 | 2585 | 3373 | 324 | 10 | 152.4828 | 10 | 8621.1201 | Yes | Yes | BLE |  |  | 999999 | No |  |  | Existing Fathom 100YR |  |  | No |  |  | Yes | Aligns with RFPG Goals
578 | 041000003 | Smith County Flood Hazard Mapping | Complete a detailed study within the county extent to delineate an updated flood hazard area, which can be used for regulatory purposes. | 4 | Sabine | Smith,Van Zandt,Rains,Wood | 12010001,12010002 | 1201000106,1201000201,1201000205,1201000203,1201000204 | 120100010603,120100010608,120100010607,120100020105,120100020101,120100020106,120100020107,120100020501,120100020301,120100020302,120100020303,120100020403,120100020404,120100020405,120100020502,120100020102,120100020104 | 04000029,04000034,04000033,04000039,04000035,04000040,04000041,04000056,04000048,04000049,04000050,04000053,04000054,04000055,04000057,04000036,04000038 | 04000012,04000013,04000014 | 946.0861 | Yes | No | No | No | No | 00000106 | 00000106 | Yes | Watershed Planning | 4275000 | Yes |  |  | 1303 | 767 | 1990 | 1213 | 2893 | 7 | 0 | 61.1952 | 0 | 10558.5508 | Yes | Yes | BLE |  |  | 999999 | Yes |  |  | Existing Fathom 100YR |  |  | No |  |  | Yes | Aligns with RFPG Goals
579 | 041000004 | Smith County Drainage Master Plan | Perform H&H modeling to identify and define flood risk, develop conceptual alternatives to reduce flood risk, develop OPCC for conceptual alternatives, and rank projects. Conceptual alternatives should evaluate feasibility of nature based solutions. | 4 | Sabine | Smith,Van Zandt,Rains,Wood | 12010001,12010002 | 1201000106,1201000205,1201000203,1201000204,1201000201 | 120100010603,120100010608,120100010607,120100020105,120100020101,120100020106,120100020107,120100020501,120100020301,120100020302,120100020303,120100020403,120100020404,120100020405,120100020502,120100020102,120100020104 | 04000029,04000034,04000033,04000039,04000035,04000040,04000041,04000056,04000048,04000049,04000050,04000053,04000054,04000055,04000057,04000036,04000038 | 04000012,04000013,04000014 | 946.0861 | Yes | No | No | No | No | 00000106 | 00000106 | Yes | Watershed Planning | 1900000 | Yes |  |  | 1303 | 767 | 1990 | 1213 | 2893 | 7 | 0 | 61.1952 | 0 | 10558.5508 | Yes | Yes | BLE |  |  | 999999 | Yes |  |  | Existing Fathom 100YR |  |  | No |  |  | Yes | Aligns with RFPG Goals
580 | 041000008 | Sabine County Flood Hazard Mapping | Complete a detailed study within the county extent to delineate an updated flood hazard area, which can be used for regulatory purposes. | 4 | Sabine | Sabine | 12010004 | 1201000409,1201000410,1201000407,1201000411,1201000408 | 120100040903,120100040904,120100040905,120100041003,120100040703,120100040702,120100040901,120100040902,120100041005,120100041104,120100040807,120100040806,120100041002,120100041106,120100041105,120100041103,120100041004,120100041101,120100041102 | 04000147,04000148,04000149,04000151,04000137,04000136,04000145,04000146,04000153,04000157,04000144,04000143,04000150,04000159,04000158,04000156,04000152,04000154,04000155 | 04000012,04000013,04000014 | 573.9933 | Yes | No | No | No | No | 00000135 | 00000135 | Yes | Watershed Planning | 1100000 | Yes |  |  | 1611 | 1245 | 338 | 762 | 764 | 0 | 6 | 32.7987 | 6 | 2311.0696 | Yes | Yes | BLE |  |  | 999999 | No |  |  | Existing Quilt BLE 100yr |  |  | No |  |  | Yes | Aligns with RFPG Goals
581 | 041000009 | Sabine County Drainage Master Plan | Perform H&H modeling to identify and define flood risk, develop conceptual alternatives to reduce flood risk, develop OPCC for conceptual alternatives, and rank projects. Conceptual alternatives should evaluate feasibility of nature based solutions. | 4 | Sabine | Sabine | 12010004 | 1201000409,1201000410,1201000407,1201000411,1201000408 | 120100040903,120100040904,120100040905,120100041003,120100040703,120100040702,120100040901,120100040902,120100041005,120100041104,120100040807,120100040806,120100041002,120100041106,120100041105,120100041103,120100041004,120100041101,120100041102 | 04000147,04000148,04000149,04000151,04000137,04000136,04000145,04000146,04000153,04000157,04000144,04000143,04000150,04000159,04000158,04000156,04000152,04000154,04000155 | 04000012,04000013,04000014 | 573.9933 | Yes | No | No | No | No | 00000135 | 00000135 | Yes | Watershed Planning | 460000 | Yes |  |  | 1611 | 1245 | 338 | 762 | 764 | 0 | 6 | 32.7987 | 6 | 2311.0696 | Yes | Yes | BLE |  |  | 999999 | No |  |  | Existing Quilt BLE 100yr |  |  | No |  |  | Yes | Aligns with RFPG Goals
582 | 041000010 | San Augustine County Flood Hazard Mapping | Complete a detailed study within the county extent to delineate an updated flood hazard area, which can be used for regulatory purposes. | 4 | Sabine | San Augustine,Shelby | 12010004 | 1201000407,1201000409 | 120100040701,120100040702,120100040901,120100040902 | 04000135,04000136,04000145,04000146 | 04000012,04000013,04000014 | 590.0694 | Yes | No | No | No | No | 00000136 | 00000136 | Yes | Watershed Planning | 100000 | Yes |  |  | 1 | 0 | 0 | 0 | 0 | 0 | 0 | 1.7511 | 0 | 345.5303 | Yes | Yes | BLE |  |  | 999999 | No |  |  | Existing Quilt BLE 100yr |  |  | No |  |  | Yes | Aligns with RFPG Goals
583 | 041000011 | San Augustine County Drainage Master Plan | Perform H&H modeling to identify and define flood risk, develop conceptual alternatives to reduce flood risk, develop OPCC for conceptual alternatives, and rank projects. Conceptual alternatives should evaluate feasibility of nature based solutions. | 4 | Sabine | San Augustine,Shelby | 12010004 | 1201000407,1201000409 | 120100040701,120100040702,120100040901,120100040902 | 04000135,04000136,04000145,04000146 | 04000012,04000013,04000014 | 590.0694 | Yes | No | No | No | No | 00000136 | 00000136 | Yes | Watershed Planning | 50000 | Yes |  |  | 1 | 0 | 0 | 0 | 0 | 0 | 0 | 1.7511 | 0 | 345.5303 | Yes | Yes | BLE |  |  | 999999 | No |  |  | Existing Quilt BLE 100yr |  |  | No |  |  | Yes | Aligns with RFPG Goals
584 | 041000012 | Shelby County Flood Hazard Mapping | Complete a detailed study within the county extent to delineate an updated flood hazard area, which can be used for regulatory purposes. | 4 | Sabine | Rusk,Panola,Shelby | 12010002,12010004 | 1201000407,1201000409 | 120100040701,120100040702,120100040901,120100040902 | 04000135,04000136,04000145,04000146 | 04000012,04000013,04000014 | 831.0064 | Yes | No | No | No | No | 00000153 | 00000153 | Yes | Watershed Planning | 375500 | Yes |  |  | 800 | 0 | 153 | 225 | 317 | 0 | 3 | 49.3743 | 3 | 9764.2715 | Yes | Yes | BLE |  |  | 999999 | No |  |  | Existing Fathom 100YR |  |  | No |  |  | Yes | Aligns with RFPG Goals
585 | 041000013 | Rusk County Flood Hazard Mapping | Complete a detailed study within the county extent to delineate an updated flood hazard area, which can be used for regulatory purposes. | 4 | Sabine | Rusk,Smith,Gregg | 12010002 | 1201000205,1201000210,1201000206,1201000208 | 120100020501,120100021004,120100021005,120100021006,120100020506,120100020502,120100020503,120100020601,120100020603,120100020604,120100020605,120100020606,120100020608,120100020801,120100020803,120100020901,120100020804,120100020802 | 04000056,04000090,04000091,04000092,04000061,04000057,04000058,04000062,04000064,04000065,04000066,04000067,04000069,04000076,04000078,04000081,04000079,04000077 | 04000012,04000013,04000014 | 935.451 | Yes | No | No | No | No | 00000166 | 00000166 | Yes | Watershed Planning | 1850000 | Yes |  |  | 899 | 543 | 1016 | 1374 | 1789 | 2 | 5 | 54.8544 | 5 | 13283.3291 | Yes | Yes | BLE |  |  | 999999 | Yes |  |  | Existing Fathom 100YR |  |  | No |  |  | Yes | Aligns with RFPG Goals
586 | 041000014 | Panola County Flood Hazard Mapping | Complete a detailed study within the county extent to delineate an updated flood hazard area, which can be used for regulatory purposes. | 4 | Sabine | Panola | 12010002 | 1201000205,1201000210,1201000206,1201000208 | 120100020501,120100021004,120100021005,120100021006,120100020506,120100020502,120100020503,120100020601,120100020603,120100020604,120100020605,120100020606,120100020608,120100020801,120100020803,120100020901,120100020804,120100020802 | 04000056,04000090,04000091,04000092,04000061,04000057,04000058,04000062,04000064,04000065,04000066,04000067,04000069,04000076,04000078,04000081,04000079,04000077 | 04000012,04000013,04000014 | 817.6133 | Yes | No | No | No | No | 00000171 | 00000171 | Yes | Watershed Planning | 3700000 | Yes |  |  | 750 | 317 | 1416 | 680 | 1870 | 2 | 10 | 118.7803 | 10 | 24459.4258 | Yes | Yes | BLE |  |  | 999999 | No |  |  | Existing Fathom 100YR |  |  | No |  |  | Yes | Aligns with RFPG Goals
587 | 041000015 | Panola County Drainage Master Plan | Perform H&H modeling to identify and define flood risk, develop conceptual alternatives to reduce flood risk, develop OPCC for conceptual alternatives, and rank projects. Conceptual alternatives should evaluate feasibility of nature based solutions. | 4 | Sabine | Panola | 12010002 | 1201000205,1201000210,1201000206,1201000208 | 120100020501,120100021004,120100021005,120100021006,120100020506,120100020502,120100020503,120100020601,120100020603,120100020604,120100020605,120100020606,120100020608,120100020801,120100020803,120100020901,120100020804,120100020802 | 04000056,04000090,04000091,04000092,04000061,04000057,04000058,04000062,04000064,04000065,04000066,04000067,04000069,04000076,04000078,04000081,04000079,04000077 | 04000012,04000013,04000014 | 817.6133 | Yes | No | No | No | No | 00000171 | 00000171 | Yes | Watershed Planning | 1700000 | Yes |  |  | 750 | 317 | 1416 | 680 | 1870 | 2 | 10 | 118.7803 | 10 | 24459.4258 | Yes | Yes | BLE |  |  | 999999 | No |  |  | Existing Fathom 100YR |  |  | No |  |  | Yes | Aligns with RFPG Goals
588 | 041000016 | Rains County Flood Hazard Mapping | Complete a detailed study within the county extent to delineate an updated flood hazard area, which can be used for regulatory purposes. | 4 | Sabine | Rains,Hunt | 12010001,12010003 | 1201000104,1201000105,1201000106,1201000301,1201000302 | 120100010406,120100010407,120100010601,120100010506,120100010507,120100010603,120100010505,120100010602,120100030101,120100030102,120100030103,120100030107,120100030104,120100030105,120100030106,120100030204 | 04000018,04000019,04000027,04000025,04000026,04000029,04000024,04000028,04000106,04000107,04000108,04000112,04000109,04000110,04000111,04000116 | 04000012,04000013,04000014 | 257.3097 | Yes | No | No | No | No | 04000176 | 04000176 | Yes | Watershed Planning | 2100000 | Yes |  |  | 277 | 211 | 166 | 258 | 352 | 0 | 4 | 35.1972 | 4 | 13841.5205 | Yes | Yes | BLE |  |  | 999999 | Yes |  |  | Existing Fathom 100YR |  |  | No |  |  | Yes | Aligns with RFPG Goals
589 | 041000017 | Rains County Drainage Master Plan | Perform H&H modeling to identify and define flood risk, develop conceptual alternatives to reduce flood risk, develop OPCC for conceptual alternatives, and rank projects. Conceptual alternatives should evaluate feasibility of nature based solutions. | 4 | Sabine | Rains,Hunt | 12010001,12010003 | 1201000104,1201000105,1201000106,1201000301,201000302 | 120100010406,120100010407,120100010601,120100010506,120100010507,120100010603,120100010505,120100010602,120100030101,120100030102,120100030103,120100030107,120100030104,120100030105,120100030106,120100030204 | 04000018,04000019,04000027,04000025,04000026,04000029,04000024,04000028,04000106,04000107,04000108,04000112,04000109,04000110,04000111,04000116 | 04000012,04000013,04000014 | 257.3097 | Yes | No | No | No | No | 04000176 | 04000176 | Yes | Watershed Planning | 600000 | Yes |  |  | 277 | 211 | 166 | 258 | 352 | 0 | 4 | 35.1972 | 4 | 13841.5205 | Yes | Yes | BLE |  |  | 999999 | Yes |  |  | Existing Fathom 100YR |  |  | No |  |  | Yes | Aligns with RFPG Goals
590 | 041000018 | Wood County Flood Hazard Mapping | Complete a detailed study within the county extent to delineate an updated flood hazard area, which can be used for regulatory purposes. | 4 | Sabine | Smith,Van Zandt,Rains,Wood | 12010001,12010002,12010003 | 1201000104,1201000106,1201000105,1201000301,1201000302 | 120100010406,120100010407,120100010601,120100010506,120100010507,120100010603,120100010505,120100010602,120100030101,120100030102,120100030103,120100030107,120100030104,120100030105,120100030106,120100030204 | 04000018,04000019,04000027,04000025,04000026,04000029,04000024,04000028,04000106,04000107,04000108,04000112,04000109,04000110,04000111,04000116 | 04000012,04000013,04000014 | 692.9807 | Yes | No | No | No | No | 00000177 | 00000177 | Yes | Watershed Planning | 3200000 | Yes |  |  | 1546 | 813 | 1773 | 1106 | 2449 | 7 | 1 | 105.1063 | 1 | 18534.2422 | Yes | Yes | BLE |  |  | 999999 | Yes |  |  | Existing Fathom 100YR |  |  | No |  |  | Yes | Aligns with RFPG Goals
591 | 041000020 | Vidor Drainage Master Plan | Perform study of existing culverts and drainage capabilities in town. Identify upgrades to drainage infrastructure capacity where needed. | 4 | Sabine | Orange | 12010005 | 1201000510 | 120100051004,120100051003 | 04000194,04000193 | 04000012,04000013,04000014 | 12.0719 | Yes | No | No | No | No | 00002542 | 00002542 | Yes | Watershed Planning | 1200000 | Yes |  |  | 1154 | 1031 | 1291 | 2001 | 2657 | 0 | 0 | 25.6712 | 0 | 58.0844 | Yes | Yes | BLE |  |  | 999999 | Yes |  |  | Existing Quilt NFHL EffectiveDetailed 100yr |  |  | Yes |  |  | Yes | Aligns with RFPG Goals
592 | 041000021 | City of Fate Drainage Master Plan | Perform study of existing culverts and drainage capabilities in town. Identify upgrades to drainage infrastructure capacity where needed. | 4 | Sabine | Rockwall,Collin,Hunt | 12010001 | 1201000103 | 120100010301 | 04000010 | 04000012,04000013,04000014 | 11.9799 | Yes | No | No | No | No | 00002648 | 00002648 | No | Watershed Planning | 450000 | Yes |  |  | 21 | 21 | 32 | 128 | 128 | 0 | 1 | 3.0208 | 1 | 164.1637 | Yes | Yes | BLE |  |  | 999999 | Yes |  |  | Existing Fathom 500YR |  |  | No |  |  | Yes | Aligns with RFPG Goals
593 | 041000022 | Nevada Drainage Master Plan | Perform study of existing culverts and drainage capabilities in town. Identify upgrades to drainage infrastructure capacity where needed. | 4 | Sabine | Rockwall,Collin,Hunt | 12010001 | 1201000103 | 120100010301 | 04000010 | 04000012,04000013,04000014 | 2.3912 | Yes | No | No | No | No | 00002657 | 00002657 | No | Watershed Planning | 100000 | Yes |  |  | 1 | 1 | 1 | 3 | 3 | 0 | 0 | 0 | 0 | 11.4373 | Yes | Yes | BLE |  |  | 999999 | Yes |  |  | Existing Quilt NFHL EffectiveDetailed 100yr |  |  | Yes |  |  | Yes | Aligns with RFPG Goals
594 | 041000023 | City of Newton Drainage Master Plan | Perform H&H modeling to identify and define flood risk, develop conceptual alternatives to reduce flood risk, develop OPCC for conceptual alternatives, and rank projects. Conceptual alternatives should evaluate feasibility of nature based solutions. | 4 | Sabine | Newton | 12010005 | 1201000511,1201000510 | 120100051005,120100051004,120100051100,120100051003 | 04000195,04000194,04000196,04000193 | 04000012,04000013,04000014 | 5.432 | Yes | No | No | No | No | 04002710 | 04002710 | No | Watershed Planning | 100000 | Yes |  |  | 96 | 48 | 164 | 136 | 181 | 17 | 2 | 2.6785 | 2 | 33.132 | Yes | Yes | BLE |  |  | 999999 | Yes |  |  | Existing Quilt NFHL EffectiveDetailed 100yr |  |  | Yes |  |  | Yes | Aligns with RFPG Goals
595 | 041000024 | Newton Drainage Master Plan | Perform study of existing culverts and drainage capabilities in town. Identify upgrades to drainage infrastructure capacity where needed. | 4 | Sabine | Newton | 12010005 | 1201000511,1201000510 | 120100051005,120100051004,120100051100,120100051003 | 04000195,04000194,04000196,04000193 | 04000012,04000013,04000014 | 5.432 | Yes | No | No | No | No | 04002710 | 04002710 | No | Watershed Planning | 400000 | Yes |  |  | 96 | 48 | 164 | 136 | 181 | 17 | 2 | 2.6785 | 2 | 33.132 | Yes | Yes | BLE |  |  | 999999 | Yes |  |  | Existing Fathom 100YR |  |  | No |  |  | Yes | Aligns with RFPG Goals
596 | 041000025 | Longview Drainage Master Plan | Perform study of existing culverts and drainage capabilities in town. Identify upgrades to drainage infrastructure capacity where needed. | 4 | Sabine | Rusk,Gregg | 12010002 | 1201000205,1201000206 | 120100020506,120100020601,120100020504,120100020505,120100020602 | 04000061,04000062,04000059,04000060,04000063 | 04000012,04000013,04000014 | 55.7143 | Yes | No | No | No | No | 00003055 | 00003055 | Yes | Watershed Planning | 1100000 | Yes |  |  | 1379 | 1024 | 10126 | 3757 | 12707 | 9 | 0 | 41.052 | 0 | 294.6653 | Yes | Yes | BLE |  |  | 999999 | Yes |  |  | Existing Fathom 100YR |  |  | No |  |  | Yes | Aligns with RFPG Goals
597 | 041000026 | Josephine Drainage Master Plan | Perform study of existing culverts and drainage capabilities in town. Identify upgrades to drainage infrastructure capacity where needed. | 4 | Sabine | Collin,Hunt | 12010001 | 1201000102,1201000103 | 120100010202,120100010301 | 04000007,04000010 | 04000012,04000013,04000014 | 1.8711 | Yes | No | No | No | No | 04003138 | 04003138 | No | Watershed Planning | 100000 | Yes |  |  | 94 | 79 | 50 | 126 | 147 | 0 | 1 | 1.4097 | 1 | 110.027 | Yes | Yes | BLE |  |  | 999999 | Yes |  |  | Existing Quilt NFHL EffectiveDetailed 500yr |  |  | Yes |  |  | Yes | Aligns with RFPG Goals
598 | 041000027 | Kirbyville Drainage Master Plan | Perform study of existing culverts and drainage capabilities in town. Identify upgrades to drainage infrastructure capacity where needed. | 4 | Sabine | Jasper,Newton | 12010005 | 1201000509,1201000506 | 120100050901,120100050607,120100050608 | 04000188,04000177,04000178 | 04000012,04000013,04000014 | 2.4155 | Yes | No | No | No | No | 04003337 | 04003337 | Yes | Watershed Planning | 600000 | Yes |  |  | 135 | 44 | 407 | 436 | 517 | 3 | 3 | 2.8959 | 3 | 12.3719 | Yes | Yes | BLE |  |  | 999999 | Yes |  |  | Existing Fathom 500YR |  |  | No |  |  | Yes | Aligns with RFPG Goals
599 | 041000028 | Marshall Drainage Master Plan | Perform study of existing culverts and drainage capabilities in town. Identify upgrades to drainage infrastructure capacity where needed. | 4 | Sabine | Harrison | 12010002 | 1201000207 | 120100020703,120100020701,120100020702,120100020704 | 04000072,04000070,04000071,04000073 | 04000012,04000013,04000014 | 29.5464 | Yes | No | No | No | No | 00003554 | 00003554 | No | Watershed Planning | 500000 | Yes |  |  | 561 | 374 | 4312 | 1078 | 4969 | 0 | 0 | 17.8094 | 0 | 221.512 | Yes | Yes | BLE |  |  | 999999 | Yes |  |  | Existing Fathom 100YR |  |  | No |  |  | Yes | Aligns with RFPG Goals
600 | 041000029 | Scottsville Drainage Master Plan | Perform study of existing culverts and drainage capabilities in town. Identify upgrades to drainage infrastructure capacity where needed. | 4 | Sabine | Harrison | 12010002 | 1201000207 | 120100020703 | 04000072 | 04000012,04000013,04000014 | 1.3121 | Yes | No | No | No | No | 00003555 | 00003555 | No | Watershed Planning | 300000 | Yes |  |  | 22 | 20 | 16 | 48 | 48 | 0 | 0 | 0.030067 | 0 | 72.1367 | Yes | Yes | BLE |  |  | 999999 | Yes |  |  | Existing Fathom 100YR |  |  | No |  |  | Yes | Aligns with RFPG Goals
601 | 041000030 | City of Edgewood Stormwater Drain and Culvert Improvement Study | Feasibility study to install and upgrade undersized stormwater drains and culverts | 4 | Sabine | Van Zandt | 12010001 | 1201000105 | 120100010502,120100010504 | 04000021,04000023 | 04000007 | 1.4052 | Yes | No | No | No | No | 04002462 | 04002462 | No | Project Planning | 100000 | Yes |  |  | 27 | 11 | 17 | 22 | 32 | 0 | 0 | 0.89066 | 0 | 28.8972 | No | Yes | BLE |  |  | 999999 | Yes |  |  | Existing Fathom 100YR |  |  | No |  |  | Yes | Aligns with RFPG Goals
602 | 041000031 | City of Edgewood Stormwater Detention Study | Feasibility study to increase drainage capacity; add stormwater detention and / or retention basins as deemed necessary to reduce flood risk upstream of Edgewood City Dami | 4 | Sabine | Van Zandt | 12010001 | 1201000105 | 120100010502,120100010504 | 04000021,04000023 | 04000007 | 1.4052 | Yes | No | No | No | No | 04002462 | 04002462 | No | Project Planning | 100000 | Yes |  |  | 27 | 11 | 17 | 22 | 32 | 0 | 0 | 0.89066 | 0 | 28.8972 | No | Yes | BLE |  |  | 999999 | Yes |  |  | Existing Fathom 100YR |  |  | No |  |  | Yes | Aligns with RFPG Goals
603 | 041000032 | City of Greenville Critical Facilities Flood Protection Study | Feasibility study to elevated or flood proofing of critical structures and/or the construction of barriers around critical structures | 4 | Sabine | Hunt | 12010001 | 1201000101,1201000102,1201000104 | 120100010103,120100010102,120100010204,120100010401 | 04000004,04000003,04000009,04000013 | 04000004,04000005 | 33 | Yes | No | No | No | No | 04002514 | 04002514 | No | Project Planning | 300000 | Yes |  |  | 429 | 254 | 5509 | 1102 | 6227 | 28 | 0 | 26.4218 | 0 | 1338.8505 | No | Yes | BLE |  |  | 999999 | Yes |  |  | Existing Fathom 100YR |  |  | No |  |  | Yes | Aligns with RFPG Goals
604 | 041000033 | City of Fruitvale Drainage Infrastructure Improvement Study | Feasibility study to evaluate access and road conditions for response vehicles. Develop and implement options to improve access and/or add redundant access routes in high risk areas. | 4 | Sabine | Van Zandt | 12010001 | 1201000105,1201000106 | 120100010504,120100010601 | 04000023,04000027 | 04000001,04000014 | 1.9001 | Yes | No | No | No | No | 04002537 | 04002537 | No | Project Planning | 200000 | Yes |  |  | 4 | 1 | 4 | 12 | 12 | 0 | 0 | 1.7285 | 0 | 126.893 | No | Yes | BLE |  |  | 999999 | Yes |  |  | Existing Fathom 100YR |  |  | No |  |  | Yes | Aligns with RFPG Goals
605 | 041000034 | City of Canton Drainage Infrastructure Improvements Study | Feasibility study to increase drainage capacity; install french drains or elevate building and upgrade undersized pipe under state Hwy | 4 | Sabine | Van Zandt | 12010001 | 1201000105,1201000106 | 120100010503,120100010604 | 04000022,04000030 | 04000012 | 6.4878 | Yes | No | No | No | No | 00002590 | 00002590 | No | Project Planning | 300000 | Yes |  |  | 231 | 45 | 1002 | 69 | 1054 | 12 | 2 | 4.0425 | 2 | 146.5903 | No | Yes | BLE |  |  | 999999 | Yes |  |  | Existing Fathom 100YR |  |  | No |  |  | Yes | Aligns with RFPG Goals
606 | 041000035 | City of Kilgore Drainage Infrastructure Improvements Study | Study improvements to drainage infrastructure in the downtown area by installing new inlets and storm drains | 4 | Sabine | Rusk | 12010002 | 1201000205,1201000204 | 120100020506,120100020405,120100020502,120100020503 | 04000061,04000055,04000057,04000058 | 04000014 | 18.5761 | Yes | No | No | No | No | 04002775 | 04002775 | No | Project Planning | 300000 | Yes |  |  | 296 | 224 | 870 | 599 | 1284 | 3 | 3 | 15.244 | 3 | 95.7779 | No | Yes | BLE |  |  | 999999 | Yes |  |  | Existing Fathom 100YR |  |  | No |  |  | Yes | Aligns with RFPG Goals
607 | 041000036 | City of Kilgore Library Drainage Improvement Study | Feasibility study of underground drainage structures to capture and direct subsurface water away from the library structure | 4 | Sabine | Rusk | 12010002 | 1201000205,1201000204 | 120100020506,120100020405,120100020502,120100020503 | 04000061,04000055,04000057,04000058 | 04000014 | 18.5761 | Yes | No | No | No | No | 04002775 | 04002775 | Yes | Project Planning | 400000 | Yes |  |  | 296 | 224 | 870 | 599 | 1284 | 3 | 3 | 15.244 | 3 | 95.7779 | No | Yes | BLE |  |  | 999999 | Yes |  |  | Existing Fathom 100YR |  |  | No |  |  | Yes | Aligns with RFPG Goals
608 | 041000037 | City of Henderson Flood Instructure Improvements Study | Feasibility study to replace riprap lining with a concrete lining to increase maintenance efficiency and flood protection. | 4 | Sabine | Rusk | 12010002 | 1201000206,1201000208 | 120100020605,120100020801 | 04000066,04000076 | 04000007 | 11.9923 | Yes | No | No | No | No | 00002895 | 00002895 | Yes | Project Planning | 200000 | Yes |  |  | 27 | 24 | 422 | 304 | 629 | 0 | 0 | 0.30946 | 0 | 15.0234 | No | Yes | BLE |  |  | 999999 | Yes |  |  | Existing Fathom 100YR |  |  | No |  |  | Yes | Aligns with RFPG Goals
609 | 041000038 | City of Henderson Storm Drain Improvement Study | Feasibility study to install new storm drain system to address localized neighborhood drainage issues | 4 | Sabine | Rusk | 12010002 | 1201000206,1201000208 | 120100020605,120100020801 | 04000066,04000076 | 04000007 | 11.9923 | Yes | No | No | No | No | 00002895 | 00002895 | Yes | Project Planning | 100000 | Yes |  |  | 27 | 24 | 422 | 304 | 629 | 0 | 0 | 0.30946 | 0 | 15.0234 | No | Yes | BLE |  |  | 999999 | Yes |  |  | Existing Fathom 100YR |  |  | No |  |  | Yes | Aligns with RFPG Goals
610 | 041000039 | City of Longview Critical Facilities Flood Protection Study | Ensure that critical facilities owned by the jurisdiction are protected from flood. | 4 | Sabine | Gregg | 12010002 | 1201000205,1201000206 | 120100020506,120100020601,120100020504,120100020505,120100020602 | 04000061,04000062,04000059,04000060,04000063 | 04000003 | 55.7143 | Yes | No | No | No | No | 00003055 | 00003055 | Yes | Project Planning | 85000 | Yes |  |  | 1379 | 1024 | 10126 | 3757 | 12707 | 9 | 0 | 41.052 | 0 | 294.6653 | No | Yes | BLE |  |  | 999999 | Yes |  |  | Existing Fathom 100YR |  |  | No |  |  | Yes | Aligns with RFPG Goals
611 | 041000040 | Lone Oak - Dam Inundation Study | Dam inundation study, safety study, and inventory of mitigation activities to implement for the county dams. | 4 | Sabine | Hunt | 12010001,12010003 | 1201000104,1201000301 | 120100010406,120100010401,120100030102 | 04000018,04000013,04000107 | 04000014 | 1.1069 | Yes | No | No | No | No | 04003072 | 04003072 | Yes | Other | 500000 | Yes |  |  | 3 | 2 | 1 | 2 | 2 | 0 | 0 | 0.00018961 | 0 | 30.4634 | No | Yes | BLE |  |  | 999999 | Yes |  |  | Existing Fathom 100YR |  |  | No |  |  | Yes | Aligns with RFPG Goals
612 | 041000041 | Kirbyville Drainage Improvement Study | Study to coordinate and improve storm water drainage throughout the county; encourage new development to balance impervious surfaces with adjacent green space | 4 | Sabine | Jasper | 12010005 | 1201000509,1201000506 | 120100050901,120100050607,120100050608 | 04000188,04000177,04000178 | 04000007,04000014 | 2.4155 | Yes | No | No | No | No | 04003337 | 04003337 | Yes | Project Planning | 100000 | Yes |  |  | 135 | 44 | 407 | 436 | 517 | 3 | 3 | 2.8959 | 3 | 12.3719 | No | Yes | BLE |  |  | 999999 | Yes |  |  | Existing Fathom 500YR |  |  | No |  |  | Yes | Aligns with RFPG Goals
613 | 041000042 | Feasibility Assessment and Conceptual Design of Dredging of Segments of Adams Bayou | H&H Study and Modeling for Feasibility Assessment of Dredging of Segments of Adams Bayou | 4 | Sabine | Orange | 12010005 | 1201000510 | 120100051100 | 04000195 | 04000007,04000012,04000013,04000014 | 146.2092 | Yes | Yes | No | No | No | 00000512 | 00000512 | Yes | Project Planning | 2000000 | Yes |  |  | 10571 | 8463 | 18428 | 17186 | 29689 | 306 | 15 | 239.6928 | 15 | 9260.3799 | Yes | Yes | BLE |  |  | 999999 | Yes |  |  | Existing Quilt NFHL EffectiveDetailed 500yr |  |  | Yes |  |  | Yes | Aligns with RFPG Goals
614 | 041000044 | Feasibility Assessment and Conceptual Design of Dredging of Segments of Little Cypress Bayou | H&H Study and Modeling for Feasibility Assessment of Dredging of Segments of LIttle Cypress Bayou | 4 | Sabine | Orange | 12010005 | 1201000510 | 120100051100 | 04000195 | 04000007,04000012,04000013,04000014 | 146.2092 | Yes | Yes | No | No | No | 00000512 | 00000512 | Yes | Project Planning | 1000000 | Yes |  |  | 10571 | 8463 | 18428 | 17186 | 29689 | 306 | 15 | 239.6928 | 15 | 9260.3799 | Yes | Yes | BLE |  |  | 999999 | Yes |  |  | Existing Quilt NFHL EffectiveDetailed 500yr |  |  | Yes |  |  | Yes | Aligns with RFPG Goals
615 | 041000046 | Feasibility Assessment and Conceptual Design of Increasing the Size of Culverts and Railroad Trestles on Major Drainage Structures | H&H Study and Modeling for Determination of Need and Feasibility Assessment for Increase in Size of Culverts and Railroad Trestles on Major Drainage Structures Throughout Orange County | 4 | Sabine | Orange | 12010005 | 1201000511,1201000510 | 120100051005,120100051004,120100051100,120100051003 | 04000195,04000194,04000196,04000193 | 04000007,04000012,04000013,04000014 | 371.0352 | Yes | Yes | No | No | No | 00000512 | 00000512 | Yes | Project Planning | 500000 | Yes |  |  | 16974 | 14040 | 26400 | 26881 | 44427 | 276 | 22 | 364.4988 | 22 | 17171.2031 | Yes | Yes | BLE |  |  | 999999 | Yes |  |  | Existing Quilt NFHL EffectiveDetailed 500yr |  |  | Yes |  |  | Yes | Aligns with RFPG Goals
616 | 041000047 | Feasibility Assessment and Conceptual Design of Increasing Capacity of Drainage Ditches and Channels that Convey Stormwater from Neighborhoods | H&H Study and Modeling for Determination of Need and Feasibility Assessment of the Capacity of Drainage Ditches and Channels that Convey Stormwater from Neighborhoods Located Within Orange County | 4 | Sabine | Orange | 12010005 | 1201000511,1201000510 | 120100051005,120100051004,120100051100,120100051003 | 04000195,04000194,04000196,04000193 | 04000007,04000012,04000013,04000014 | 371.0352 | Yes | Yes | No | No | No | 00000512 | 00000512 | Yes | Project Planning | 1000000 | Yes |  |  | 16974 | 14040 | 26400 | 26881 | 44427 | 276 | 22 | 364.4988 | 22 | 17171.2031 | Yes | Yes | BLE |  |  | 999999 | Yes |  |  | Existing Quilt NFHL EffectiveDetailed 500yr |  |  | Yes |  |  | Yes | Aligns with RFPG Goals
617 | 041000048 | City of Fate Culvert Improvement Study | Culverts improvements to meet 100-YR fully developed conditions | 4 | Sabine | Rockwall,Collin,Hunt | 12010001 | 1201000103 | 120100010301 | 04000010 | 04000007,04000012,04000013,04000014 | 55.938 | Yes | No | No | No | No | 00002648 | 00002648 | No | Project Planning | 100000 | Yes |  |  | 295 | 220 | 303 | 694 | 828 | 0 | 12 | 18.4673 | 12 | 4103.8574 | Yes | Yes | BLE |  |  | 999999 | Yes |  |  | Existing Quilt NFHL EffectiveDetailed 500yr |  |  | Yes |  |  | Yes | Aligns with RFPG Goals
618 | 041000049 | Newton County Flood and Drainage Study | Feasibility study to reconstruct bridges and culverts in a major drainage basin flowing into the Sabine River in Newton County. | 4 | Sabine | Newton, Jasper | 12010005 | 1201000506,1201000505 | 120100050504,120100050601,120100050602, 120100050603,120100050605,120100050606 | 04000169,04000171,04000172,04000173,04000175,04000176 | 04000007,04000012,04000013,04000014 | 159.1189 | Yes | No | No | No | No | 00000061 | 00000061 | Yes | Project Planning | 600000 | Yes |  |  | 260 | 132 | 207 | 249 | 294 | 17 | 5 | 18.7321 | 5 | 891.6334 | No | Yes | BLE |  |  | 999999 | Yes |  |  | Existing Quilt NFHL EffectiveDetailed 100yr |  |  | Yes |  |  | Yes | Aligns with RFPG Goals
619 | 041000050 | Orange County Drainage Improvements at Kinard Estates Study | First-time sewer service, detention pond, and other drainage improvements to reduce flooding and environmental impacts. | 4 | Sabine | Orange | 12010005 | 1201000510 | 120100051005,120100051004,120100051100,120100051003 | 04000195,04000194,04000196,04000193 | 04000007,04000012,04000013,04000014 | 371.0352 | Yes | Yes | No | No | No | 00000027 | 00000027 | Yes | Project Planning | 250000 | Yes |  |  | 16974 | 14040 | 26400 | 26881 | 44427 | 276 | 22 | 364 | 22 | 17171.2031 | No | Yes | BLE |  |  | 999999 | Yes |  |  | Existing Quilt NFHL EffectiveDetailed 500yr |  |  | Yes |  |  | Yes | Aligns with RFPG Goals
620 | 041000051 | West Orange Drainage Improvements Study | West Orange Drainage Improvements Study to quantify benefits, evaluate impacts, and begin design. | 4 | Sabine | Orange | 12010005 | 1201000510 | 120100051100 | 04000196 | 04000012,04000013,04000014 | 2.5866 | Yes | Yes | No | No | No | 04002920 | 04002920 | Yes | Project Planning | 350000 | Yes |  |  | 1143 | 1007 | 1612 | 2020 | 2990 | 0 | 0 | 20.2293 | 0 | 30.4639 | Yes | Yes | BLE |  |  | 999999 | Yes |  |  | Existing Fathom 500YR |  |  | No |  |  | Yes | Aligns with RFPG Goals
621 | 041000052 | Adams Bayou Detention Ponds Study | Flood Protection Planning Study Cow Bayou & Adams Bayou Alternative | 4 | Sabine | Orange | 12010005 | 1201000510 | 120100051100 | 04000195 | 04000007,04000012,04000013,04000014 | 146.2092 | Yes | Yes | No | No | No | 00000512 | 00000512 | Yes | Project Planning | 600000 | Yes |  |  | 10571 | 8463 | 18428 | 17186 | 29689 | 306 | 15 | 239.6928 | 15 | 9260.3799 | Yes | Yes | BLE |  |  | 999999 | Yes |  |  | Existing Quilt NFHL EffectiveDetailed 500yr |  |  | Yes |  |  | Yes | Aligns with RFPG Goals
622 | 041000053 | Cole Creek Detention Ponds Study | Flood Protection Planning Study Cow Bayou & Adams Bayou Alternative | 4 | Sabine | Orange | 12010005 | 1201000510 | 120100051003,120100051004,120100051005 | 04000195 | 04000007,04000012,04000013,04000014 | 118.9425 | Yes | Yes | No | No | No | 00000512 | 00000512 | Yes | Project Planning | 600000 | Yes |  |  | 7655 | 6390 | 8775 | 10805 | 16257 | 7 | 7 | 155.5143 | 7 | 9437.3008 | Yes | Yes | BLE |  |  | 999999 | Yes |  |  | Existing Fathom 100YR |  |  | No |  |  | Yes | Aligns with RFPG Goals
623 | 041000054 | Cow Bayou Detention Ponds Study | Flood Protection Planning Study Cow Bayou & Adams Bayou Alternative | 4 | Sabine | Orange | 12010005 | 1201000510 | 120100051003, 120100051004, 120100051005 | 04000195 | 04000007,04000012,04000013,04000014 | 118.9425 | Yes | Yes | No | No | No | 00000512 | 00000512 | Yes | Project Planning | 600000 | Yes |  |  | 7655 | 6390 | 8775 | 10805 | 16257 | 7 | 7 | 155.5143 | 7 | 9437.3008 | Yes | Yes | BLE |  |  | 999999 | Yes |  |  | Existing Fathom 100YR |  |  | No |  |  | Yes | Aligns with RFPG Goals
624 | 041000055 | North Airport Retention Pond | Feasibility Study of North Airport Retention Pond | 4 | Sabine | Greenville | 12010001 | 1201000101 | 120100010102, 120100010103 | 04000004 | 04000007 | 79.8061 | Yes | No | No | No | No | 04002514 | 04002514 | Yes | Project Planning | 640000 | Yes |  |  | 489 | 310 | 1702 | 1168 | 2472 | 3 | 0 | 28.9469 | 0 | 5956.8193 | Yes | Yes | BLE |  |  | 999999 | Yes |  |  | Existing Fathom 100YR |  |  | No |  |  | Yes | Aligns with RFPG Goals
625 | 041000056 | Parker Creek Detention Pond | Feasibility Study of Parker Creek Detention Pond | 4 | Sabine | Harrison | 12010002 | 1201000207 | 120100020703 | 04000072 | 04000007 | 46.9461 | Yes | No | No | No | No | 00003554 | 00003554 | Yes | Project Planning | 380000 | Yes |  |  | 598 | 397 | 4563 | 1123 | 5258 | 1 | 0 | 23.0222 | 0 | 897.063 | Yes | Yes | BLE |  |  | 999999 | Yes |  |  | Existing Fathom 100YR |  |  | No |  |  | Yes | Aligns with RFPG Goals
626 | 041000057 | Terry Bayou Detention Ponds Study | Flood Protection Planning Study Cow Bayou & Adams Bayou Alternative | 4 | Sabine | Orange | 12010005 | 1201000510 | 120100051004 | 04000195 | 04000007,04000012,04000013,04000014 | 39.8022 | Yes | No | No | No | No | 00000512 | 00000512 | Yes | Project Planning | 600000 | Yes |  |  | 2444 | 2143 | 2736 | 3541 | 5198 | 0 | 1 | 55.2852 | 1 | 3308.2795 | Yes | Yes | BLE |  |  | 999999 | Yes |  |  | Existing Fathom 500YR |  |  | No |  |  | Yes | Aligns with RFPG Goals
627 | 041000058 | Gregg County Flood Hazard Mapping | Complete a detailed study within the county extent to delineate an updated flood hazard area, which can be used for regulatory purposes. | 4 | Sabine | Gregg | 12010002 | 1201000205,1201000205,1201000206 | 120100020402,120100020403,120100020404,120100020405,120100020501,120100020502,120100020503,120100020504,120100020505,120100020506,120100020601,120100020602,120100020603,120100020606,120100020608 | 04000052,04000053,04000054,04000055,04000056,04000057,04000058,04000059,04000060,04000061,04000062,04000063,04000064,04000067,04000069 | 04000012,04000013,04000014 | 273.6839 | Yes | No | No | No | No | 00000107 | 00000107 | No | Watershed Planning | 2200000 | Yes |  |  | 2182 | 1544 | 11464 | 4605 | 11464 | 26 | 1 | 85.94 | 1 | 0.75 | Yes | Yes | BLE |  |  | 999999 | Yes |  |  | Existing Fathom 100YR |  |  | No |  |  | Yes | Aligns with RFPG Goals
628 | 041000043 | Feasibility Assessment and Conceptual Design of Dredging of Segments of Cow Bayou | H&H Study and Modeling for Feasibility Assessment of Dredging of Segments of Cow Bayou | 4 | Sabine | Orange | 12010005 | 1201000510 | 120100051003, 120100051004, 120100051005 | 04000195 | 04000007,04000012,04000013,04000014 | 118.9425 | Yes | Yes | No | No | No | 00000512 | 00000512 | Yes | Project Planning | 600000 | Yes |  |  | 7655 | 6390 | 8775 | 10805 | 16257 | 7 | 7 | 155.5143 | 7 | 9437.3008 | Yes | Yes | BLE |  |  | 999999 | Yes |  |  | Existing Fathom 100YR |  |  | No |  |  | Yes | Aligns with RFPG Goals
629 | 041000045 | Feasibility Assessment and Conceptual Design of Constructing a Stormwater Detention Pond Adjacent to Cow Bayou near Claiborne Park | H&H Study and Modeling for Feasibility Assessment of Construction of a Stormwater Detention Pond Adjacent to Cow Bayou near Claiborne Park | 4 | Sabine | Orange | 12010005 | 1201000510 | 120100051003, 120100051004, 120100051005 | 04000195 | 04000007,04000012,04000013,04000014 | 118.9425 | Yes | Yes | No | No | No | 00000512 | 00000512 | Yes | Project Planning | 600000 | Yes |  |  | 7655 | 6390 | 8775 | 10805 | 16257 | 7 | 7 | 155.5143 | 7 | 9437.3008 | Yes | Yes | BLE |  |  | 999999 | Yes |  |  | Existing Fathom 100YR |  |  | No |  |  | Yes | Aligns with RFPG Goals
630 | 041000005 | Harrison County Flood Hazard Mapping | Complete a detailed study within the county extent to delineate an updated flood hazard area, which can be used for regulatory purposes. | 4 | Sabine | Panola,Harrison | 12010002 | 1201000209,1201000211,1201000207,1201000206 | 120100020906,120100020904,120100021102,120100020703,120100020601,120100020602,120100020603,120100020607,120100020608,120100020701,120100020702,120100020704,120100020706,120100020903,120100020705,120100021101 | 04000086,04000084,04000098,04000072,04000062,04000063,04000064,04000068,04000069,04000070,04000071,04000073,04000075,04000083,04000074,04000097 | 04000012,04000013,04000014 | 912.3978 | Yes | No | No | No | No | 00000109 | 00000109 | Yes | Watershed Planning | 1850000 | Yes |  |  | 1086 | 782 | 5221 | 1950 | 6481 | 3 | 2 | 81.9274 | 2 | 9144.0117 | Yes | Yes | BLE |  |  | 999999 | No |  |  | Existing Fathom 100YR |  |  | No |  |  | Yes | Aligns with RFPG Goals
631 | 041000006 | Van Zandt County Flood Hazard Mapping | Complete a detailed study within the county extent to delineate an updated flood hazard area, which can be used for regulatory purposes. | 4 | Sabine | Van Zandt,Rains,Hunt | 12010001 | 1201000104,1201000105,1201000106 | 120100010407,120100010503,120100010501,120100010502,120100010504,120100010601,120100010507,120100010603,120100010608,120100010605,120100010607,120100010505,120100010405,120100010604 | 04000019,04000022,04000020,04000021,04000023,04000027,04000026,04000029,04000034,04000031,04000033,04000024,04000017,04000030 | 04000012,04000013,04000014 | 856.3718 | Yes | No | No | No | No | 00000110 | 00000110 | Yes | Watershed Planning | 2230000 | Yes |  |  | 1080 | 452 | 1471 | 713 | 1954 | 13 | 9 | 78.9742 | 9 | 26372.4473 | Yes | Yes | BLE |  |  | 999999 | Yes |  |  | Existing Fathom 100YR |  |  | No |  |  | Yes | Aligns with RFPG Goals
632 | 041000007 | Upshur County Drainage Master Plan | Perform H&H modeling to identify and define flood risk, develop conceptual alternatives to reduce flood risk, develop OPCC for conceptual alternatives, and rank projects. Conceptual alternatives should evaluate feasibility of nature based solutions. | 4 | Sabine | Smith,Wood,Upshur | 12010002 | 1201000201,1201000202,1201000204,1201000205 | 120100020107,120100020205,120100020206,120100020402,120100020401,120100020403,120100020405,120100020504,120100020505 | 04000041,04000046,04000047,04000052,04000051,04000053,04000055,04000059,04000060 | 04000012,04000013,04000014 | 590.4624 | Yes | No | No | No | No | 00000119 | 00000119 | Yes | Watershed Planning | 200000 | Yes |  |  | 328 | 222 | 108 | 281 | 299 | 0 | 4 | 28.284 | 4 | 4148.1704 | Yes | Yes | BLE |  |  | 999999 | Yes |  |  | Existing Fathom 100YR |  |  | No |  |  | Yes | Aligns with RFPG Goals
633 | 041000019 | Hopkins County Flood Hazard Mapping | Complete a detailed study within the county extent to delineate an updated flood hazard area, which can be used for regulatory purposes. | 4 | Sabine | Wood,Hopkins,Franklin | 12010002,12010003 | 1201000202,1201000301,1201000302 | 120100020201,120100030101,120100030102,120100030103,120100030107,120100030104,120100030105,120100030106,120100030205,120100030201,120100030202,120100030203 | 04000042,04000106,04000107,04000108,04000112,04000109,04000110,04000111,04000117,04000113,04000114,04000115 | 04000012,04000013,04000014 | 790.8293 | Yes | No | No | No | No | 00000210 | 00000210 | Yes | Watershed Planning | 1550000 | Yes |  |  | 156 | 87 | 35 | 92 | 104 | 0 | 5 | 48.4364 | 5 | 13195.1875 | Yes | Yes | BLE |  |  | 999999 | Yes |  |  | Existing Fathom 100YR |  |  | No |  |  | Yes | Aligns with RFPG Goals
634 | 041000063 | Diversion Channel Cow Bayou Feasibility Study | Diversion Channel Cow Bayou Feasibility Study | 4 | Sabine | Orange | 12010005 | 1201000510 | 120100051003, 120100051004, 120100051005 | 04000195 | 04000007,04000012,04000013,04000014 | 118.9425 | Yes | Yes | No | No | No | 00000512 | 00000512 | Yes | Project Planning | 5209500 | Yes |  |  | 7655 | 6390 | 8775 | 10805 | 16257 | 7 | 7 | 155.5143 | 7 | 9437.3008 | Yes | Yes | BLE |  |  | 999999 | Yes |  |  | Existing Fathom 100YR |  |  | No |  |  | Yes | Aligns with RFPG Goals
635 | 041000062 | Lawrence Road Detention Pond Feasibility Study | Lawrence Road Detention Pond Feasibility Study | 4 | Sabine | Orange | 12010005 | 1201000510 | 120100051003, 120100051004, 120100051005 | 04000195 | 04000007,04000012,04000013,04000014 | 118.9425 | Yes | Yes | No | No | No | 00000512 | 00000512 | Yes | Project Planning | 400000 | Yes |  |  | 7655 | 6390 | 8775 | 10805 | 16257 | 7 | 7 | 155.5143 | 7 | 9437.3008 | Yes | Yes | BLE |  |  | 999999 | Yes |  |  | Existing Fathom 100YR |  |  | No |  |  | Yes | Aligns with RFPG Goals
636 | 041000061 | Elevation of Feeder Road Bridge Along IH-10 at Cole Creek Feasibility Study | Elevation of Feeder Road Bridge Along IH-10 at Cole Creek Feasibility Study | 4 | Sabine | Orange | 12010005 | 1201000510 | 120100051003,120100051004,120100051005 | 04000195 | 04000007,04000012,04000013,04000014 | 118.9425 | Yes | Yes | No | No | No | 00000512 | 00000512 | Yes | Project Planning | 500000 | Yes |  |  | 7655 | 6390 | 8775 | 10805 | 16257 | 7 | 7 | 155.5143 | 7 | 9437.3008 | Yes | Yes | BLE |  |  | 999999 | Yes |  |  | Existing Fathom 100YR |  |  | No |  |  | Yes | Aligns with RFPG Goals
637 | 041000001 | Parker Creek Corridor Study | Study of Parker Creek Corridor | 4 | Sabine | Harrison | 12010002 | 1201000207 | 120100020703 | 04000072 | 04000007 | 46.9461 | Yes | No | No | No | No | 00003554 | 00003554 | Yes | Project Planning | 380000 | Yes |  |  | 598 | 397 | 4563 | 1123 | 5258 | 1 | 0 | 23.0222 | 0 | 897.063 | Yes | Yes | BLE |  |  | 999999 | Yes |  |  | Existing Fathom 100YR |  |  | No |  |  | Yes | Aligns with RFPG Goals
638 | 051000001 | Anderson County Update Flood Hazard Mapping | Complete a detailed study within the county extent to delineate an updated flood hazard area, which can be used for regulatory purposes. | 5 | Neches | Anderson | 12020001 | 1202000105,1202000107,1202000103,1202000104, |  | 05000027,05000028,05000029,05000030,05000033,05000034,05000035,05000036,05000037,05000053,05000055,05000056,05000057,05000058,05000059,05000060,05000061,05000064,05000065,05000069,05000070 | 05000015,05000016 | 495.3506 | Yes | No | Yes | No | No | 00000156 | 00000156 | Yes | Watershed Planning | 2236919 | Yes |  |  | 69 | 28 | 22 | 61 | 73 | 0 | 2 | 22.2001 | 2 | 348.3127 | Yes | Yes | BLE |  |  |  | Yes | FIS, BLE |  | Neches RFPG |  |  | No | BLE |  | Yes | Complies with RFPG Goals
639 | 051000002 | Angelina County Update Flood Hazard Mapping | Complete a detailed study within the county extent to delineate an updated flood hazard area, which can be used for regulatory purposes. | 5 | Neches | Angelina | 12020002,12020003,12020004,12020005 | 1202000201,1202000202,1202000203,1202000205,1202000301,1202000406,1202000407,1202000501,1202000502,1202000506,1202000509,1202000510 |  |  | 05000015,05000016 | 860.9823 | Yes | No | Yes | No | Yes | 05000125 | 05000125 | Yes | Watershed Planning | 3900000 | Yes |  |  | 1201 | 750 | 6718 | 2570 | 8420 | 11 | 19 | 66.3665 | 19 | 165.3615 | Yes | Yes | BLE |  |  |  | Yes | FIS, BLE | 2010-01-01 | Neches RFPG |  |  | No | BLE |  | Yes | Complies with RFPG Goals
640 | 051000004 | Cherokee County Update Flood Hazard Mapping | Complete a detailed study within the county extent to delineate an updated flood hazard area, which can be used for regulatory purposes. | 5 | Neches | Cherokee | 12020001,12020002,12020004 | 1202000103,1202000104,1202000105,1202000106,1202000107,1202000201,1202000202,1202000401,1202000402,1202000403,1202000405,1202000406 |  |  | 05000015,05000016 | 1057.7744 | Yes | No | Yes | No | No | 05000159 | 05000159 | Yes | Watershed Planning | 4800000 | Yes |  |  | 672 | 302 | 987 | 639 | 1382 | 1 | 10 | 49.2851 | 10 | 919.8188 | Yes | Yes | BLE |  |  |  | Yes | FIS, BLE |  | Neches RFPG |  |  | No | BLE |  | Yes | Complies with RFPG Goals
641 | 051000007 | Henderson County Update Flood Hazard Mapping | Complete a detailed study within the county extent to delineate an updated flood hazard area, which can be used for regulatory purposes. | 5 | Neches | Henderson | 12020001 | 1202000102,1202000104,1202000103,1202000101,1202000104 | 120200010203,120200010404,120200010205,120200010206,120200010301,120200010302,120200010304,120200010103,120200010202,120200010204,120200010305,120200010303,120200010307,120200010403,120200010405 | 05000032,05000033,05000038,05000039,05000040,05000041,05000042,05000046,05000049,05000050,05000051,05000052,05000053,05000056,05000057 | 05000015,05000016 | 373.9079 | Yes | No | Yes | No | Yes | 00000164 | 00000164 | Yes | Watershed Planning | 1681614 | Yes |  |  | 240 | 108 | 162 | 156 | 267 | 0 | 1 | 20.0531 | 1 | 347.5088 | Yes | Yes | BLE |  |  |  | Yes | FIS, BLE |  | Neches RFPG |  |  | No | BLE |  | Yes | Complies with RFPG Goals
642 | 051000008 | Houston County Update Flood Hazard Mapping | Complete a detailed study within the county extent to delineate an updated flood hazard area, which can be used for regulatory purposes. | 5 | Neches | Houston | 12020001,12020002 | 1202000105,1202000107,1202000201,1202000202,1202000204,1202000201 | 120200010509,120200010705,120200010701,120200010702,120200010703,120200020101,120200020203,120200020206,120200020204,120200020402,120200020401,120200020102,120200020103,120200020104,120200020106,120200020202 | 05000030,05000037,05000069,05000070,05000071,05000073,05000075,05000078,05000079,05000088,05000089,05000105,05000106,05000107,05000108,05000110 | 05000015,05000016 | 418.2108 | Yes | No | Yes | No | Yes | 00000128 | 00000128 | Yes | Watershed Planning | 1697174 | Yes |  |  | 17 | 3 | 5 | 16 | 16 | 0 | 7 | 19.7047 | 7 | 116.8699 | Yes | Yes | BLE |  |  |  | Yes | FIS, BLE |  | Neches RFPG |  |  | No | BLE |  | Yes | Complies with RFPG Goals
643 | 051000065 | Anahuac, North of Canal Drainage | Study to identify possible drainage improvements in the city limits of Anahuac. Study will focus on the area north of the Chambers-Liberty Counties Navigation District canal generally along N. Main Street, Texas Avenue, and Work Street. | 5 | Neches | Chambers | 12040202 | 1204020201 | 120402020100 | 05000250 | 05000001,05000002 | 138.5335 | Yes | Yes | No | No | Yes | 00000013 | 00000013 | Yes | Project Planning | 100000 | Yes |  |  | 949 | 379 | 471 | 925 | 1134 | 0 | 0 | 58.667 | 0 | 10885.9072 | Yes | Yes | TWDB FIF, FIF_ID 40018 | 2024-01-01 | 2024-01-01 |  | Yes | FIS, BLE, GLO | 2024-01-01 | Chambers County HMP |  |  | No | BLE |  | Yes | Complies with RFPG Goals
644 | 051000003 | Chambers County Update Flood Hazard Mapping | Complete a detailed study within the county extent to delineate an updated flood hazard area, which can be used for regulatory purposes. | 5 | Neches | Chambers | 12040201,12040202,12040203,12040204 | 1204020302,1204020201,1204020204,1204020205,1204020202,1204020203,1204020402,1204020101 | 120402030200,120402020100,120402020400,120402020500,120402020200,120402020300,120402040200,120402010100 | 05000249,05000250,05000251,05000252,05000253,05000259,05000262 | 05000015,05000016 | 434.4649 | Yes | Yes | No | No | Yes | 00000013 | 00000013 | Yes | Watershed Planning | 652546 | Yes |  |  | 1175 | 459 | 617 | 1128 | 1431 | 0 | 0 | 161.6165 | 0 | 36932.5938 | Yes | Yes | GLO Combined Rivers Basin Study | 2024-01-01 | 2024-01-01 |  | Yes | FIS, BLE, GLO | 2024-01-01 | Neches RFPG |  |  | No |  |  | Yes | Complies with RFPG Goals
645 | 051000064 | City of Lufkin Detention Pond Construction and Improvements | Evaluate project to quantify benefits, evaluate impacts, and begin design for a retention pond behind Inez Timms property. Increase holding capacity of existing retention ponds throughout the city. | 5 | Neches | Angelina | 12020002,12020005 | 1202000203,1202000205,1202000501 | 120200020301,120200020302,120200020308,120200020502,120200050104 | 05000082,05000083,05000085,05000100,05000161 | 05000001,05000002,05000003,05000004,05000005,05000006,05000007,05000008,05000009,05000010 | 219.8307 | Yes | No | Yes | No | Yes | 05003561 | 05003561 | Yes | Project Planning | 82500 | Yes |  |  | 969 | 619 | 6103 | 2340 | 7640 | 5 | 16 | 34.0212 | 16 | 37.2525 | Yes | No |  |  |  |  | Yes | BLE |  | Angelina County HMP |  |  | No | BLE |  | Yes | Complies with RFPG Goals
646 | 051000077 | City of Rose Hill Acres Flood Mitigation Improvements | Develop drainage study to identify flood mitigation measures in and around Rose Hill Acres ETJ. | 5 | Neches | Hardin | 12020007 | 1202000703 | 120200070303 | 05000246 | 05000001,05000002,05000003,05000004,05000009,05000010 | 0.40211 | Yes | No | No | No | No | 05003029 | 05003029 | Yes | Project Planning | 500000 | Yes |  |  | 129 | 123 | 81 | 234 | 237 | 0 | 0 | 2.3295 | 0 | 0.12111 | Yes | Yes | GLO Combined Rivers Basin Study | 2024-01-01 | 2024-01-01 |  | Yes | BLE, GLO | 2024-01-01 | Hardin County HMP |  |  | No | BLE |  | Yes | Complies with RFPG Goals
647 | 051000097 | Ditch 100 A (East Caldwood) Improvements | Evaluate project to quantify benefits, evaluate impacts, and begin design. Project consists of 2,200 ft of channel to be retrofitted with an underground culvert to allow for shaping and resizing the ditch to allow for continued maintenance. | 5 | Neches | Jefferson | 12040201 | 1204020102 | 120402010200 | 05000260 | 05000001,05000002,05000003,05000004,05000005,05000006,05000007,05000008 | 146.3666 | Yes | Yes | No | No | Yes | 05001731 | 05001731 | Yes | Project Planning | 75000 | Yes |  |  | 2893 | 2271 | 8660 | 7462 | 13665 | 22 | 5 | 70.3947 | 5 | 4386.2329 | Yes | Yes | TWDB FIF, FIF_ID 40034 | 2023-12-04 | 2023-12-04 |  | Yes | FIS, BLE, GLO | 2024-01-01 | Jefferson County DD6 HMP |  |  | No |  |  | Yes | Complies with RFPG Goals
648 | 051000098 | Ditch 119 Crossings at Yount and Edson | Evaluate project to quantify benefits, evaluate impacts, and begin design. Project consists of crossing improvements that will protect about 50 homes and mitigate flood risk on a historically flood prone road. | 5 | Neches | Jefferson | 12040201 | 1204020102 | 120402010200 | 05000260 | 05000003,05000004,05000005,05000006,05000007,05000008 | 146.3666 | Yes | Yes | No | No | Yes | 05001731 | 05001731 | Yes | Project Planning | 50000 | Yes |  |  | 2893 | 2271 | 8660 | 7462 | 13665 | 22 | 5 | 70.3947 | 5 | 4386.2329 | Yes | Yes | TWDB FIF, FIF_ID 40034 | 2023-12-04 | 2023-12-04 |  | Yes | FIS, BLE, GLO | 2024-01-01 | Jefferson County DD6 HMP |  |  | No |  |  | Yes | Complies with RFPG Goals
649 | 051000066 | Dredging West Fork- Double Bayou | Evaluate project to quantify benefits, evaluate impacts, and begin design. Improvements include dredging West Fork- Double Bayou from mouth to FM 562 bridge. | 5 | Neches | Chambers | 12040202 | 1204020201 | 120402020100 | 05000250 | 05000001,05000002 | 138.5335 | Yes | Yes | No | No | Yes | 00000013 | 00000013 | Yes | Project Planning | 1400000 | Yes |  |  | 949 | 379 | 471 | 925 | 1134 | 0 | 0 | 58.667 | 0 | 10885.9072 | Yes | Yes | TWDB FIF, FIF_ID 40018 | 2024-01-01 | 2024-01-01 |  | Yes | FIS, BLE, GLO | 2024-01-01 | Chambers County HMP |  |  | No |  |  | Yes | Complies with RFPG Goals
650 | 051000005 | Galveston County Update Flood Hazard Mapping | Complete a detailed study within the county extent to delineate an updated flood hazard area, which can be used for regulatory purposes. | 5 | Neches | Galveston | 12040202,12040204 | 1204020201,1204020204,1204020205,1204020203,1204020402 | 120402020100,120402020400,120402020500,120402020300,120402040200 | 05000250,05000251,05000253,05000254,05000262 | 05000015,05000016 | 56.9382 | Yes | Yes | No | No | Yes | 00000006 | 00000006 | Yes | Watershed Planning | 68502 | Yes |  |  | 4937 | 4476 | 665 | 1820 | 2373 | 8 | 0 | 142.594 | 0 | 330.2084 | Yes | Yes | GLO Combined Rivers Basin Study | 2024-01-01 | 2024-01-01 |  | Yes | FIS, BLE, GLO | 2024-01-01 | Neches RFPG |  |  | No |  |  | Yes | Complies with RFPG Goals
651 | 051000006 | Hardin County Update Flood Hazard Mapping | Complete a detailed study within the county extent to delineate an updated flood hazard area, which can be used for regulatory purposes. | 5 | Neches | Hardin | 12020003,12020006,12020007 | 1202000303,1202000304,1202000601,1202000602,1202000603,1202000604,1202000701,1202000701,1202000702,1202000703 |  |  | 05000015,05000016 | 887.5993 | Yes | No | No | No | Yes | 00000035 | 00000035 | Yes | Watershed Planning | 1800000 | Yes |  |  | 3678 | 2638 | 5704 | 7212 | 10528 | 25 | 13 | 135.796 | 13 | 743.2415 | Yes | Yes | GLO Combined Rivers Basin Study | 2024-01-01 | 2024-01-01 |  | Yes | FIS, BLE, GLO | 2024-01-01 | Neches RFPG |  |  | No | BLE |  | Yes | Complies with RFPG Goals
652 | 051000096 | Houston County Earthen Dike Construction | Evaluate project to quantify benefits, evaluate impacts, and begin design. Project consists of an earthen dike to elevate emergency vehicle access road to critical facilities to provide protection to the 500-year flood level. | 5 | Neches | Houston | 12020001,12020002 | 1202000105,1202000107,1202000202,1202000204,1202000201 | 120200010509,120200010705,120200010701,120200010702,120200010703,120200020101,120200020203,120200020206,120200020204,120200020402,120200020401,120200020102,120200020103,120200020104,120200020106,120200020202 | 05000030,05000037,05000069,05000070,05000071,05000073,05000075,05000078,05000079,05000088,05000089,05000105,05000106,05000107,05000108,05000110 | 05000001,05000002,05000003,05000004,05000007,05000008 | 418.2108 | Yes | No | Yes | No | Yes | 00000128 | 00000128 | No | Project Planning | 16972 | Yes |  |  | 17 | 3 | 5 | 16 | 16 | 0 | 7 | 19.7047 | 7 | 116.8699 | Yes | No |  |  |  |  | Yes | BLE |  | Houston County |  |  | No | BLE |  | Yes | Complies with RFPG Goals
653 | 051000009 | Jasper County Update Flood Hazard Mapping | Complete a detailed study within the county extent to delineate an updated flood hazard area, which can be used for regulatory purposes. | 5 | Neches | Jasper | 12020002,12020003,12020005 | 1202000205,1202000301,1202000302,1202000303,1202000304,1202000508,1202000509,1202000510 |  |  | 05000015,05000016 | 615.4861 | Yes | No | Yes | No | Yes | 00000059 | 00000059 | Yes | Watershed Planning | 1210721 | Yes |  |  | 756 | 367 | 1388 | 1083 | 1655 | 7 | 3 | 45.6974 | 3 | 103.8639 | Yes | Yes | GLO Combined Rivers Basin Study | 2024-01-01 | 2024-01-01 |  | Yes | FIS, BLE, GLO | 2024-01-01 | Neches RFPG |  |  | No | BLE |  | Yes | Complies with RFPG Goals
654 | 051000010 | Jefferson County Update Flood Hazard Mapping | Complete a detailed study within the county extent to delineate an updated flood hazard area, which can be used for regulatory purposes. | 5 | Neches | Jefferson | 12020003,12020007,12040201,12040202 | 1202000304,1202000701,1202000702,1202000703,1204020205,1204020202,1204020203,1204020105,1204020101,1204020102,1204020103 | 120200030407,120200030405,120200030406,120200070110,120200070105,120200070201,120200070205,120200070304,120200070303,120402020500,120402020200,120402020300,120402010500,120402010100,120402010200,120402010300 | 05000001,05000003,05000004,05000232,05000234,05000239,05000242,05000244,05000246,05000252,05000253,05000258,05000259,05000260,05000261,05000262 | 05000015,05000016 | 954.1431 | Yes | Yes | No | No | Yes | 05000025 | 05000025 | Yes | Watershed Planning | 1900000 | Yes |  |  | 12869 | 9726 | 23054 | 26027 | 40765 | 316 | 22 | 473.7961 | 22 | 33019.3789 | Yes | Yes | GLO Combined Rivers Basin Study | 2024-01-01 | 2024-01-01 |  | Yes | FIS, BLE, GLO | 2024-01-01 | Neches RFPG |  |  | No |  |  | Yes | Complies with RFPG Goals
655 | 051000099 | Lateral B4A and B4A Ext. Improvements | Evaluate project to quantify benefits, evaluate impacts, and begin design. Project consists of widening those channels to increase the runoff capacity – upgrading/enlarging road crossings to reduce out of bank flooding. | 5 | Neches | Jefferson | 12040201 | 1204020103 | 120402010300 | 05000261 | 05000001,05000002,05000003,05000004,05000005,05000006,05000007,05000008 | 323.6256 | Yes | Yes | No | No | Yes | 05001585 | 05001585 | Yes | Project Planning | 225000 | Yes |  |  | 5013 | 3786 | 9447 | 12745 | 18000 | 83 | 3 | 160.4051 | 3 | 9044.3008 | Yes | Yes | GLO Combined Rivers Basin Study | 2024-01-01 | 2024-01-01 |  | Yes | BLE, GLO | 2024-01-01 | Jefferson County DD7 |  |  | No |  |  | Yes | Complies with RFPG Goals
656 | 051000136 | Liberty County Culvert Replacement Project | Evaluate project to quantify benefits, evaluate impacts, and begin design. Project consists of increasing culvert size in identified flood hazard problem areas within Liberty County. | 5 | Neches | Liberty | 12020007,12030203,12040201,12040202 | 1202000701,1202000702,1203020302,1204020201,1204020202,1204020101 | 120200070109,120200070102,120200070101,120200070110,120200070104,120200070105,120200070107,120200070106,120200070103,120200070108,120200070201,120302030202,120402020100,120402020200,120402010100 | 05000229,05000230,05000231,05000232,05000233,05000234,05000235,05000236,05000237,05000238,05000239,05000250,05000252,05000259 | 05000001,05000002,05000003,05000004,05000005,05000006,05000007,05000008 | 235.4879 | Yes | No | No | No | Yes | 00000033 | 00000033 | Yes | Project Planning | 100657 | Yes |  |  | 116 | 57 | 51 | 140 | 143 | 1 | 0 | 7.1143 | 0 | 1525.7074 | Yes | Yes | GLO Combined Rivers Basin Study | 2024-01-01 | 2024-01-01 |  | Yes | FIS, BLE, GLO | 2024-01-01 | Liberty County HMP |  |  | No | BLE |  | Yes | Complies with RFPG Goals
657 | 051000011 | Liberty County Update Flood Hazard Mapping | Complete a detailed study within the county extent to delineate an updated flood hazard area, which can be used for regulatory purposes. | 5 | Neches | Liberty | 12020007,12030203,12040201,12040202 | 1202000701,1202000702,1203020302,1204020201,1204020202,1204020101 | 120200070109,120200070102,120200070101,120200070110,120200070104,120200070105,120200070107,120200070106,120200070103,120200070108,120200070201,120302030202,120402020100,120402020200,120402010100 | 05000229,05000230,05000231,05000232,05000233,05000234,05000235,05000236,05000237,05000238,05000239,05000250,05000252,05000259 | 05000015,05000016 | 235.4879 | Yes | No | No | No | Yes | 00000033 | 00000033 | Yes | Watershed Planning | 402626 | Yes |  |  | 116 | 57 | 51 | 140 | 143 | 1 | 0 | 7.1143 | 0 | 1525.7074 | Yes | Yes | GLO Combined Rivers Basin Study | 2024-01-01 | 2024-01-01 |  | Yes | FIS, BLE, GLO | 2024-01-01 | Neches RFPG |  |  | No | BLE |  | Yes | Complies with RFPG Goals
658 | 051000012 | Nacogdoches County Update Flood Hazard Mapping | Complete a detailed study within the county extent to delineate an updated flood hazard area, which can be used for regulatory purposes. | 5 | Neches | Nacogdoches | 12020004,12020005 | 1202000402,1202000405,1202000406,1202000407,1202000501,1202000502,1202000503,1202000504,1202000505,1202000506 |  |  | 05000015,05000016 | 977.2131 | Yes | No | Yes | No | No | 05000139 | 05000139 | Yes | Watershed Planning | 4400000 | Yes |  |  | 585 | 238 | 4007 | 2150 | 5475 | 1 | 20 | 38.3166 | 20 | 239.8163 | Yes | Yes | BLE |  |  |  | Yes | FIS, BLE |  | Neches RFPG |  |  | No | BLE |  | Yes | Complies with RFPG Goals
659 | 051000068 | North Anahuac Drainage | Evaluate project to quantify benefits, evaluate impacts, and begin design. Improvements include expanding/repairing road ditches and culverts and channelizing the drainage outfall for the area north of Lonestar Canal. | 5 | Neches | Chambers | 12040202 | 1204020201 | 120402020100 | 05000250 | 05000001,05000002 | 138.5335 | Yes | Yes | No | No | Yes | 00003571 | 00003571 | Yes | Project Planning | 800000 | Yes |  |  | 949 | 379 | 471 | 925 | 1134 | 0 | 0 | 58.667 | 0 | 10885.9072 | Yes | Yes | TWDB FIF, FIF_ID 40018 | 2024-01-01 | 2024-01-01 |  | Yes | FIS, BLE, GLO | 2024-01-01 | Chambers County HMP |  |  | No |  |  | Yes | Complies with RFPG Goals
660 | 051000013 | Orange County Update Flood Hazard Mapping | Complete a detailed study within the county extent to delineate an updated flood hazard area, which can be used for regulatory purposes. | 5 | Neches | Orange | 12010005,12020003,12040201 | 1202000304,1201000510,1204020105 | 120200030407,120200030404,120200030405,120200030406,120200030402,120200030403,120100051005,120100051004,120402010500 | 05000001,05000002,05000003,05000004,05000005,05000025,05000258 | 05000015,05000016 | 155.7244 | Yes | Yes | No | No | Yes | 00000027 | 00000027 | Yes | Watershed Planning | 760000 | Yes |  |  | 5007 | 4273 | 5971 | 8737 | 11929 | 36 | 20 | 136.1341 | 20 | 346.0234 | Yes | Yes | GLO Combined Rivers Basin Study | 2024-01-01 | 2024-01-01 |  | Yes | FIS, BLE, GLO | 2024-01-01 | Neches RFPG |  |  | No | BLE |  | Yes | Complies with RFPG Goals
661 | 051000014 | Polk County Update Flood Hazard Mapping | Complete a detailed study within the county extent to delineate an updated flood hazard area, which can be used for regulatory purposes. | 5 | Neches | Polk | 12020002,12020006,12020007 | 1202000203,1202000204,1202000205,1202000601,1202000602,1202000604,1202000702 |  | 05000081,05000085,05000086,05000087,05000091,05000092,05000093,05000095,05000096,05000097,05000098,05000101,05000102,05000203,05000206,05000209,05000210,05000211,05000220,05000222,05000224,05000225,05000240 | 05000015,05000016 | 535.1699 | Yes | No | No | No | Yes | 00000058 | 00000058 | Yes | Watershed Planning | 375054 | Yes |  |  | 84 | 45 | 321 | 124 | 368 | 0 | 8 | 16.7993 | 8 | 62.1903 | Yes | Yes | GLO Combined Rivers Basin Study |  | 2024-01-01 |  | Yes | BLE, GLO | 2024-01-01 | Neches RFPG |  |  | No | BLE |  | Yes | Complies with RFPG Goals
662 | 051000100 | Rodair Pump Station | Evaluate project to quantify benefits, evaluate impacts, and begin design. | 5 | Neches | Jefferson | 12040201 | 1204020103 | 120402010300 | 05000261 | 05000001,05000002,05000003,05000004,05000005,05000006,05000007,05000008 | 323.6256 | Yes | Yes | No | No | Yes | 05001585 | 05001585 | Yes | Project Planning | 2000000 | Yes |  |  | 5013 | 3786 | 9447 | 12745 | 18000 | 83 | 3 | 160.4051 | 3 | 9044.3008 | Yes | Yes | GLO Combined Rivers Basin Study | 2024-01-01 | 2024-01-01 |  | Yes | BLE, GLO | 2024-01-01 | Jefferson County DD7 |  |  | No |  |  | Yes | Complies with RFPG Goals
663 | 051000015 | Rusk County Update Flood Hazard Mapping | Complete a detailed study within the county extent to delineate an updated flood hazard area, which can be used for regulatory purposes. | 5 | Neches | Rusk | 12020004,12020005 | 1202000402,1202000403,1202000404,1202000405,1202000503 |  | 05000126,05000127,05000128,05000132,05000133,05000134,05000135,05000136,05000137,05000138,05000139,05000140,05000141,05000142,05000143,05000144,05000150,05000152,05000153,05000154,05000198 | 05000015,05000016 | 524.8672 | Yes | No | Yes | No | No | 00000166 | 00000166 | Yes | Watershed Planning | 1318550 | Yes |  |  | 91 | 45 | 104 | 149 | 191 | 1 | 0 | 21.1154 | 0 | 206.4739 | Yes | Yes | BLE |  |  |  | Yes | FIS, BLE |  | Neches RFPG |  |  | No | BLE |  | Yes | Complies with RFPG Goals
664 | 051000016 | Sabine County Update Flood Hazard Mapping | Complete a detailed study within the county extent to delineate an updated flood hazard area, which can be used for regulatory purposes. | 5 | Neches | Sabine | 12020005 | 1202000507,1202000508 | 120200050705,120200050804,120200050805,120200050806,120200050807,120200050803,120200050808,120200050809 | 05000178,05000179,05000180,05000181,05000182,05000190,05000191,05000194 | 05000015,05000016 | 95.2688 | Yes | No | Yes | No | Yes | 00000135 | 00000135 | Yes | Watershed Planning | 182571 | Yes |  |  | 11 | 2 | 10 | 16 | 16 | 0 | 1 | 2.6694 | 1 | 4.9566 | Yes | Yes | GLO Combined Rivers Basin Study | 2024-01-01 | 2024-01-01 |  | Yes | FIS, BLE, GLO | 2024-01-01 | Neches RFPG |  |  | No | BLE |  | Yes | Complies with RFPG Goals
665 | 051000017 | San Augustine County Update Flood Hazard Mapping | Complete a detailed study within the county extent to delineate an updated flood hazard area, which can be used for regulatory purposes. | 5 | Neches | San Augustine | 12020005 | 1202000504,1202000505,1202000506,1202000507,1202000508,1202000509 |  | 05000158,05000168,05000169,05000170,05000171,05000172,05000175,05000176,05000177,05000178,05000179,05000183,05000184,05000185,05000186,05000189,05000190,05000191,05000192,05000193,05000194,05000199,05000200,05000201 | 05000015,05000016 | 533.4969 | Yes | No | Yes | No | No | 00000136 | 00000136 | Yes | Watershed Planning | 904125 | Yes |  |  | 64 | 28 | 110 | 105 | 146 | 0 | 2 | 13.2151 | 2 | 41.6078 | Yes | Yes | GLO Combined Rivers Basin Study | 2024-01-01 | 2024-01-01 |  | Yes | BLE, GLO | 2024-01-01 | Neches RFPG |  |  | No | BLE |  | Yes | Complies with RFPG Goals
666 | 051000018 | Shelby County Update Flood Hazard Mapping | Complete a detailed study within the county extent to delineate an updated flood hazard area, which can be used for regulatory purposes. | 5 | Neches | Shelby | 12020005 | 1202000503,1202000504,1202000507 | 120200050303,120200050301,120200050307,120200050401,120200050402,120200050403,120200050404,120200050405,120200050701 | 05000150,05000152,05000156,05000157,05000158,05000169,05000170,05000171,05000176 | 05000015,05000016 | 159.8726 | Yes | No | Yes | No | No | 00000153 | 00000153 | Yes | Watershed Planning | 711827 | Yes |  |  | 15 | 0 | 3 | 7 | 8 | 0 | 4 | 4.6326 | 4 | 56.0686 | Yes | Yes | BLE |  |  |  | Yes | BLE |  | Neches RFPG |  |  | No | BLE |  | Yes | Complies with RFPG Goals
667 | 051000019 | Smith County Update Flood Hazard Mapping | Complete a detailed study within the county extent to delineate an updated flood hazard area, which can be used for regulatory purposes. | 5 | Neches | Smith | 12020001,12020004 | 1202000103,1202000101,1202000104,1202000401,1202000403,1202000402 |  | 05000040,05000041,05000043,05000044,05000045,05000046,05000047,05000048,05000051,05000053,05000054,05000121,05000127,05000128,05000129,05000130,05000131,05000145,05000146,05000147 | 05000015,05000016 | 509.5698 | Yes | No | Yes | No | Yes | 00000106 | 00000106 | Yes | Watershed Planning | 1225342 | Yes |  |  | 2347 | 1064 | 6216 | 3308 | 8524 | 72 | 42 | 50.0138 | 42 | 216.3883 | Yes | Yes | BLE |  |  |  | Yes | FIS, BLE |  | Neches RFPG |  |  | No | BLE |  | Yes | Complies with RFPG Goals
668 | 051000069 | Southeast Drainage Ditch | Evaluate project to quantify benefits, evaluate impacts, and begin design. Improvements include channelization and crossing upgrades from Benton Lane to FM 563. | 5 | Neches | Chambers | 12040202 | 1204020201 | 120402020100 | 05000250 | 05000001,05000002 | 138.5335 | Yes | Yes | No | No | Yes | 00003571 | 00003571 | Yes | Project Planning | 125000 | Yes |  |  | 949 | 379 | 471 | 925 | 1134 | 0 | 0 | 58.667 | 0 | 10885.9072 | Yes | Yes | TWDB FIF, FIF_ID 40018 | 2024-01-01 | 2024-01-01 |  | Yes | FIS, BLE |  | Chambers County HMP |  |  | No |  |  | Yes | Complies with RFPG Goals
669 | 051000070 | Southwest Anahuac Ditch | Evaluate project to quantify benefits, evaluate impacts, and begin design. Improvements include channelization and crossing upgrades from Main Street to Bay. | 5 | Neches | Chambers | 12040202 | 1204020201 | 120402020100 | 05000250 | 05000001,05000002 | 138.5335 | Yes | Yes | No | No | Yes | 00003571 | 00003571 | Yes | Project Planning | 125000 | Yes |  |  | 949 | 379 | 471 | 925 | 1134 | 0 | 0 | 58.667 | 0 | 10885.9072 | Yes | Yes | TWDB FIF, FIF_ID 40018 | 2024-01-01 | 2024-01-01 |  | Yes | FIS, BLE, GLO | 2024-01-01 | Chambers County HMP |  |  | No |  |  | Yes | Complies with RFPG Goals
670 | 051000067 | Spindletop Bayou Ditch Improvement | Evaluate project to quantify benefits, evaluate impacts, and begin design. Improvements include increasing IH10 crossings, enlarge ditches and create retention along the Spindletop Bayou in east Chambers County. | 5 | Neches | Chambers | 12040202 | 1204020203 | 120402020300 | 05000253 | 05000001,05000002 | 301.549 | Yes | Yes | No | No | Yes | 00000013 | 00000013 | Yes | Project Planning | 1500000 | Yes |  |  | 345 | 237 | 47 | 147 | 162 | 0 | 0 | 78.8788 | 0 | 22570.2129 | Yes | Yes | TWDB FIF, FIF_ID 40018 | 2024-01-01 | 2024-01-01 |  | Yes | FIS, BLE, GLO | 2024-01-01 | Chambers County HMP |  |  | No |  |  | Yes | Complies with RFPG Goals
671 | 051000020 | Trinity County Update Flood Hazard Mapping | Complete a detailed study within the county extent to delineate an updated flood hazard area, which can be used for regulatory purposes. | 5 | Neches | Trinity | 12020002 | 1202000202,1202000203,1202000204 | 120200020203,120200020207,120200020205,120200020206,120200020204,120200020304,120200020303,120200020305,120200020306,120200020402,120200020401,120200020403,120200020404,120200020405,120200020407,120200020202 | 05000075,05000076,05000077,05000078,05000079,05000080,05000084,05000086,05000087,05000088,05000089,05000090,05000091,05000093,05000096,05000110 | 05000015,05000016 | 341.7404 | Yes | No | Yes | No | No | 00000065 | 00000065 | Yes | Watershed Planning | 1540238 | Yes |  |  | 32 | 15 | 7 | 15 | 15 | 0 | 1 | 22.4943 | 1 | 68.3881 | Yes | Yes | BLE |  |  |  | Yes | BLE |  | Neches RFPG |  |  | No | BLE |  | Yes | Complies with RFPG Goals
672 | 051000021 | Tyler County Update Flood Hazard Mapping | Complete a detailed study within the county extent to delineate an updated flood hazard area, which can be used for regulatory purposes. | 5 | Neches | Tyler | 12020002,12020003,12020006 | 1202000204,1202000205,1202000301,1202000302,1202000303,1202000601,1202000602,1202000603 |  |  | 05000015,05000016 | 931.7218 | Yes | No | No | No | Yes | 05000057 | 05000057 | Yes | Watershed Planning | 1800000 | Yes |  |  | 545 | 377 | 163 | 278 | 329 | 0 | 8 | 41.8753 | 8 | 81.6377 | Yes | Yes | GLO Combined Rivers Basin Study | 2024-01-01 | 2024-01-01 |  | Yes | BLE, GLO | 2024-01-01 | Neches RFPG |  |  | No | BLE |  | Yes | Complies with RFPG Goals
673 | 051000101 | Upgrade to Lateral B4B | Evaluate project to quantify benefits, evaluate impacts, and begin design. Project consists of widening those channels to increase the runoff capacity – upgrading/enlarging road crossings to reduce out of bank flooding. | 5 | Neches | Jefferson | 12040201 | 1204020103 | 120402010300 | 05000261 | 05000001,05000002,05000003,05000004,05000005,05000006,05000007,05000008 | 323.6256 | Yes | Yes | No | No | Yes | 05001585 | 05001585 | Yes | Project Planning | 50000 | Yes |  |  | 5013 | 3786 | 9447 | 12745 | 18000 | 83 | 3 | 160.4051 | 3 | 9044.3008 | Yes | Yes | GLO Combined Rivers Basin Study | 2024-01-01 | 2024-01-01 |  | Yes | BLE, GLO | 2024-01-01 | Jefferson County DD7 |  |  | No |  |  | Yes | Complies with RFPG Goals
674 | 051000022 | Van Zandt County Update Flood Hazard Mapping | Complete a detailed study within the county extent to delineate an updated flood hazard area, which can be used for regulatory purposes. | 5 | Neches | Van Zandt | 12020001 | 1202000102,1202000103,1202000101 | 120200010201,120200010203,120200010205,120200010206,120200010301,120200010101,120200010102,120200010103,120200010105,120200010202,120200010204 | 05000031,05000032,05000038,05000039,05000040,05000044,05000045,05000046,05000048,05000049,05000050 | 05000015,05000016 | 244.0078 | Yes | No | Yes | No | Yes | 00000110 | 00000110 | Yes | Watershed Planning | 1111237 | Yes |  |  | 217 | 144 | 85 | 202 | 233 | 0 | 0 | 13.4653 | 0 | 231.7997 | Yes | Yes | BLE |  |  |  | Yes | FIS, BLE |  | Neches RFPG |  |  | No | BLE |  | Yes | Complies with RFPG Goals
675 | 051000153 | City of Bullard Culvert Upgrades | Study to evaluate existing culverts for current condition and identify culverts that need to be upgraded. | 5 | Neches | Smith | 12020001 | 1202000103,1202000104,1202000401 | 120200010306,120200010401,120200040105 | 05000043,05000054,05000131 | 05000001,05000002,05000003,05000004,05000007,05000008 | 3.3427 | Yes | No | Yes | No | No | 05002672 | 05002672 | No | Project Planning | 50000 | Yes |  |  | 0 | 0 | 0 | 0 | 0 | 0 | 0 | 0 | 0 | 0 | Yes | No |  |  |  |  | Yes | FIS, BLE |  | Smith County HMP |  |  | No | BLE |  | Yes | Complies with RFPG Goals
676 | 051000154 | Smith County Drainage Capacity Upgrades | Study to evaluate existing culverts within Smith County and identify culverts that need to be upgraded. | 5 | Neches | Smith | 12020001,12020004 | 1202000101,1202000103,1202000104,1202000401,1202000402,1202000403, |  | 05000040,05000041,05000043,05000044,05000045,05000046,05000047,05000048,05000051,05000053,05000054,05000121,05000127,05000128,05000129,05000130,05000131,05000145,05000146,05000147 | 05000001,05000002,05000003,05000004,05000005,05000006,05000007,05000008 | 509.5698 | Yes | No | Yes | No | Yes | 00000106 | 00000106 | Yes | Project Planning | 225000 | Yes |  |  | 2347 | 1064 | 6216 | 3308 | 8524 | 72 | 42 | 50.0138 | 42 | 216.3883 | Yes | Yes | TWDB FIF, FIF_ID 40141, 40169 | 2024-01-01 | 2024-01-01 |  | Yes | FIF, BLE | 2024-01-01 | Smith County HMP |  |  | No | BLE |  | Yes | Complies with RFPG Goals
677 | 051000149 | Feasibility Assessment of Widening and Deepening Segments of Tiger Creek | H&H Study to analyze most efficient alternatives for constructing improvements to segments of Tiger Creek. | 5 | Neches | Orange, Jasper | 12020003 | 1202000304 | 120200030404 | 05000002 | 05000001,05000002,05000003,05000004,05000007,05000008 | 27.7848 | Yes | No | No | No | Yes | 00000512 | 00000512 | Yes | Project Planning | 150000 | Yes |  |  | 848 | 762 | 389 | 1268 | 1290 | 0 | 5 | 17.3577 | 5 | 15.3065 | Yes | Yes | GLO Combined Rivers Basin Study | 2024-01-01 | 2024-01-01 |  | Yes | BLE, GLO | 2024-01-01 | Orange County Drainage District HMP |  |  | No | BLE |  | Yes | Complies with RFPG Goals
678 | 051000150 | Feasibility Assessment of Construction of a Stormwater Detention Pond Adjacent to Tiger Creek | H&H Study to analyze most efficient alternatives for constructing a stormwater detention pond in the vicinity of Tiger Creek. | 5 | Neches | Orange, Jasper | 12020003 | 1202000304 | 120200030404 | 05000002 | 05000001,05000002,05000003,05000004,05000007,05000008,05000009,05000010 | 27.7848 | Yes | No | No | No | Yes | 00000512 | 00000512 | Yes | Project Planning | 100000 | Yes |  |  | 848 | 762 | 389 | 1268 | 1290 | 0 | 5 | 17.3577 | 5 | 15.3065 | Yes | Yes | GLO Combined Rivers Basin Study | 2024-01-01 | 2024-01-01 |  | Yes | BLE, GLO | 2024-01-01 | Orange County Drainage District HMP |  |  | No | BLE |  | Yes | Complies with RFPG Goals
679 | 051000152 | Feasibility Assessment of Widening and Deepening Segments of Anderson Gully | H&H Study to analyze most efficient alternatives for constructing improvements to segments of Anderson Gully. | 5 | Neches | Orange, Jefferson | 12020003 | 1202000304 | 120200030406 | 05000004 | 05000001,05000002,05000003,05000004,05000005,05000006,05000007,05000008 | 41.6114 | Yes | Yes | No | No | Yes | 00000512 | 00000512 | Yes | Project Planning | 325000 | Yes |  |  | 1366 | 890 | 2028 | 2262 | 3566 | 194 | 9 | 35.0561 | 9 | 140.0567 | Yes | Yes | GLO Combined Rivers Basin Study | 2024-01-01 | 2024-01-01 |  | Yes | BLE, GLO | 2024-01-01 | Orange County Drainage District HMP |  |  | No | BLE |  | Yes | Complies with RFPG Goals
680 | 051000151 | Feasibility Assessment of Widening and Deepening Segments of Ten-Mile Creek | H&H Study to analyze most efficient alternatives for constructing improvements to segments of Ten-Mile Creek. | 5 | Neches | Orange, Jasper | 12020003 | 1202000304 | 120200030403 | 05000025 | 05000001,05000002,05000003,05000004,05000007,05000008 | 45.9394 | Yes | No | No | No | No | 00000512 | 00000512 | Yes | Project Planning | 175000 | Yes |  |  | 415 | 350 | 263 | 748 | 768 | 0 | 2 | 12.5738 | 2 | 43.8924 | Yes | Yes | GLO Combined Rivers Basin Study | 2024-01-01 | 2024-01-01 |  | Yes | BLE, GLO | 2024-01-01 | Orange County Drainage District HMP |  |  | No | BLE |  | Yes | Complies with RFPG Goals
681 | 051000145 | Feasibility Assessment for Increase in Size of Culverts and Railroad Trestles on Major Drainage Structures Throughout Orange County | H&H Study to analyze most efficient alternatives for dredging, widening, or otherwise improving culverts and railroad trestles within Orange County. | 5 | Neches | Orange | 12010005,12020003,12040201 | 1202000304,1201000510,1204020105 | 120100051004,120100051005,120200030402,120200030403,120200030404,120200030405,120200030406,120200030407,120402010500 | 05000001,05000002,05000003,05000004,05000005,05000025,05000258 | 05000005,05000006,05000007,05000008 | 155.7252 | Yes | Yes | No | No | Yes | 00000512 | 00000512 | Yes | Project Planning | 150000 | Yes |  |  | 5007 | 4273 | 5971 | 8737 | 11929 | 36 | 20 | 136.134 | 20 | 346.024 | Yes | Yes | GLO Combined Rivers Basin Study | 2024-01-01 | 2024-01-01 |  | Yes | FIS, BLE, GLO | 2024-01-01 | Orange County Drainage District HMP |  |  | No | BLE |  | Yes | Complies with RFPG Goals
682 | 051000146 | Feasibility Assessment of the Capacity of Drainage Ditches and Channels that Convey Stormwater from Neighborhoods Located Within Orange County | H&H Study to analyze most efficient alternatives for improving existing drainage ditches and channels linked to neighborhoods within Orange County. | 5 | Neches | Orange | 12010005,12020003,12040201 | 1202000304,1201000510,1204020105 | 120100051004,120100051005,120200030402,120200030403,120200030404,120200030405,120200030406,120200030407,120402010500 | 05000001,05000002,05000003,05000004,05000005,05000025,05000258 | 05000003,05000004,05000005,05000006,05000007,05000008 | 155.7252 | Yes | Yes | No | No | Yes | 00000512 | 00000512 | Yes | Project Planning | 100000 | Yes |  |  | 5007 | 4273 | 5971 | 8737 | 11929 | 36 | 20 | 136.134 | 20 | 346.024 | Yes | Yes | GLO Combined Rivers Basin Study | 2024-01-01 | 2024-01-01 |  | Yes | FIS, BLE, GLO | 2024-01-01 | Orange County Drainage District HMP |  |  | No | BLE |  | Yes | Complies with RFPG Goals
683 | 051000057 | City of Arp Master Drainage Plan | Perform H&H modeling to identify and define flood risk, develop conceptual alternatives to reduce flood risk, develop OPCC for conceptual alternatives, and rank projects. Conceptual alternatives should evaluate feasibility of nature based solutions. | 5 | Neches | Smith | 12020004 | 1202000401 | 120200040106,120200040102,120200040101 | 05000121,05000129,05000145 | 05000003,05000004,05000005,05000006,05000007,05000008,05000015,05000016 | 2.6263 | Yes | No | Yes | No | No | 05003177 | 05003177 | No | Watershed Planning | 1300000 | Yes |  |  | 0 | 0 | 0 | 0 | 0 | 0 | 0 | 0 | 0 | 0.22239 | Yes | No |  |  |  |  | Yes | BLE |  | Neches RFPG |  |  | No | BLE |  | Yes | Complies with RFPG Goals
684 | 051000094 | City of Coffee City Flood-prone Roadway and Infrastructure Evaluation | Locate roadways and properties prone to flooding due to heavy rainfall | 5 | Neches | Henderson | 12020001 | 1202000103 | 120200010305,120200010307 | 05000051,05000053 | 05000007,05000008 | 6.6293 | Yes | No | Yes | No | Yes | 05002870 | 05002870 | No | Project Planning | 25000 | Yes |  |  | 4 | 0 | 6 | 2 | 6 | 0 | 0 | 1.0681 | 0 | 2.7699 | No | No |  |  |  |  | Yes | FIS, BLE |  | Henderson County HMP |  |  | No | BLE |  | Yes | Complies with RFPG Goals
685 | 051000135 | City of Daisetta Drainage Projects | Evaluate project to quantify benefits, evaluate impacts, and begin design. Project consists of drainage improvements throughout the city to include widening culverts and ditches. | 5 | Neches | Liberty | 12020007 | 1202000701 | 120200070108 | 05000229,05000236,05000238 | 05000001,05000002,05000003,05000004,05000007,05000008 | 1.4755 | Yes | No | No | No | Yes | 05002480 | 05002480 | Yes | Project Planning | 150000 | Yes |  |  | 0 | 0 | 0 | 0 | 0 | 0 | 0 | 0 | 0 | 0.42639 | Yes | Yes | TWDB FIF, FIF_ID 40034 | 2023-12-04 | 2023-12-04 |  | Yes | FIS, BLE, GLO | 2024-01-01 | Liberty County HMP |  |  | No | BLE |  | Yes | Complies with RFPG Goals
686 | 051000095 | City of Moore Station Flood-prone Roadway and Infrastructure Evaluation | Locate roadways and properties prone to flooding due to heavy rainfall | 5 | Neches | Henderson | 12020001 | 1202000103 | 120200010305 | 05000051 | 05000007,05000008 | 1.2568 | Yes | No | Yes | No | No | 05002828 | 05002828 | No | Project Planning | 25000 | Yes |  |  | 2 | 1 | 2 | 5 | 5 | 0 | 0 | 0.21853 | 0 | 0.084056 | No | No |  |  |  |  | Yes | FIS, BLE |  | Henderson County HMP |  |  | No | BLE |  | Yes | Complies with RFPG Goals
687 | 051000055 | City of Nacogdoches Update Flood Control Study | Conduct Flood Control Study and implement actions such as channelization, detention, retention, etc to stop repetitive flood losses. | 5 | Neches | Nacogdoches | 12020004,12020005 | 1202000407,1202000501,1202000502 | 120200040704,120200050101,120200050102,120200050106,120200050201 | 05000118,05000159,05000160,05000162,05000166 | 05000003,05000004,05000005,05000006,05000007,05000008,05000015,05000016 | 27.5435 | Yes | No | Yes | No | No | 05002929 | 05002929 | Yes | Watershed Planning | 1080000 | Yes |  |  | 446 | 185 | 3965 | 2012 | 5331 | 1 | 0 | 13.7831 | 0 | 4.4305 | Yes | Yes | City of Nacogdoches FIS | 2010-01-01 |  |  | Yes | FIS, BLE |  | City of Nacogdoches |  |  | No | BLE |  | Yes | Complies with RFPG Goals
688 | 051000058 | City of Tyler Master Drainage Plan | Perform H&H modeling to identify and define flood risk, develop conceptual alternatives to reduce flood risk, develop OPCC for conceptual alternatives, and rank projects. Conceptual alternatives should evaluate feasibility of nature based solutions. | 5 | Neches | Smith | 12020001,12020004 | 1202000103,1202000101,1202000401 | 120200010301,120200010302,120200010104,120200010105,120200040104,120200040103 | 05000040,05000041,05000047,05000048,05000130,05000146 | 05000003,05000004,05000005,05000006,05000007,05000008,05000015,05000016 | 56.2004 | Yes | No | Yes | No | No | 00003371 | 00003371 | Yes | Watershed Planning | 2200000 | Yes |  |  | 1042 | 755 | 5666 | 2658 | 7482 | 72 | 31 | 23.1342 | 31 | 3.9377 | Yes | Yes | TWDB | 2008-01-01 |  |  | Yes | FIS, BLE |  | Neches RFPG |  |  | No | BLE |  | Yes | Complies with RFPG Goals
689 | 051000062 | Preliminary Engineering of Gibsonville Street and Porterville Road Bridges Improvements | Evaluate alternatives to raise bridges on Gibsonville St. and Porterville Road to increase flow of creek under. | 5 | Neches | Angelina | 12020002 | 1202000205 | 120200020501 | 05000099 | 05000007,05000008 | 48.1148 | Yes | No | Yes | No | No | 05003198 | 05003198 | No | Project Planning | 650000 | Yes |  |  | 6 | 4 | 0 | 0 | 0 | 0 | 0 | 2.6305 | 0 | 3.6042 | Yes | No |  |  |  |  | Yes | BLE |  | Angelina County HMP |  |  | No | BLE |  | Yes | Complies with RFPG Goals
690 | 051000061 | Hall Street over White Oak Creek Bridge Improvements | Evaluate alternatives to elevate bridge over White Oak Creek on Hall St going into the park | 5 | Neches | Angelina | 12020002 | 1202000203 | 120200020306 | 05000087 | 05000007,05000008 | 41.1316 | Yes | No | Yes | No | No | 05003196 | 05003196 | Yes | Project Planning | 103000 | Yes |  |  | 155 | 71 | 593 | 153 | 703 | 6 | 0 | 7.209 | 0 | 15.3537 | Yes | Yes | Angelina County FIS | 2010-09-29 |  |  | Yes | BLE |  | Angelina County HMP |  |  | No | BLE |  | Yes | Complies with RFPG Goals
691 | 051000032 | Liberty County Master Drainage Plan | Complete a county wide drainage plan, which can be used for regulatory purposes. | 5 | Neches | Liberty | 12020007,12030203,12040201,12040202 | 1202000701,1202000702,1203020302,1204020201,1204020202,1204020101 | 120200070109,120200070102,120200070101,120200070110,120200070104,120200070105,120200070107,120200070106,120200070103,120200070108,120200070201,120302030202,120402020100,120402020200,120402010100 | 05000229,05000230,05000231,05000232,05000233,05000234,05000235,05000236,05000237,05000238,05000239,05000250,05000252,05000259 | 05000001,05000002,05000003,05000004,05000005,05000006,05000007,05000008,05000015,05000016 | 235.4879 | Yes | No | No | No | Yes | 00002236 | 00002236 | Yes | Watershed Planning | 201313 | Yes |  |  | 116 | 57 | 51 | 140 | 143 | 1 | 0 | 7.1143 | 0 | 1525.7074 | Yes | Yes | GLO Combined Rivers Basin Study | 2024-01-01 | 2024-01-01 |  | Yes | FIS, BLE, GLO | 2024-01-01 | Neches RFPG |  |  | No | BLE |  | Yes | Complies with RFPG Goals
692 | 051000137 | Liberty County Recanalization Feasibility Study | Evaluate project to quantify benefits, evaluate impacts, and begin design. Project consists of dechannelizing existing feeder creeks that flow from north to south and improve drainage for storm water runoff. | 5 | Neches | Liberty | 12020007,12030203,12040201,12040202 | 1202000701,1202000702,1203020302,1204020201,1204020202,1204020101 | 120200070109,120200070102,120200070101,120200070110,120200070104,120200070105,120200070107,120200070106,120200070103,120200070108,120200070201,120302030202,120402020100,120402020200,120402010100 | 05000229,05000230,05000231,05000232,05000233,05000234,05000235,05000236,05000237,05000238,05000239,05000250,05000252,05000259 | 05000001,05000002,05000003,05000004,05000005,05000006,05000007,05000008 | 235.4879 | Yes | No | No | No | Yes | 00000033 | 00000033 | Yes | Project Planning | 26171 | Yes |  |  | 116 | 57 | 51 | 140 | 143 | 1 | 0 | 7.1143 | 0 | 1525.7074 | Yes | Yes | GLO Combined Rivers Basin Study | 2024-01-01 | 2024-01-01 |  | Yes | FIS, BLE, GLO | 2018-01-01 | Liberty County HMP |  |  | No | BLE |  | Yes | Complies with RFPG Goals
693 | 051000147 | Orange County DD Harvey Repairs | Evaluate project to quantify benefits, evaluate impacts, and begin design. Project consists of repairing damage to drainage ditches, crossings, culverts, levees, and right-of-ways caused by Hurricane Harvey to restore pre-flood capacity. | 5 | Neches | Orange | 12010005,12020003,12040201 | 1202000304,1201000510,1204020105 | 120200030407,120200030404,120200030405,120200030406,120200030402,120200030403,120100051005,120100051004,120402010500 | 05000001,05000002,05000003,05000004,05000005,05000025,05000258 | 05000001,05000002,05000003,05000004,05000005,05000006,05000007,05000008 | 155.7252 | Yes | Yes | No | No | Yes | 00000512 | 00000512 | Yes | Project Planning | 130000 | Yes |  |  | 5007 | 4273 | 5971 | 8737 | 11929 | 36 | 20 | 136.134 | 20 | 346.024 | Yes | Yes | GLO Combined Rivers Basin Study | 2024-01-01 | 2024-01-01 |  | Yes | FIS, GLO | 2024-01-01 | Orange County Drainage District HMP |  |  | No | BLE |  | Yes | Complies with RFPG Goals
694 | 051000148 | Orange County DD SW Detention/Retention Facilities | Evaluate project to quantify benefits, evaluate impacts, and begin design. Project consists of stormwater detention/retention facilities throughout OCDD. | 5 | Neches | Orange | 12010005,12020003,12040201 | 1202000304,1201000510,1204020105 | 120200030407,120200030404,120200030405,120200030406,120200030402,120200030403,120100051005,120100051004,120402010500 | 05000001,05000002,05000003,05000004,05000005,05000025,05000258 | 05000001,05000002,05000003,05000004,05000005,05000006,05000007,05000008,05000009,05000010 | 155.7252 | Yes | Yes | No | No | Yes | 00000512 | 00000512 | Yes | Project Planning | 130000 | Yes |  |  | 5007 | 4273 | 5971 | 8737 | 11929 | 36 | 20 | 136.134 | 20 | 346.024 | Yes | Yes | GLO Combined Rivers Basin Study | 2024-01-01 | 2024-01-01 |  | Yes | FIS, GLO | 2024-01-01 | Orange County Drainage District HMP |  |  | No | BLE |  | Yes | Complies with RFPG Goals
695 | 051000063 | Shawnee Creek Concrete Canal | Evaluate project to quantify benefits, evaluate impacts, and begin design for a concrete canal for Shawnee Creek from Louisiana Street to 6th Street. | 5 | Neches | Angelina | 12020002 | 1202000205 | 120200020505 | 05000103 | 05000001,05000002 | 40.2986 | Yes | No | Yes | No | No | 05003198 | 05003198 | Yes | Project Planning | 390000 | Yes |  |  | 17 | 14 | 6 | 22 | 22 | 0 | 2 | 1.5938 | 2 | 5.2042 | Yes | No |  |  |  |  | Yes | BLE |  | Angelina County HMP |  |  | No | BLE |  | Yes | Complies with RFPG Goals
696 | 051000123 | JCDD7 Hurricane Flood Protection Levee Study | Study to identify possible upgrades to levees to help reduce the risk of flooding and to help the District review and update levees in jurisdictional area. | 5 | Neches | Jefferson | 12020003,12040201 | 1204020103,1204020102,1202000304 | 120200030407,120200030406,120402010200,120402010300 | 05000001,05000004,05000260,05000261 | 05000001,05000002,05000003,05000004,05000005,05000006,05000007,05000008,05000009,05000010 | 111.9383 | Yes | Yes | No | No | Yes | 05001585 | 05001585 | Yes | Project Planning | 777000 | Yes |  |  | 4705 | 3668 | 9049 | 12671 | 17575 | 82 | 3 | 94.5861 | 3 | 875.976 | Yes | Yes | TWDB FIF, FIF_ID 40099 | 2024-01-01 | 2024-01-01 |  | Yes | FIF, BLE, GLO | 2024-01-01 | Jefferson County DD7 |  |  | No |  |  | Yes | Complies with RFPG Goals
697 | 051000093 | Hardin County Municipal Storm Drain Project | Evaluate project to quantify benefits, evaluate impacts, and begin design. | 5 | Neches | Jefferson, Hardin | 12020003,12020006,12020007 | 1202000304,1202000604,1202000702,1202000703,1204020102 | 120200030405,120200060407,120200070201,120200070203,120200070204,120200070205,120200070302,120200070303,120200070304,120402010200 | 05000003,05000205,05000239,05000242,05000243,05000244,05000245,05000246,05000247,05000260 | 05000003,05000004,05000005,05000006,05000007,05000008 | 127.7127 | Yes | No | No | No | Yes | 00000035 | 00000035 | Yes | Project Planning | 2000000 | Yes |  |  | 3487 | 2863 | 5945 | 7462 | 10916 | 8 | 5 | 75.0971 | 5 | 395.4531 | Yes | Yes | TWDB FIF, FIF_ID 40034 | 2023-12-04 | 2023-12-04 |  | Yes | FIS, BLE, GLO | 2024-01-01 | Hardin County HMP |  |  | No | BLE |  | Yes | Complies with RFPG Goals
698 | 051000102 | Beauxart Gardens Central Ditch Improvements | Evaluate project to quantify benefits, evaluate impacts, and begin design. Project consists of widening those channels to increase the runoff capacity – upgrading/enlarging road crossings to reduce out of bank flooding. | 5 | Neches | Jefferson | 12040201 | 1204020103 | 120402010300 | 05000261 | 05000001,05000002,05000003,05000004,05000005,05000006,05000007,05000008 | 1.3875 | Yes | No | No | No | Yes | 05001585 | 05001585 | Yes | Project Planning | 50000 | Yes |  |  | 226 | 9 | 277 | 269 | 480 | 0 | 0 | 1.7409 | 0 | 9.6553 | Yes | Yes | GLO Combined Rivers Basin Study | 2024-01-01 | 2024-01-01 |  | Yes | BLE, GLO | 2024-01-01 | Jefferson County DD7 |  |  | No |  |  | Yes | Complies with RFPG Goals
699 | 051000060 | Willie Nerron Road and Gillan Creek Bridge Replacement | Evaluate bridge improvements (upgrade bridge and increase channel flow) to current crossing to develop costs, quantify benefits, evaluate impacts, and begin design. | 5 | Neches | Angelina | 12020005 | 1202000501 | 120200050107 | 05000165 | 05000007,05000008 | 2.1092 | Yes | No | No | No | No | 05000125 | 05000125 | No | Project Planning | 325000 | Yes |  |  | 0 | 0 | 0 | 0 | 0 | 0 | 0 | 0.15214 | 0 | 0.018594 | Yes | No |  |  |  |  | No |  |  | Angelina County HMP |  |  | No | BLE |  | Yes | Complies with RFPG Goals
700 | 051000023 | Anderson County Master Drainage Plan | Perform H&H modeling to identify and define flood risk, develop conceptual alternatives to reduce flood risk, develop OPCC for conceptual alternatives, and rank projects. Conceptual alternatives should evaluate feasibility of nature based solutions. | 5 | Neches | Anderson | 12020001 | 1202000105,1202000107,1202000103,1202000104, |  | 05000027,05000028,05000029,05000030,05000033,05000034,05000035,05000036,05000037,05000053,05000055,05000056,05000057,05000058,05000059,05000060,05000061,05000064,05000065,05000069,05000070 | 05000001,05000002,05000003,05000004,05000005,05000006,05000007,05000008,05000015,05000016 | 495.3506 | Yes | No | Yes | No | No | 00000156 | 00000156 | Yes | Watershed Planning | 737953 | Yes |  |  | 69 | 28 | 22 | 61 | 73 | 0 | 2 | 22.2001 | 2 | 348.3127 | Yes | Yes | BLE |  |  |  | Yes | FIS, BLE |  | Neches RFPG |  |  | No | BLE |  | Yes | Complies with RFPG Goals
701 | 051000024 | Angelina County Master Drainage Plan | Perform H&H modeling to identify and define flood risk, develop conceptual alternatives to reduce flood risk, develop OPCC for conceptual alternatives, and rank projects. Conceptual alternatives should evaluate feasibility of nature based solutions. | 5 | Neches | Angelina | 12020002,12020003,12020004,12020005 | 1202000201,1202000202,1202000203,1202000205,1202000301,1202000406,1202000407,1202000501,1202000502,1202000506,1202000509,1202000510 |  |  | 05000001,05000002,05000003,05000004,05000005,05000006,05000007,05000008,05000015,05000016 | 860.9823 | Yes | No | Yes | No | Yes | 05000125 | 05000125 | Yes | Watershed Planning | 1700000 | Yes |  |  | 1201 | 750 | 6718 | 2570 | 8420 | 11 | 19 | 66.3665 | 19 | 165.3615 | Yes | Yes | BLE |  |  |  | Yes | FIS, BLE |  | Neches RFPG |  |  | No | BLE |  | Yes | Complies with RFPG Goals
702 | 051000026 | Cherokee County Master Drainage Plan | Perform H&H modeling to identify and define flood risk, develop conceptual alternatives to reduce flood risk, develop OPCC for conceptual alternatives, and rank projects. Conceptual alternatives should evaluate feasibility of nature based solutions. | 5 | Neches | Cherokee | 12020001,12020002,12020004 | 1202000103,1202000104,1202000105,1202000106,1202000107,1202000201,1202000202,1202000401,1202000402,1202000403,1202000405,1202000406 |  |  | 05000001,05000002,05000003,05000004,05000005,05000006,05000007,05000008,05000015,05000016 | 1057.7744 | Yes | No | Yes | No | No | 05000159 | 05000159 | Yes | Watershed Planning | 1600000 | Yes |  |  | 672 | 302 | 987 | 639 | 1382 | 1 | 10 | 49.2851 | 10 | 919.8188 | Yes | Yes | BLE |  |  |  | Yes | FIS, BLE |  | Neches RFPG |  |  | No | BLE |  | Yes | Complies with RFPG Goals
703 | 051000027 | Hardin County Master Drainage Plan | Perform H&H modeling to identify and define flood risk, develop conceptual alternatives to reduce flood risk, develop OPCC for conceptual alternatives, and rank projects. Conceptual alternatives should evaluate feasibility of nature based solutions. | 5 | Neches | Hardin | 12020003,12020006,12020007 | 1202000303,1202000304,1202000601,1202000602,1202000603,1202000604,1202000701,1202000701,1202000702,1202000703 |  |  | 05000001,05000002,05000003,05000004,05000005,05000006,05000007,05000008,05000015,05000016 | 887.5993 | Yes | No | No | No | Yes | 00000035 | 00000035 | Yes | Watershed Planning | 1000000 | Yes |  |  | 3678 | 2638 | 5704 | 7212 | 10528 | 25 | 13 | 135.796 | 13 | 743.2415 | Yes | Yes | GLO Combined Rivers Basin Study | 2024-01-01 | 2024-01-01 |  | Yes | FIS, BLE, GLO | 2024-01-01 | Neches RFPG |  |  | No | BLE |  | Yes | Complies with RFPG Goals
704 | 051000028 | Henderson County Master Drainage Plan | Perform H&H modeling to identify and define flood risk, develop conceptual alternatives to reduce flood risk, develop OPCC for conceptual alternatives, and rank projects. Conceptual alternatives should evaluate feasibility of nature based solutions. | 5 | Neches | Henderson | 12020001 | 1202000102,1202000104,1202000103,1202000101,1202000104 | 120200010203,120200010404,120200010205,120200010206,120200010301,120200010302,120200010304,120200010103,120200010202,120200010204,120200010305,120200010303,120200010307,120200010403,120200010405 | 05000032,05000033,05000038,05000039,05000040,05000041,05000042,05000046,05000049,05000050,05000051,05000052,05000053,05000056,05000057 | 05000001,05000002,05000003,05000004,05000005,05000006,05000007,05000008,05000015,05000016 | 373.9079 | Yes | No | Yes | No | Yes | 00000164 | 00000164 | Yes | Watershed Planning | 1900000 | Yes |  |  | 240 | 108 | 162 | 156 | 267 | 0 | 1 | 20.0531 | 1 | 347.5088 | Yes | Yes | BLE |  |  |  | Yes | FIS, BLE |  | Neches RFPG |  |  | No | BLE |  | Yes | Complies with RFPG Goals
705 | 051000029 | Houston County Master Drainage Plan | Perform H&H modeling to identify and define flood risk, develop conceptual alternatives to reduce flood risk, develop OPCC for conceptual alternatives, and rank projects. Conceptual alternatives should evaluate feasibility of nature based solutions. | 5 | Neches | Houston | 12020001,12020002 | 1202000105,1202000107,1202000201,1202000202,1202000204,1202000201 | 120200010509,120200010705,120200010701,120200010702,120200010703,120200020101,120200020203,120200020206,120200020204,120200020402,120200020401,120200020102,120200020103,120200020104,120200020106,120200020202 | 05000030,05000037,05000069,05000070,05000071,05000073,05000075,05000078,05000079,05000088,05000089,05000105,05000106,05000107,05000108,05000110 | 05000001,05000002,05000003,05000004,05000005,05000006,05000007,05000008,05000015,05000016 | 418.2108 | Yes | No | Yes | No | Yes | 00000128 | 00000128 | Yes | Watershed Planning | 610983 | Yes |  |  | 17 | 3 | 5 | 16 | 16 | 0 | 7 | 19.7047 | 7 | 116.8699 | Yes | Yes | BLE |  |  |  | Yes | FIS, BLE |  | Neches RFPG |  |  | No | BLE |  | Yes | Complies with RFPG Goals
706 | 051000030 | Jasper County Master Drainage Plan | Perform H&H modeling to identify and define flood risk, develop conceptual alternatives to reduce flood risk, develop OPCC for conceptual alternatives, and rank projects. Conceptual alternatives should evaluate feasibility of nature based solutions. | 5 | Neches | Jasper | 12020002,12020003,12020005 | 1202000205,1202000301,1202000302,1202000303,1202000304,1202000508,1202000509,1202000510 |  |  | 05000001,05000002,05000003,05000004,05000005,05000006,05000007,05000008,05000015,05000016 | 615.4861 | Yes | No | Yes | No | Yes | 00000059 | 00000059 | Yes | Watershed Planning | 1200000 | Yes |  |  | 756 | 367 | 1388 | 1083 | 1655 | 7 | 3 | 45.6974 | 3 | 103.8639 | Yes | Yes | GLO Combined Rivers Basin Study | 2024-01-01 | 2024-01-01 |  | Yes | FIS, BLE, GLO | 2024-01-01 | Neches RFPG |  |  | No | BLE |  | Yes | Complies with RFPG Goals
707 | 051000033 | Nacogdoches County Master Drainage Plan | Perform H&H modeling to identify and define flood risk, develop conceptual alternatives to reduce flood risk, develop OPCC for conceptual alternatives, and rank projects. Conceptual alternatives should evaluate feasibility of nature based solutions. | 5 | Neches | Nacogdoches | 12020004,12020005 | 1202000402,1202000405,1202000406,1202000407,1202000501,1202000502,1202000503,1202000504,1202000505,1202000506 |  |  | 05000001,05000002,05000003,05000004,05000005,05000006,05000007,05000008,05000015,05000016 | 977.2131 | Yes | No | Yes | No | No | 05000139 | 05000139 | Yes | Watershed Planning | 1900000 | Yes |  |  | 585 | 238 | 4007 | 2150 | 5475 | 1 | 20 | 38.3166 | 20 | 239.8163 | Yes | Yes | BLE |  |  |  | Yes | FIS, BLE |  | Neches RFPG |  |  | No | BLE |  | Yes | Complies with RFPG Goals
708 | 051000034 | Orange County Master Drainage Plan | Perform H&H modeling to identify and define flood risk, develop conceptual alternatives to reduce flood risk, develop OPCC for conceptual alternatives, and rank projects. Conceptual alternatives should evaluate feasibility of nature based solutions. | 5 | Neches | Orange | 12010005,12020003,12040201 | 1202000304,1201000510,1204020105 | 120200030407,120200030404,120200030405,120200030406,120200030402,120200030403,120100051005,120100051004,120402010500 | 05000001,05000002,05000003,05000004,05000005,05000025,05000258 | 05000001,05000002,05000003,05000004,05000005,05000006,05000007,05000008,05000015,05000016 | 155.7244 | Yes | Yes | No | No | Yes | 00000027 | 00000027 | Yes | Watershed Planning | 450000 | Yes |  |  | 5007 | 4273 | 5971 | 8737 | 11929 | 36 | 20 | 136.1341 | 20 | 346.0234 | Yes | Yes | GLO Combined Rivers Basin Study | 2024-01-01 | 2024-01-01 |  | Yes | FIS, BLE, GLO | 2024-01-01 | Neches RFPG |  |  | No | BLE |  | Yes | Complies with RFPG Goals
709 | 051000035 | Polk County Master Drainage Plan | Perform H&H modeling to identify and define flood risk, develop conceptual alternatives to reduce flood risk, develop OPCC for conceptual alternatives, and rank projects. Conceptual alternatives should evaluate feasibility of nature based solutions. | 5 | Neches | Polk | 12020002,12020006,12020007 | 1202000203,1202000204,1202000205,1202000601,1202000602,1202000604,1202000702 |  | 05000081,05000085,05000086,05000087,05000091,05000092,05000093,05000095,05000096,05000097,05000098,05000101,05000102,05000203,05000206,05000209,05000210,05000211,05000220,05000222,05000224,05000225,05000240 | 05000001,05000002,05000003,05000004,05000005,05000006,05000007,05000008,05000015,05000016 | 535.1699 | Yes | No | No | No | Yes | 00000058 | 00000058 | Yes | Watershed Planning | 150021 | Yes | FIF Grant; Local Funds | 1680000 | 84 | 45 | 321 | 124 | 368 | 0 | 8 | 16.7993 | 8 | 62.1903 | Yes | Yes | GLO Combined Rivers Basin Study | 2024-01-01 | 2024-01-01 |  | Yes | BLE, GLO | 2024-01-01 | Neches RFPG |  |  | No | BLE |  | Yes | Complies with RFPG Goals
710 | 051000036 | Rusk County Master Drainage Plan | Perform H&H modeling to identify and define flood risk, develop conceptual alternatives to reduce flood risk, develop OPCC for conceptual alternatives, and rank projects. Conceptual alternatives should evaluate feasibility of nature based solutions. | 5 | Neches | Rusk | 12020004,12020005 | 1202000402,1202000403,1202000404,1202000405,1202000503 |  | 05000126,05000127,05000128,05000132,05000133,05000134,05000135,05000136,05000137,05000138,05000139,05000140,05000141,05000142,05000143,05000144,05000150,05000152,05000153,05000154,05000198 | 05000001,05000002,05000003,05000004,05000005,05000006,05000007,05000008,05000015,05000016 | 524.8672 | Yes | No | Yes | No | No | 00000166 | 00000166 | Yes | Watershed Planning | 1400000 | Yes |  |  | 91 | 45 | 104 | 149 | 191 | 1 | 0 | 21.1154 | 0 | 206.4739 | Yes | Yes | BLE |  |  |  | Yes | FIS, BLE |  | Neches RFPG |  |  | No | BLE |  | Yes | Complies with RFPG Goals
711 | 051000037 | Sabine County Master Drainage Plan | Perform H&H modeling to identify and define flood risk, develop conceptual alternatives to reduce flood risk, develop OPCC for conceptual alternatives, and rank projects. Conceptual alternatives should evaluate feasibility of nature based solutions. | 5 | Neches | Sabine | 12020005 | 1202000507,1202000508 | 120200050705,120200050804,120200050805,120200050806,120200050807,120200050803,120200050808,120200050809 | 05000178,05000179,05000180,05000181,05000182,05000190,05000191,05000194 | 05000001,05000002,05000003,05000004,05000005,05000006,05000007,05000008,05000015,05000016 | 95.2688 | Yes | No | Yes | No | Yes | 00000135 | 00000135 | Yes | Watershed Planning | 76348 | Yes |  |  | 11 | 2 | 10 | 16 | 16 | 0 | 1 | 2.6694 | 1 | 4.9566 | Yes | Yes | GLO Combined Rivers Basin Study | 2024-01-01 | 2024-01-01 |  | Yes | FIS, BLE, GLO | 2024-01-01 | Neches RFPG |  |  | No | BLE |  | Yes | Complies with RFPG Goals
712 | 051000038 | San Augustine County Master Drainage Plan | Perform H&H modeling to identify and define flood risk, develop conceptual alternatives to reduce flood risk, develop OPCC for conceptual alternatives, and rank projects. Conceptual alternatives should evaluate feasibility of nature based solutions. | 5 | Neches | San Augustine | 12020005 | 1202000504,1202000505,1202000506,1202000507,1202000508,1202000509 |  | 05000158,05000168,05000169,05000170,05000171,05000172,05000175,05000176,05000177,05000178,05000179,05000183,05000184,05000185,05000186,05000189,05000190,05000191,05000192,05000193,05000194,05000199,05000200,05000201 | 05000001,05000002,05000003,05000004,05000005,05000006,05000007,05000008,05000015,05000016 | 533.4969 | Yes | No | Yes | No | No | 00000136 | 00000136 | Yes | Watershed Planning | 379732 | Yes |  |  | 64 | 28 | 110 | 105 | 146 | 0 | 2 | 13.2151 | 2 | 41.6078 | Yes | Yes | GLO Combined Rivers Basin Study | 2024-01-01 | 2024-01-01 |  | Yes | BLE, GLO | 2024-01-01 | Neches RFPG |  |  | No | BLE |  | Yes | Complies with RFPG Goals
713 | 051000039 | Shelby County Master Drainage Plan | Perform H&H modeling to identify and define flood risk, develop conceptual alternatives to reduce flood risk, develop OPCC for conceptual alternatives, and rank projects. Conceptual alternatives should evaluate feasibility of nature based solutions. | 5 | Neches | Shelby | 12020005 | 1202000503,1202000504,1202000507 | 120200050303,120200050301,120200050307,120200050401,120200050402,120200050403,120200050404,120200050405,120200050701 | 05000150,05000152,05000156,05000157,05000158,05000169,05000170,05000171,05000176 | 05000001,05000002,05000003,05000004,05000005,05000006,05000007,05000008,05000015,05000016 | 159.8726 | Yes | No | Yes | No | No | 00000153 | 00000153 | Yes | Watershed Planning | 1250000 | Yes |  |  | 15 | 0 | 3 | 7 | 8 | 0 | 4 | 4.6326 | 4 | 56.0686 | Yes | Yes | BLE |  |  |  | Yes | BLE |  | Neches RFPG |  |  | No | BLE |  | Yes | Complies with RFPG Goals
714 | 051000040 | Smith County Master Drainage Plan | Perform H&H modeling to identify and define flood risk, develop conceptual alternatives to reduce flood risk, develop OPCC for conceptual alternatives, and rank projects. Conceptual alternatives should evaluate feasibility of nature based solutions. | 5 | Neches | Smith | 12020001,12020004 | 1202000103,1202000101,1202000104,1202000401,1202000403,1202000402 |  | 05000040,05000041,05000043,05000044,05000045,05000046,05000047,05000048,05000051,05000053,05000054,05000121,05000127,05000128,05000129,05000130,05000131,05000145,05000146,05000147 | 05000001,05000002,05000003,05000004,05000005,05000006,05000007,05000008,05000015,05000016 | 509.5698 | Yes | No | Yes | No | Yes | 00000106 | 00000106 | Yes | Watershed Planning | 538612 | Yes |  |  | 2347 | 1064 | 6216 | 3308 | 8524 | 72 | 42 | 50.0138 | 42 | 216.3883 | Yes | Yes | BLE |  |  |  | Yes | FIS, BLE |  | Neches RFPG |  |  | No | BLE |  | Yes | Complies with RFPG Goals
715 | 051000041 | Trinity County Master Drainage Plan | Perform H&H modeling to identify and define flood risk, develop conceptual alternatives to reduce flood risk, develop OPCC for conceptual alternatives, and rank projects. Conceptual alternatives should evaluate feasibility of nature based solutions. | 5 | Neches | Trinity | 12020002 | 1202000202,1202000203,1202000204 | 120200020203,120200020207,120200020205,120200020206,120200020204,120200020304,120200020303,120200020305,120200020306,120200020402,120200020401,120200020403,120200020404,120200020405,120200020407,120200020202 | 05000075,05000076,05000077,05000078,05000079,05000080,05000084,05000086,05000087,05000088,05000089,05000090,05000091,05000093,05000096,05000110 | 05000001,05000002,05000003,05000004,05000005,05000006,05000007,05000008,05000015,05000016 | 341.7404 | Yes | No | Yes | No | No | 00000065 | 00000065 | Yes | Watershed Planning | 481324 | Yes |  |  | 32 | 15 | 7 | 15 | 15 | 0 | 1 | 22.4943 | 1 | 68.3881 | Yes | Yes | BLE |  |  |  | Yes | BLE |  | Neches RFPG |  |  | No | BLE |  | Yes | Complies with RFPG Goals
716 | 051000042 | Tyler County Master Drainage Plan | Perform H&H modeling to identify and define flood risk, develop conceptual alternatives to reduce flood risk, develop OPCC for conceptual alternatives, and rank projects. Conceptual alternatives should evaluate feasibility of nature based solutions. | 5 | Neches | Tyler | 12020002,12020003,12020006 | 1202000204,1202000205,1202000301,1202000302,1202000303,1202000601,1202000602,1202000603 |  |  | 05000001,05000002,05000003,05000004,05000005,05000006,05000007,05000008,05000015,05000016 | 931.7218 | Yes | No | No | No | Yes | 05000057 | 05000057 | Yes | Watershed Planning | 700000 | Yes |  |  | 545 | 377 | 163 | 278 | 329 | 0 | 8 | 41.8753 | 8 | 81.6377 | Yes | Yes | GLO Combined Rivers Basin Study | 2024-01-01 | 2024-01-01 |  | Yes | BLE, GLO | 2024-01-01 | Neches RFPG |  |  | No | BLE |  | Yes | Complies with RFPG Goals
717 | 051000043 | Van Zandt County Master Drainage Plan | Perform H&H modeling to identify and define flood risk, develop conceptual alternatives to reduce flood risk, develop OPCC for conceptual alternatives, and rank projects. Conceptual alternatives should evaluate feasibility of nature based solutions. | 5 | Neches | Van Zandt | 12020001 | 1202000102,1202000103,1202000101 | 120200010201,120200010203,120200010205,120200010206,120200010301,120200010101,120200010102,120200010103,120200010105,120200010202,120200010204 | 05000031,05000032,05000038,05000039,05000040,05000044,05000045,05000046,05000048,05000049,05000050 | 05000001,05000002,05000003,05000004,05000005,05000006,05000007,05000008,05000015,05000016 | 244.0078 | Yes | No | Yes | No | Yes | 00000110 | 00000110 | Yes | Watershed Planning | 484386 | Yes | FIF Grants; Local Funds | 4625000 | 217 | 144 | 85 | 202 | 233 | 0 | 0 | 13.4653 | 0 | 231.7997 | Yes | Yes | BLE |  |  |  | Yes | FIS, BLE |  | Neches RFPG |  |  | No | BLE |  | Yes | Complies with RFPG Goals
718 | 051000047 | City of Rusk Master Drainage Plan | Perform H&H modeling to identify and define flood risk, develop conceptual alternatives to reduce flood risk, develop OPCC for conceptual alternatives, and rank projects. Conceptual alternatives should evaluate feasibility of nature based solutions. | 5 | Neches | Cherokee | 12020001,12020004 | 1202000106,1202000402 | 120200010601,120200010602,120200040206,120200040207 | 05000066,05000067,05000125,05000126 | 05000003,05000004,05000005,05000006,05000007,05000008,05000015,05000016 | 6.8274 | Yes | No | Yes | No | No | 05002867 | 05002867 | No | Watershed Planning | 280000 | Yes |  |  | 41 | 9 | 455 | 10 | 462 | 0 | 0 | 1.512 | 0 | 1.5087 | Yes | No |  |  |  |  | Yes | BLE |  | Neches RFPG |  |  | No | BLE |  | Yes | Complies with RFPG Goals
719 | 051000059 | City of Whitehouse Master Drainage Plan | Perform H&H modeling to identify and define flood risk, develop conceptual alternatives to reduce flood risk, develop OPCC for conceptual alternatives, and rank projects. Conceptual alternatives should evaluate feasibility of nature based solutions. | 5 | Neches | Smith | 12020004 | 1202000401 | 120200040103,120200040105,120200040106 | 05000121,05000131,05000146 | 05000003,05000004,05000005,05000006,05000007,05000008,05000015,05000016 | 4.7677 | Yes | No | Yes | No | No | 05003033 | 05003033 | Yes | Watershed Planning | 150000 | Yes |  |  | 36 | 18 | 67 | 41 | 97 | 0 | 1 | 0.73146 | 1 | 1.5484 | Yes | No |  |  |  |  | Yes | BLE |  | Neches RFPG |  |  | No | BLE |  | Yes | Complies with RFPG Goals
720 | 051000051 | City of Athens Master Drainage Plan | Perform H&H modeling to identify and define flood risk, develop conceptual alternatives to reduce flood risk, develop OPCC for conceptual alternatives, and rank projects. Conceptual alternatives should evaluate feasibility of nature based solutions. | 5 | Neches | Henderson | 12020001 | 1202000103 | 120200010303 | 05000052 | 05000003,05000004,05000005,05000006,05000007,05000008,05000015,05000016 | 0.66818 | Yes | No | Yes | No | No | 00002826 | 00002826 | No | Watershed Planning | 31056 | Yes |  |  | 0 | 0 | 0 | 0 | 0 | 0 | 0 | 0.028696 | 0 | 0 | Yes | No |  |  |  |  | Yes | FIS, BLE |  | Neches RFPG |  |  | No | BLE |  | Yes | Complies with RFPG Goals
721 | 051000044 | City of Palestine Master Drainage Plan | Perform H&H modeling to identify and define flood risk, develop conceptual alternatives to reduce flood risk, develop OPCC for conceptual alternatives, and rank projects. Conceptual alternatives should evaluate feasibility of nature based solutions. | 5 | Neches | Anderson | 12020001 | 1202000105 | 120200010502,120200010504 | 05000029,05000034 | 05000003,05000004,05000005,05000006,05000007,05000008,05000015,05000016 | 6.7678 | Yes | No | Yes | No | No | 00003346 | 00003346 | Yes | Watershed Planning | 700000 | Yes |  |  | 14 | 10 | 19 | 31 | 42 | 0 | 2 | 1.962 | 2 | 1.7737 | Yes | No |  |  |  |  | Yes | FIS, BLE |  | Neches RFPG |  |  | No | BLE |  | Yes | Complies with RFPG Goals
722 | 051000046 | City of Jacksonville Master Drainage Plan | Perform H&H modeling to identify and define flood risk, develop conceptual alternatives to reduce flood risk, develop OPCC for conceptual alternatives, and rank projects. Conceptual alternatives should evaluate feasibility of nature based solutions. | 5 | Neches | Cherokee | 12020001,12020004 | 1202000105,1202000402 | 120200010506,120200040201,120200040204 | 05000062,05000122,05000123 | 05000003,05000004,05000005,05000006,05000007,05000008,05000015,05000016 | 16.5332 | Yes | No | Yes | No | No | 05003472 | 05003472 | Yes | Watershed Planning | 560000 | Yes |  |  | 367 | 152 | 430 | 405 | 663 | 0 | 7 | 3.8828 | 7 | 4.9888 | Yes | No |  |  |  |  | Yes | BLE |  | Neches RFPG |  |  | No | BLE |  | Yes | Complies with RFPG Goals
723 | 051000054 | City of Nederland Master Drainage Plan | Perform H&H modeling to identify and define flood risk, develop conceptual alternatives to reduce flood risk, develop OPCC for conceptual alternatives, and rank projects. Conceptual alternatives should evaluate feasibility of nature based solutions. | 5 | Neches | Jefferson | 12020003,12040201 | 1202000304,1204020103 | 120200030407,120402010300 | 05000001,05000261 | 05000003,05000004,05000005,05000006,05000007,05000008,05000015,05000016 | 5.8537 | Yes | Yes | No | No | Yes | 05003086 | 05003086 | Yes | Watershed Planning | 240000 | Yes |  |  | 381 | 163 | 477 | 804 | 1050 | 3 | 0 | 3.1707 | 0 | 0.89768 | Yes | No |  |  |  |  | Yes | BLE, GLO | 2024-01-01 | Neches RFPG |  |  | No | BLE |  | Yes | Complies with RFPG Goals
724 | 051000052 | City of Jasper Master Drainage Plan | Perform H&H modeling to identify and define flood risk, develop conceptual alternatives to reduce flood risk, develop OPCC for conceptual alternatives, and rank projects. Conceptual alternatives should evaluate feasibility of nature based solutions. | 5 | Neches | Jasper | 12020003 | 1202000302,1202000303 | 120200030301,120200030205 | 05000011,05000015 | 05000003,05000004,05000005,05000006,05000007,05000008,05000015,05000016 | 10.5447 | Yes | No | No | No | Yes | 05003336 | 05003336 | Yes | Watershed Planning | 440000 | Yes |  |  | 171 | 66 | 1093 | 621 | 1141 | 7 | 2 | 5.5198 | 2 | 1.9579 | Yes | No |  |  |  |  | Yes | BLE |  | Neches RFPG |  |  | No | BLE |  | Yes | Complies with RFPG Goals
725 | 051000050 | City of Silsbee Master Drainage Plan | Perform H&H modeling to identify and define flood risk, develop conceptual alternatives to reduce flood risk, develop OPCC for conceptual alternatives, and rank projects. Conceptual alternatives should evaluate feasibility of nature based solutions. | 5 | Neches | Hardin | 12020003,12020006 | 1202000304,1202000604 | 120200030401,120200060406,120200060407 | 05000024,05000204,05000205 | 05000003,05000004,05000005,05000006,05000007,05000008,05000015,05000016 | 7.7915 | Yes | No | No | No | Yes | 05002932 | 05002932 | Yes | Watershed Planning | 320000 | Yes |  |  | 88 | 68 | 616 | 240 | 778 | 2 | 3 | 2.2305 | 3 | 1.2106 | Yes | Yes | TWDB FIF, FIF_ID 40022 | 2023-08-30 | 2023-08-30 |  | Yes | TWDB FIF | 2023-08-30 | Neches RFPG |  |  | No | BLE |  | Yes | Complies with RFPG Goals
726 | 051000048 | City of Lumberton Master Drainage Plan | Perform H&H modeling to identify and define flood risk, develop conceptual alternatives to reduce flood risk, develop OPCC for conceptual alternatives, and rank projects. Conceptual alternatives should evaluate feasibility of nature based solutions. | 5 | Neches | Hardin | 12020006,12020007 | 1202000604,1202000703 | 120200060407,120200070303 | 05000205,05000246 | 05000003,05000004,05000005,05000006,05000007,05000008,05000015,05000016 | 10.5835 | Yes | No | No | No | Yes | 05002488 | 05002488 | Yes | Watershed Planning | 380000 | Yes |  |  | 230 | 207 | 223 | 622 | 631 | 0 | 1 | 3.9169 | 1 | 5.8457 | Yes | Yes | TWDB FIF, FIF_ID 40034 | 2023-12-04 | 2023-12-04 |  | Yes | TWDB FIF | 2023-12-04 | Neches RFPG |  |  | No | BLE |  | Yes | Complies with RFPG Goals
727 | 051000045 | City of Lufkin Master Drainage Plan | Perform H&H modeling to identify and define flood risk, develop conceptual alternatives to reduce flood risk, develop OPCC for conceptual alternatives, and rank projects. Conceptual alternatives should evaluate feasibility of nature based solutions. | 5 | Neches | Angelina | 12020002,12020005 | 1202000203,1202000205,1202000501 | 120200020301,120200020302,120200020308,120200020502,120200050104 | 05000082,05000083,05000085,05000100,05000161 | 05000003,05000004,05000005,05000006,05000007,05000008,05000015,05000016 | 35.0103 | Yes | No | Yes | No | Yes | 05003561 | 05003561 | Yes | Watershed Planning | 1000000 | Yes | HMGP, PDM, FMA, budget | 6220000 | 868 | 552 | 6004 | 2229 | 7464 | 5 | 12 | 23.3432 | 12 | 3.2341 | Yes | No |  |  |  |  | Yes | FIS, BLE | 2010-01-01 | Neches RFPG |  |  | No | BLE |  | Yes | Complies with RFPG Goals
728 | 051000056 | City of Henderson Master Drainage Plan | Perform H&H modeling to identify and define flood risk, develop conceptual alternatives to reduce flood risk, develop OPCC for conceptual alternatives, and rank projects. Conceptual alternatives should evaluate feasibility of nature based solutions. | 5 | Neches | Rusk | 12020004 | 1202000404 | 120200040401 | 05000144 | 05000003,05000004,05000005,05000006,05000007,05000008,05000015,05000016 | 10.4705 | Yes | No | Yes | No | No | 00002895 | 00002895 | No | Watershed Planning | 480000 | Yes |  |  | 37 | 17 | 59 | 73 | 97 | 0 | 0 | 2.2799 | 0 | 5.1774 | Yes | No |  |  |  |  | Yes | FIS, BLE |  | Neches RFPG |  |  | No | BLE |  | Yes | Complies with RFPG Goals
729 | 051000053 | City of Beaumont Master Drainage Plan | Perform H&H modeling to identify and define flood risk, develop conceptual alternatives to reduce flood risk, develop OPCC for conceptual alternatives, and rank projects. Conceptual alternatives should evaluate feasibility of nature based solutions. | 5 | Neches | Jefferson | 12020003,12020007,12040201 | 1202000304,1202000702,1202000703,1204020102 | 120200030405,120200030406,120200030407,120200070205,120200070303,120200070304,120402010200 | 05000001,05000003,05000004,05000242,05000244,05000246,05000260 | 05000003,05000004,05000005,05000006,05000007,05000008,05000015,05000016 | 85.1012 | Yes | Yes | No | No | Yes | 05002769 | 05002769 | Yes | Watershed Planning | 600000 | Yes |  |  | 2546 | 2102 | 7759 | 7403 | 12713 | 16 | 4 | 55.2069 | 4 | 120.3589 | Yes | Yes | ICM | 2019-01-01 | 2019-01-01 |  | Yes | FIS, GLO, 2019 MDP Study | 2024-01-01 | Neches RFPG |  |  | No |  |  | Yes | Complies with RFPG Goals
730 | 051000031 | Jefferson County Master Drainage Plan | Perform H&H modeling to identify and define flood risk, develop conceptual alternatives to reduce flood risk, develop OPCC for conceptual alternatives, and rank projects. Conceptual alternatives should evaluate feasibility of nature based solutions. | 5 | Neches | Jefferson | 12020003,12020007,12040201,12040202 | 1202000304,1202000701,1202000702,1202000703,1204020205,1204020202,1204020203,1204020105,1204020101,1204020102,1204020103 | 120200030407,120200030405,120200030406,120200070110,120200070105,120200070201,120200070205,120200070304,120200070303,120402020500,120402020200,120402020300,120402010500,120402010100,120402010200,120402010300 | 05000001,05000003,05000004,05000232,05000234,05000239,05000242,05000244,05000246,05000252,05000253,05000258,05000259,05000260,05000261,05000262 | 05000001,05000002,05000003,05000004,05000005,05000006,05000007,05000008,05000015,05000016 | 954.1431 | Yes | Yes | No | No | Yes | 05000025 | 05000025 | Yes | Watershed Planning | 1100000 | Yes |  |  | 12869 | 9726 | 23054 | 26027 | 40765 | 316 | 22 | 473.7961 | 22 | 33019.3789 | Yes | Yes | GLO Combined Rivers Basin Study | 2024-01-01 | 2024-01-01 |  | Yes | FIS, BLE, GLO | 2024-01-01 | Neches RFPG |  |  | No |  |  | Yes | Complies with RFPG Goals
731 | 051000103 | Houston Upgrade Pumping Equipment | H&H study to size pump upgrades and improve existing level of service. | 5 | Neches | Jefferson | 12040201 | 1204020103 | 120402010300 | 05000261 | 05000001,05000002,05000003,05000004,05000005,05000006,05000007,05000008 | 0.059338 | Yes | No | No | No | No | 05001585 | 05001585 | Yes | Project Planning | 250000 | Yes | <Null> |  | 0 | 0 | 0 | 0 | 0 | 0 | 0 | 0 | 0 | 0 | Yes | No |  |  |  |  | Yes | BLE, GLO | 2024-01-01 | Jefferson County DD7 |  |  | No |  |  | Yes | Complies with RFPG Goals
732 | 051000104 | Grannis Upgrade Pumping Equipment | H&H study to size pump upgrades and improve existing level of service. | 5 | Neches | Jefferson | 12040201 | 1204020103 | 120402010300 | 05000261 | 05000001,05000002,05000003,05000004,05000005,05000006,05000007,05000008 | 0.060788 | Yes | No | No | No | No | 05001585 | 05001585 | Yes | Project Planning | 100000 | Yes | <Null> |  | 1 | 0 | 95 | 95 | 95 | 0 | 0 | 0.047618 | 0 | 0.22239 | Yes | No |  |  |  |  | Yes | BLE, GLO | 2024-01-01 | Jefferson County DD7 |  |  | No |  |  | Yes | Complies with RFPG Goals
733 | 051000105 | Foley Upgrade Pumping Equipment | H&H study to size pump upgrades and improve existing level of service. | 5 | Neches | Jefferson | 12040201 | 1204020103 | 120402010300 | 05000261 | 05000001,05000002,05000003,05000004,05000005,05000006,05000007,05000008 | 1.073 | Yes | No | No | No | No | 05001585 | 05001585 | Yes | Project Planning | 100000 | Yes | <Null> |  | 0 | 0 | 0 | 0 | 0 | 0 | 0 | 0 | 0 | 0 | Yes | No |  |  |  |  | Yes | BLE, GLO | 2024-01-01 | Jefferson County DD7 |  |  | No |  |  | Yes | Complies with RFPG Goals
734 | 051000106 | Lakeside Upgrade Pumping Equipment | H&H study to size pump upgrades and improve existing level of service. | 5 | Neches | Jefferson | 12040201 | 1204020103 | 120402010300 | 05000261 | 05000001,05000002,05000003,05000004,05000005,05000006,05000007,05000008 | 4.864 | Yes | No | No | No | No | 05001585 | 05001585 | Yes | Project Planning | 100000 | Yes | <Null> |  | 207 | 200 | 126 | 387 | 397 | 0 | 0 | 2.996 | 0 | 3.2005 | Yes | No |  |  |  |  | Yes | BLE, GLO | 2024-01-01 | Jefferson County DD7 |  |  | No |  |  | Yes | Complies with RFPG Goals
735 | 051000107 | Rodair Upgrade Pumping Equipment | H&H study to size pump upgrades and improve existing level of service. | 5 | Neches | Jefferson | 12040201 | 1204020102,1204020103 | 120402010200,120402010300 | 05000260,05000261 | 05000001,05000002,05000003,05000004,05000005,05000006,05000007,05000008 | 11.8392 | Yes | Yes | No | No | Yes | 05001585 | 05001585 | Yes | Project Planning | 100000 | Yes | <Null> |  | 511 | 250 | 714 | 981 | 1418 | 0 | 0 | 9.885 | 0 | 63.7467 | Yes | No |  |  |  |  | Yes | BLE, GLO | 2024-01-01 | Jefferson County DD7 |  |  | No |  |  | Yes | Complies with RFPG Goals
736 | 051000108 | 9th Avenue - Upgrade Pumping Equipment | H&H study to size pump upgrades and improve existing level of service. | 5 | Neches | Jefferson | 12040201 | 1204020103 | 120402010300 | 05000261 | 05000001,05000002,05000003,05000004,05000005,05000006,05000007,05000008 | 5.6499 | Yes | No | No | No | Yes | 05001585 | 05001585 | Yes | Project Planning | 100000 | Yes | <Null> |  | 36 | 19 | 528 | 0 | 528 | 0 | 0 | 1.7646 | 0 | 1.3332 | Yes | No |  |  |  |  | Yes | BLE, GLO | 2024-01-01 | Jefferson County DD7 |  |  | No | BLE |  | Yes | Complies with RFPG Goals
737 | 051000109 | Halbouty Add two pumps (open spots in structure) | H&H study to size pump upgrades and improve existing level of service. | 5 | Neches | Jefferson | 12040201 | 1204020103 | 120402010300 | 05000261 | 05000001,05000002,05000005,05000006,05000007,05000008 | 12.4941 | Yes | No | No | No | Yes | 05001585 | 05001585 | Yes | Project Planning | 100000 | Yes | <Null> |  | 251 | 99 | 1008 | 891 | 1628 | 33 | 0 | 6.6933 | 0 | 163.9209 | Yes | No |  |  |  |  | Yes | BLE, GLO | 2024-01-01 | Jefferson County DD7 |  |  | No |  |  | Yes | Complies with RFPG Goals
738 | 051000110 | Rodair Upper Build new station with associated levee | H&H study to size pump upgrades and improve existing level of service. | 5 | Neches | Jefferson | 12040201 | 1204020102,1204020103 | 120402010200,120402010300 | 05000260,05000261 | 05000001,05000002,05000003,05000004,05000005,05000006,05000007,05000008 | 11.8408 | Yes | Yes | No | No | Yes | 05001585 | 05001585 | Yes | Project Planning | 100000 | Yes | <Null> |  | 511 | 250 | 714 | 981 | 1418 | 0 | 0 | 9.8907 | 0 | 63.7467 | Yes | No |  |  |  |  | Yes | BLE, GLO | 2024-01-01 | Jefferson County DD7 |  |  | No |  |  | Yes | Complies with RFPG Goals
739 | 051000111 | Main C Diversion - Build New Pump Station and Channel | H&H study to size pump upgrades and improve existing level of service. | 5 | Neches | Jefferson | 12040201 | 1204020103 | 120402010300 | 05000261 | 05000001,05000002,05000005,05000006,05000007,05000008 | 12.5114 | Yes | No | No | No | Yes | 05001585 | 05001585 | Yes | Project Planning | 100000 | Yes |  |  | 251 | 99 | 1008 | 891 | 1628 | 33 | 0 | 6.6933 | 0 | 163.9209 | Yes | Yes | GLO Combined Rivers Basin Study | 2024-01-01 | 2024-01-01 |  | Yes | BLE, GLO | 2024-01-01 | Jefferson County DD7 |  |  | No |  |  | Yes | Complies with RFPG Goals
740 | 051000112 | Upper Johns Gulley Upgrade Drainage Channel | H&H study to identify alternatives for Upper Johns Gulley drainage improvements | 5 | Neches | Jefferson | 12040201 | 1204020102,1204020103 | 120402010200,120402010300 | 05000260,05000261 | 05000001,05000002,05000003,05000004,05000005,05000006,05000007,05000008 | 8.4488 | Yes | No | No | No | Yes | 05001585 | 05001585 | Yes | Project Planning | 100000 | Yes |  |  | 0 | 0 | 0 | 0 | 0 | 0 | 0 | 1.1369 | 0 | 477.0875 | Yes | Yes | GLO Combined Rivers Basin Study | 2024-01-01 | 2024-01-01 |  | Yes | BLE, GLO | 2024-01-01 | Jefferson County DD7 |  |  | No |  |  | Yes | Complies with RFPG Goals
741 | 051000113 | Central Gardens Ditch - Upgrade Drainage Channel | H&H study to identify alternatives for Central Gardens Ditch | 5 | Neches | Jefferson | 12040201 | 1204020103 | 120402010300 | 05000261 | 05000001,05000002,05000003,05000004,05000005,05000006,05000007,05000008 | 0.74343 | Yes | No | No | No | Yes | 05001585 | 05001585 | Yes | Project Planning | 100000 | Yes |  |  | 80 | 76 | 39 | 150 | 151 | 0 | 0 | 0.82021 | 0 | 0.05155 | Yes | Yes | GLO Combined Rivers Basin Study | 2024-01-01 | 2024-01-01 |  | Yes | BLE, GLO | 2024-01-01 | Jefferson County DD7 |  |  | No |  |  | Yes | Complies with RFPG Goals
742 | 051000114 | Pure Oil Ditch Improvements | H&H study to identify alternatives for Pure Oil Ditch | 5 | Neches | Jefferson | 12020003 | 1202000304 | 120200030407 | 05000001 | 05000001,05000002,05000003,05000004,05000005,05000006,05000007,05000008 | 1.6185 | Yes | Yes | No | No | Yes | 05001585 | 05001585 | Yes | Project Planning | 100000 | Yes |  |  | 6 | 0 | 33 | 0 | 33 | 6 | 0 | 0 | 0 | 2.6984 | Yes | Yes | GLO Combined Rivers Basin Study | 2024-01-01 | 2024-01-01 |  | Yes | BLE, GLO | 2024-01-01 | Jefferson County DD7 |  |  | No | BLE |  | Yes | Complies with RFPG Goals
743 | 051000115 | Rodair Gulley Ditch Improvements | H&H study to identify alternatives for Rodair Gulley | 5 | Neches | Jefferson | 12040201 | 1204020102,1204020103 | 120402010200,120402010300 | 05000260,05000261 | 05000001,05000002,05000003,05000004,05000007,05000008 | 11.8408 | Yes | Yes | No | No | Yes | 05001585 | 05001585 | Yes | Project Planning | 100000 | Yes |  |  | 511 | 250 | 714 | 981 | 1418 | 0 | 0 | 9.8907 | 0 | 63.7467 | Yes | Yes | GLO Combined Rivers Basin Study | 2024-01-01 | 2024-01-01 |  | Yes | BLE, GLO | 2024-01-01 | Jefferson County DD7 |  |  | No |  |  | Yes | Complies with RFPG Goals
744 | 051000116 | Main C Diversion Channel Improvements | H&H study to identify alternatives for Main C Diversion Channel | 5 | Neches | Jefferson | 12040201 | 1204020103 | 120402010300 | 05000261 | 05000001,05000002,05000003,05000004,05000005,05000006,05000007,05000008 | 12.5114 | Yes | No | No | No | Yes | 05001585 | 05001585 | Yes | Project Planning | 100000 | Yes |  |  | 251 | 99 | 1008 | 891 | 1628 | 33 | 0 | 6.6933 | 0 | 163.9209 | Yes | Yes | GLO Combined Rivers Basin Study | 2024-01-01 | 2024-01-01 |  | Yes | BLE, GLO | 2024-01-01 | Jefferson County DD7 |  |  | No |  |  | Yes | Complies with RFPG Goals
745 | 051000117 | Main B Channel Improvements | H&H study to identify alternatives for Main B Channel | 5 | Neches | Jefferson | 12040201 | 1204020103 | 120402010300 | 05000261 | 05000001,05000002,05000003,05000004,05000005,05000006,05000007,05000008 | 6.4076 | Yes | No | No | No | Yes | 05001585 | 05001585 | Yes | Project Planning | 100000 | Yes |  |  | 876 | 741 | 2817 | 4603 | 5960 | 17 | 0 | 18.9679 | 0 | 8.2443 | Yes | Yes | GLO Combined Rivers Basin Study | 2024-01-01 | 2024-01-01 |  | Yes | BLE, GLO | 2024-01-01 | Jefferson County DD7 |  |  | No |  |  | Yes | Complies with RFPG Goals
746 | 051000118 | Main A Channel Improvements | H&H study to identify alternatives for Main A Channel | 5 | Neches | Jefferson | 12020003,12040201 | 1202000304,1204020103 | 120200030407,120402010300 | 05000001,05000261 | 05000001,05000002,05000003,05000004,05000005,05000006,05000007,05000008 | 6.1493 | Yes | No | No | No | Yes | 05001585 | 05001585 | Yes | Project Planning | 100000 | Yes |  |  | 147 | 111 | 822 | 555 | 1173 | 2 | 0 | 3.2148 | 0 | 3.539 | Yes | Yes | GLO Combined Rivers Basin Study | 2024-01-01 | 2024-01-01 |  | Yes | BLE, GLO | 2024-01-01 | Jefferson County DD7 |  |  | No | BLE |  | Yes | Complies with RFPG Goals
747 | 051000119 | Rodair Lateral 5 Detention Pond Excavation | H&H study to identify additional detention required to expand existing level of service | 5 | Neches | Jefferson | 12040201 | 1204020102,1204020103 | 120402010200,120402010300 | 05000260,05000261 | 05000001,05000002,05000003,05000004,05000007,05000008,05000009,05000010 | 2.0157 | Yes | No | No | No | Yes | 05001585 | 05001585 | Yes | Project Planning | 100000 | Yes |  |  | 29 | 3 | 132 | 10 | 138 | 0 | 0 | 1.2209 | 0 | 6.1196 | Yes | No |  |  |  |  | Yes | BLE, GLO | 2024-01-01 | Jefferson County DD7 |  |  | No | BLE |  | Yes | Complies with RFPG Goals
748 | 051000120 | Halbouty Detention Pond Excavation | H&H study to identify additional detention required to expand existing level of service | 5 | Neches | Jefferson | 12040201 | 1204020103 | 120402010300 | 05000261 | 05000001,05000002,05000003,05000004,05000005,05000006,05000007,05000008,05000009,05000010 | 12.4941 | Yes | No | No | No | Yes | 05001585 | 05001585 | Yes | Project Planning | 100000 | Yes |  |  | 251 | 99 | 1008 | 891 | 1628 | 33 | 0 | 6.6933 | 0 | 163.9209 | Yes | No |  |  |  |  | Yes | BLE, GLO | 2024-01-01 | Jefferson County DD7 |  |  | No |  |  | Yes | Complies with RFPG Goals
749 | 051000121 | 9th Avenue Additional Detention Excavation | H&H study to identify additional detention required to improve existing level of service | 5 | Neches | Jefferson | 12040201 | 1204020103 | 120402010300 | 05000261 | 05000001,05000002,05000003,05000004,05000007,05000008,05000009,05000010 | 5.6499 | Yes | No | No | No | Yes | 05001585 | 05001585 | Yes | Project Planning | 100000 | Yes |  |  | 36 | 19 | 528 | 0 | 528 | 0 | 0 | 1.7646 | 0 | 1.3332 | Yes | No |  |  |  |  | Yes | BLE, GLO | 2024-01-01 | Jefferson County DD7 |  |  | No | BLE |  | Yes | Complies with RFPG Goals
750 | 051000122 | Tevis Diversion | H&H study to identify alternatives for a diversion to the Neches River. | 5 | Neches | Jefferson | 12020003,12040201 | 1202000304,1204020102 | 120200030406,120402010200 | 05000004,05000260 | 05000001,05000002,05000003,05000004,05000005,05000006,05000007,05000008 | 2.8431 | Yes | No | No | No | Yes | 05001731 | 05001731 | Yes | Project Planning | 100000 | Yes |  |  | 300 | 256 | 1152 | 878 | 1721 | 1 | 0 | 8.7262 | 0 | 0 | Yes | Yes | GLO Combined Rivers Basin Study | 2024-01-01 | 2024-01-01 |  | Yes | BLE, GLO | 2024-01-01 | Jefferson County DD6 |  |  | No | BLE |  | Yes | Complies with RFPG Goals
751 | 051000124 | Crane Bayou Channel Improvements | H&H study to identify alternatives for Crane Bayou Channel | 5 | Neches | Jefferson | 12020003,12040201 | 1202000304,1204020103 | 120200030407,120402010300 | 05000001,05000261 | 05000001,05000002,05000003,05000004,05000005,05000006,05000007,05000008 | 6.5481 | Yes | No | No | No | Yes | 05001585 | 05001585 | Yes | Project Planning | 100000 | Yes |  |  | 359 | 320 | 422 | 775 | 918 | 3 | 0 | 4.7157 | 0 | 0.38263 | Yes | Yes | GLO Combined Rivers Basin Study | 2024-01-01 | 2024-01-01 |  | Yes | BLE, GLO | 2024-01-01 | Jefferson County DD7 |  |  | No | BLE |  | Yes | Complies with RFPG Goals
752 | 051000125 | Rodair Upper Additional Pump Station | H&H study to size pump upgrades and improve existing level of service. | 5 | Neches | Jefferson | 12040201 | 1204020102,1204020103 | 120402010200,120402010300 | 05000260,05000261 | 05000001,05000002,05000007,05000008 | 11.8408 | Yes | Yes | No | No | Yes | 05001585 | 05001585 | Yes | Project Planning | 100000 | Yes |  |  | 511 | 250 | 714 | 981 | 1418 | 0 | 0 | 9.8907 | 0 | 63.7467 | Yes | Yes | GLO Combined Rivers Basin Study | 2024-01-01 | 2024-01-01 |  | Yes | BLE, GLO | 2024-01-01 | Jefferson County DD7 |  |  | No |  |  | Yes | Complies with RFPG Goals
753 | 051000126 | South Park Diversion | H&H study to identify alternatives for a diversion to the Neches River. | 5 | Neches | Jefferson | 12020003,12040201 | 1202000304,1204020102 | 120200030406,120402010200 | 05000004,05000260 | 05000001,05000002,05000003,05000004,05000007,05000008 | 5.7197 | Yes | No | No | No | Yes | 05001731 | 05001731 | Yes | Project Planning | 100000 | Yes |  |  | 16 | 11 | 259 | 19 | 271 | 0 | 0 | 0.58664 | 0 | 0.15998 | Yes | Yes | GLO Combined Rivers Basin Study | 2024-01-01 | 2024-01-01 |  | Yes | BLE, GLO | 2024-01-01 | Jefferson County DD6 |  |  | No | BLE |  | Yes | Complies with RFPG Goals
754 | 051000127 | Blanchette Diversion | H&H study to identify alternatives for a diversion to the Neches River. | 5 | Neches | Jefferson | 12020003,12040201 | 1202000304,1204020102 | 120200030406,120402010200 | 05000004,05000260 | 05000001,05000002,05000003,05000004,05000007,05000008 | 8.3689 | Yes | No | No | No | Yes | 05001731 | 05001731 | Yes | Project Planning | 100000 | Yes |  |  | 88 | 38 | 558 | 52 | 582 | 0 | 0 | 2.4609 | 0 | 4.3099 | Yes | Yes | GLO Combined Rivers Basin Study | 2024-01-01 | 2024-01-01 |  | Yes | BLE, GLO | 2024-01-01 | Jefferson County DD6 |  |  | No | BLE |  | Yes | Complies with RFPG Goals
755 | 051000128 | Rodair Gully System Detention | H&H study to identify additional detention required to expand existing level of service | 5 | Neches | Jefferson | 12040201 | 1204020102,1204020103 | 120402010200,120402010300 | 05000260,05000261 | 05000001,05000002,05000003,05000004,05000007,05000008,05000009,05000010 | 11.8069 | Yes | Yes | No | No | Yes | 05001585 | 05001585 | Yes | Project Planning | 100000 | Yes |  |  | 511 | 250 | 714 | 981 | 1418 | 0 | 0 | 9.8907 | 0 | 63.8139 | Yes | Yes | GLO Combined Rivers Basin Study | 2024-01-01 | 2024-01-01 |  | Yes | BLE, GLO | 2024-01-01 | Jefferson County DD7 |  |  | No |  |  | Yes | Complies with RFPG Goals
756 | 051000129 | El Vista Upgrade Pumping Equipment | H&H study to size pump upgrades and improve existing level of service. | 5 | Neches | Jefferson | 12040201 | 1204020103 | 120402010300 | 05000261 | 05000001,05000002,05000007,05000008 | 1.514 | Yes | No | No | No | No | 05001585 | 05001585 | Yes | Project Planning | 100000 | Yes |  |  | 507 | 415 | 750 | 659 | 1216 | 0 | 0 | 10.023 | 0 | 1.6033 | Yes | No |  |  |  |  | Yes | BLE, GLO | 2024-01-01 | Jefferson County DD7 |  |  | No |  |  | Yes | Complies with RFPG Goals
757 | 051000130 | W. Port Arthur Road Upgrade Pumping Equipment | H&H study to size pump upgrades and improve existing level of service. | 5 | Neches | Jefferson | 12040201 | 1204020103 | 120402010300 | 05000261 | 05000001,05000002,05000007,05000008 | 0.63863 | Yes | No | No | No | No | 05001585 | 05001585 | Yes | Project Planning | 100000 | Yes |  |  | 3 | 0 | 4 | 0 | 4 | 0 | 0 | 0 | 0 | 0 | Yes | No |  |  |  |  | Yes | BLE, GLO | 2024-01-01 | Jefferson County DD7 |  |  | No |  |  | Yes | Complies with RFPG Goals
758 | 051000131 | Central - Upgrade Pumping Equipment and Structure | H&H study to size pump upgrades and improve existing level of service. | 5 | Neches | Jefferson | 12040201 | 1204020103 | 120402010300 | 05000261 | 05000001,05000002,05000007,05000008 | 2.903 | Yes | No | No | No | No | 05001585 | 05001585 | Yes | Project Planning | 100000 | Yes |  |  | 0 | 0 | 0 | 0 | 0 | 0 | 0 | 0 | 0 | 0 | Yes | No |  |  |  |  | Yes | BLE, GLO | 2024-01-01 | Jefferson County DD7 |  |  | No |  |  | Yes | Complies with RFPG Goals
759 | 051000132 | Star Lake Upgrade Pumping Equipment | H&H study to size pump upgrades and improve existing level of service. | 5 | Neches | Jefferson | 12040201 | 1204020103 | 120402010300 | 05000261 | 05000001,05000002,05000007,05000008 | 1.1104 | Yes | No | No | No | Yes | 05001585 | 05001585 | Yes | Project Planning | 100000 | Yes |  |  | 1 | 1 | 0 | 0 | 0 | 0 | 0 | 0 | 0 | 0.30742 | Yes | No |  |  |  |  | Yes | BLE, GLO | 2024-01-01 | Jefferson County DD7 |  |  | No | BLE |  | Yes | Complies with RFPG Goals
760 | 051000133 | Crane Bayou Additional Pumping | H&H study to size pump upgrades and improve existing level of service. | 5 | Neches | Jefferson | 12020003,12040201 | 1202000304,1204020103 | 120200030407,120402010300 | 05000001,05000261 | 05000001,05000002,05000005,05000006,05000007,05000008 | 6.5484 | Yes | No | No | No | Yes | 05001585 | 05001585 | Yes | Project Planning | 100000 | Yes |  |  | 359 | 320 | 422 | 775 | 918 | 3 | 0 | 4.7157 | 0 | 0.38263 | Yes | No |  |  |  |  | Yes | BLE, GLO | 2024-01-01 | Jefferson County DD7 |  |  | No | BLE |  | Yes | Complies with RFPG Goals
761 | 051000134 | Lakeview Additional Pumping | H&H study to size pump upgrades and improve existing level of service. | 5 | Neches | Jefferson | 12040201 | 1204020103 | 120402010300 | 05000261 | 05000001,05000002,05000007,05000008 | 1.7887 | Yes | Yes | No | No | Yes | 05001585 | 05001585 | Yes | Project Planning | 100000 | Yes |  |  | 216 | 215 | 155 | 479 | 479 | 0 | 0 | 2.0346 | 0 | 0 | Yes | No |  |  |  |  | Yes | BLE, GLO | 2024-01-01 | Jefferson County DD7 |  |  | No | BLE |  | Yes | Complies with RFPG Goals
762 | 051000138 | Stadium Upgrade Pumping Equipment | H&H study to size pump upgrades and improve existing level of service. | 5 | Neches | Jefferson | 12040201 | 1204020103 | 120402010300 | 05000261 | 05000001,05000002,05000007,05000008 | 0.018054 | Yes | Yes | No | No | No | 05001585 | 05001585 | Yes | Project Planning | 100000 | Yes |  |  | 6 | 6 | 7 | 27 | 27 | 0 | 0 | 0.11525 | 0 | 0 | Yes | No |  |  |  |  | Yes | BLE, GLO | 2024-01-01 | Jefferson County DD7 |  |  | No | BLE |  | Yes | Complies with RFPG Goals
763 | 051000139 | Delmar Upgrade Pumping Equipment | H&H study to size pump upgrades and improve existing level of service. | 5 | Neches | Jefferson | 12040201 | 1204020103 | 120402010300 | 05000261 | 05000001,05000002,05000007,05000008 | 0.66515 | Yes | Yes | No | No | No | 05001585 | 05001585 | Yes | Project Planning | 100000 | Yes |  |  | 676 | 646 | 482 | 1618 | 1618 | 0 | 0 | 6.4249 | 0 | 0.21761 | Yes | No |  |  |  |  | Yes | BLE, GLO | 2024-01-01 | Jefferson County DD7 |  |  | No | BLE |  | Yes | Complies with RFPG Goals
764 | 051000140 | DeQueen Additional Pumping Equipment | H&H study to size pump upgrades and improve existing level of service. | 5 | Neches | Jefferson | 12040201 | 1204020103 | 120402010300 | 05000261 | 05000001,05000002,05000007,05000008 | 0.71537 | Yes | No | No | No | No | 05001585 | 05001585 | Yes | Project Planning | 100000 | Yes |  |  | 0 | 0 | 0 | 0 | 0 | 0 | 0 | 0.2657 | 0 | 0.012348 | Yes | No |  |  |  |  | Yes | BLE, GLO | 2024-01-01 | Jefferson County DD7 |  |  | No | BLE |  | Yes | Complies with RFPG Goals
765 | 051000141 | Shreveport Additional Pumping Equipment | H&H study to size pump upgrades and improve existing level of service. | 5 | Neches | Jefferson | 12040201 | 1204020103 | 120402010300 | 05000261 | 05000001,05000002,05000007,05000008 | 0.19056 | Yes | No | No | No | No | 05001585 | 05001585 | Yes | Project Planning | 100000 | Yes |  |  | 0 | 0 | 0 | 0 | 0 | 0 | 0 | 0 | 0 | 0 | Yes | No |  |  |  |  | Yes | BLE, GLO | 2024-01-01 | Jefferson County DD7 |  |  | No |  |  | Yes | Complies with RFPG Goals
766 | 051000144 | Mayhaw Lateral Improvements | Rectify negative impacts to properties downstream of IH-10 caused by additional drainage crossings | 5 | Neches | Jefferson,Chambers | 12040201,12040202 | 1204020101,1204020202,1204020203 | 120402010100,120402020200,120402020300 | 05000252,05000253,05000259 | 05000001,05000002,05000003,05000004,05000007,05000008 | 46.6076 | Yes | No | No | No | Yes | 05001731 | 05001731 | Yes | Project Planning | 2200000 | Yes |  |  | 401 | 267 | 165 | 534 | 551 | 0 | 3 | 28.0496 | 3 | 2479.4739 | Yes | Yes | GLO Combined Rivers Basin Study | 2024-01-01 | 2024-01-01 |  | Yes | FIS, BLE, GLO | 2024-01-01 | Jefferson County DD7 |  |  | No |  |  | Yes | Complies with RFPG Goals
767 | 051000142 | Delaware Diversion | Divert storm runoff out of Beaumont from the Hillebrandt watershed to the Neches River. | 5 | Neches | Jefferson | 12020007,12020003,12040201 | 1202000703,1202000304,1204020102 | 120200070304,120200030405,120402010200 | 05000003,05000244,05000260 | 05000001,05000002,05000003,05000004,05000005,05000006,05000007,05000008 | 6.5776 | Yes | No | No | No | Yes | 05001731 | 05001731 | Yes | Project Planning | 500000 | Yes |  |  | 583 | 476 | 2441 | 2372 | 3971 | 1 | 0 | 11.6471 | 0 | 0.2384 | Yes | Yes | GLO Combined Rivers Basin Study | 2024-01-01 | 2024-01-01 |  | Yes | FIS, BLE, GLO | 2024-01-01 | Jefferson County DD6 |  |  | No | BLE |  | Yes | Complies with RFPG Goals
768 | 051000143 | Tyrrell Park Detention | Install a detention pond in the vicinity of Tyrrell Park Rd. within the city of Beaumont. | 5 | Neches | Jefferson | 12040201 | 1204020102 | 120402010200 | 05000260 | 05000001,05000002,05000003,05000004,05000007,05000008 | 4.8905 | Yes | No | No | No | Yes | 05001731 | 05001731 | Yes | Project Planning | 500000 | Yes |  |  | 1 | 1 | 0 | 0 | 0 | 0 | 0 | 1.9255 | 0 | 258.3223 | Yes | Yes | TWDB FIF, FIF_ID 40034 |  |  |  | Yes | FIS, BLE, GLO | 2024-01-01 | Jefferson County DD6 |  |  | No |  |  | Yes | Complies with RFPG Goals
769 | 051000071 | City of Lumberton Adler Ditch Drainage Improvements | H&H Study to identify alternatives for improving existing drainage of Adler Ditch | 5 | Neches | Hardin | 12020006,12020007 | 1202000604,1202000703 | 120200060407,120200070303 | 05000205,05000246 | 05000001,05000002,05000007,05000008 | 3.2462 | Yes | No | No | No | Yes | 05002488 | 05002488 | Yes | Project Planning | 100000 | Yes |  |  | 2 | 2 | 9 | 27 | 27 | 0 | 0 | 0 | 0 | 17.751 | Yes | Yes | GLO Combined Rivers Basin Study | 2024-01-01 | 2024-01-01 |  | Yes | GLO | 2024-01-01 | Hardin County HMP |  |  | No | BLE |  | Yes | Complies with RFPG Goals
770 | 051000072 | City of Lumberton East Village Creek Parkway Drainage Improvements | H&H Study to identify alternatives for improving existing drainage of East Village Creek Parkway | 5 | Neches | Hardin | 12020006,12020007 | 1202000604,1202000703 | 120200060407,120200070303 | 05000205,05000246 | 05000007,05000008 | 2.0981 | Yes | No | No | No | Yes | 05002488 | 05002488 | Yes | Project Planning | 125000 | Yes |  |  | 27 | 17 | 24 | 82 | 82 | 0 | 1 | 0.61809 | 1 | 1.2129 | Yes | No |  |  |  |  | No |  |  | Hardin County HMP |  |  | No | BLE |  | Yes | Complies with RFPG Goals
771 | 051000074 | City of Lumberton Drainage Chance Cut Off Concrete Lining | H&H Study to identify alternatives for improving existing drainage of Chance Cut Off | 5 | Neches | Hardin | 12020006,12020007 | 1202000604,1202000703 | 120200060407,120200070303 | 05000205,05000246 | 05000001,05000002,05000007,05000008 | 1.6091 | Yes | No | No | No | Yes | 05002488 | 05002488 | Yes | Project Planning | 50000 | Yes |  |  | 10 | 10 | 22 | 71 | 71 | 0 | 0 | 0.27109 | 0 | 0.51009 | Yes | No |  |  |  |  | No |  |  | Hardin County HMP |  |  | No | BLE |  | Yes | Complies with RFPG Goals
772 | 051000073 | City of Lumberton Greens Branch Ditch Western Extension | H&H Study to identify alternatives for improving existing drainage of Greens Branch Ditch | 5 | Neches | Hardin | 12020006,12020007 | 1202000604,1202000703 | 120200060407,120200070303 | 05000205,05000246 | 05000001,05000002,05000007,05000008 | 10.6383 | Yes | No | No | No | Yes | 05002488 | 05002488 | Yes | Project Planning | 100000 | Yes |  |  | 230 | 207 | 223 | 622 | 631 | 0 | 1 | 4.0301 | 1 | 5.9648 | Yes | Yes | GLO Combined Rivers Basin Study | 2024-01-01 | 2024-01-01 |  | Yes | GLO | 2024-01-01 | Hardin County HMP |  |  | No | BLE |  | Yes | Complies with RFPG Goals
773 | 051000076 | City of Lumberton Elevate Taft Road and Brushy Creek Subdivision | H&H Study to identify alternatives for elevating Taft Road and Brushy Creek Subdivision | 5 | Neches | Hardin | 12020006 | 1202000604 | 120200060407 | 05000205 | 05000007,05000008 | 0.48476 | Yes | No | No | No | No | 05002488 | 05002488 | Yes | Project Planning | 75000 | Yes |  |  | 130 | 129 | 114 | 357 | 360 | 0 | 0 | 1.9588 | 0 | 2.4086 | Yes | No |  |  |  |  | No |  |  | Hardin County HMP |  |  | No | BLE |  | Yes | Complies with RFPG Goals
774 | 051000078 | City of Nacogdoches Flood Mitigation Project | H&H study to mitigate the wide-spread flooding that occurs along LaNana and Banita Creeks in the City of Nacogdoches | 5 | Neches | Nacogdoches | 12020004,12020005 | 1202000407,1202000501,1202000502 | 120200040704,120200050101,120200050102,120200050106,120200050201 | 05000118,05000159,05000160,05000162,05000166 | 05000001,05000002,05000003,05000004,05000009,05000010 | 27.6898 | Yes | No | Yes | No | No | 05002929 | 05002929 | Yes | Project Planning | 100000 | Yes |  |  | 446 | 185 | 3965 | 2012 | 5331 | 1 | 0 | 13.7831 | 0 | 4.4305 | Yes | No |  |  |  |  | Yes | FIS, BLE |  | City of Nacogdoches |  |  | No | BLE |  | Yes | Complies with RFPG Goals
775 | 051000049 | City of Rose Hill Acres Master Drainage Plan | Develop drainage study to identify flood mitigation measures and drainage improvements including purchase of easements in the ETJ or a possible MOU to implement improvements. | 5 | Neches | Hardin | 12020007 | 1202000703 | 120200070303 | 05000246 | 05000003,05000004,05000005,05000006,05000007,05000008,05000015,05000016 | 0.40906 | Yes | No | No | No | No | 05003029 | 05003029 | Yes | Watershed Planning | 200000 | Yes |  |  | 129 | 123 | 81 | 234 | 237 | 0 | 0 | 2.3295 | 0 | 0.12111 | Yes | No |  |  |  |  | Yes | BLE, GLO | 2024-01-01 | Neches RFPG |  |  | No | BLE |  | Yes | Complies with RFPG Goals
776 | 051000079 | City of Rose Hill Acres Ditch Improvements | H&H Study to identify alternatives for ditch improvements within Rose Hill Acres | 5 | Neches | Hardin | 12020007 | 1202000703 | 120200070303 | 05000246 | 05000001,05000002 | 0.40775 | Yes | No | No | No | No | 05003029 | 05003029 | Yes | Project Planning | 50000 | Yes |  |  | 129 | 123 | 81 | 234 | 237 | 0 | 0 | 2.3295 | 0 | 0.12111 | Yes | No |  |  |  |  | Yes | BLE, GLO | 2024-01-01 | Hardin County HMP |  |  | No | BLE |  | Yes | Complies with RFPG Goals
777 | 051000080 | City of Rose Hill Acres Road and Bridge Elevation | H&H study to locate roadways prone to flooding and identify alternatives to improve drainage. | 5 | Neches | Hardin | 12020007 | 1202000703 | 120200070303 | 05000246 | 05000007,05000008 | 0.40816 | Yes | No | No | No | No | 05003029 | 05003029 | Yes | Project Planning | 50000 | Yes |  |  | 129 | 123 | 81 | 234 | 237 | 0 | 0 | 2.3295 | 0 | 0.12111 | Yes | No |  |  |  |  | Yes | BLE, GLO | 2024-01-01 | Hardin County HMP |  |  | No | BLE |  | Yes | Complies with RFPG Goals
778 | 051000081 | City of Silsbee Easy Street Drainage Improvements | H&H study to locate roadways prone to flooding and identify alternatives to improve drainage. | 5 | Neches | Hardin | 12020006 | 1202000604 | 120200060406 | 05000204 | 05000007,05000008 | 4.4075 | Yes | No | No | No | No | 05002932 | 05002932 | Yes | Project Planning | 50000 | Yes |  |  | 135 | 96 | 113 | 228 | 266 | 0 | 4 | 2.8015 | 4 | 3.7084 | Yes | Yes | TWDB FIF, FIF_ID 40022 | 2023-08-30 | 2023-08-30 |  | Yes | TWDB FIF | 2023-08-30 | Hardin County HMP |  |  | No | BLE |  | Yes | Complies with RFPG Goals
779 | 051000082 | City of Vidor Schoolhouse Ditch Alternative B | H&H study to identify alternatives for Schoolhouse Ditch | 5 | Neches | Orange | 12020003 | 1202000304 | 120200030405,120200030406 | 05000003,05000004 | 05000001,05000002,05000007,05000008 | 2.849 | Yes | No | No | No | Yes | 00000027 | 00000027 | Yes | Project Planning | 100000 | Yes |  |  | 150 | 111 | 183 | 411 | 471 | 0 | 3 | 2.1116 | 3 | 0.055413 | Yes | Yes | GLO Combined Rivers Basin Study | 2024-01-01 | 2024-01-01 |  | Yes | BLE, GLO | 2024-01-01 | Orange County Drainage District |  |  | No | BLE |  | Yes | Complies with RFPG Goals
780 | 051000084 | City of Vidor Drainage Improvements | Perform H&H modeling to identify and define flood risk, develop conceptual alternatives to reduce flood risk, develop OPCC for conceptual alternatives, and rank projects. Conceptual alternatives should evaluate feasibility of nature based solutions. | 5 | Neches | Orange | 12020003,12010005 | 1202000304,1201000510 | 120200030405,120100051004,120100051003,120200030404,120200030406 | 05000002,05000003,05000004 | 05000001,05000002,05000003,05000004,05000005,05000006,05000007,05000008,05000009,05000010 | 10.3049 | Yes | No | No | No | Yes | 00000027 | 00000027 | Yes | Project Planning | 100000 | Yes |  |  | 541 | 416 | 695 | 1143 | 1462 | 1 | 5 | 13.1056 | 5 | 1.0961 | Yes | No |  |  |  |  | Yes | BLE, GLO | 2024-01-01 | Orange County Drainage District |  |  | No | BLE |  | Yes | Complies with RFPG Goals
781 | 051000085 | Hardin County Black Creek Detention Pond | H&H Study to develop alternatives for detention at Black Creek. | 5 | Neches | Hardin | 12020003 | 1202000303 | 120200030307 | 05000023 | 05000001,05000002,05000003,05000004,05000007,05000008,05000009,05000010 | 49.7739 | Yes | No | No | No | No | 00000035 | 00000035 | Yes | Project Planning | 150000 | Yes |  |  | 23 | 3 | 10 | 11 | 17 | 0 | 0 | 7.6512 | 0 | 14.9453 | Yes | No |  |  |  |  | Yes | BLE, GLO | 2024-01-01 | Hardin County HMP |  |  | No | BLE |  | Yes | Complies with RFPG Goals
782 | 051000089 | Hardin County South Area Drainage System | H&H study to identify alternatives for developing a drainage system to drain / retain flood waters around the communities of Pinewood, Countrywood, Bevil Oaks, and Rose Hill | 5 | Neches | Hardin | 12020003,12020006,12020007 | 1202000303,1202000304,1202000601,1202000602,1202000603,1202000604,1202000701,1202000701,1202000702,1202000703 |  |  | 05000001,05000002,05000003,05000004,05000005,05000006,05000007,05000008,05000009,05000010 | 886.2706 | Yes | No | No | No | Yes | 00000035 | 00000035 | Yes | Project Planning | 1000000 | Yes |  |  | 3676 | 2636 | 5703 | 7210 | 10526 | 25 | 13 | 135.7441 | 13 | 743.4666 | Yes | Yes | GLO Combined Rivers Basin Study | 2024-01-01 | 2024-01-01 |  | Yes | BLE, GLO | 2024-01-01 | Hardin County HMP |  |  | No | BLE |  | Yes | Complies with RFPG Goals
783 | 051000090 | Hardin County SE Area Drainage System | H&H study to identify alternatives for developing a large drainage system to drain Lumberton directly into the Neches River, instead of Pine Island Bayou. | 5 | Neches | Hardin | 12020003,12020006,12020007 | 1202000303,1202000304,1202000601,1202000602,1202000603,1202000604,1202000701,1202000701,1202000702,1202000703 |  |  | 05000001,05000002,05000003,05000004,05000005,05000006,05000007,05000008,05000009,05000010 | 887.5186 | Yes | No | No | No | Yes | 00000035 | 00000035 | Yes | Project Planning | 1250000 | Yes |  |  | 3678 | 2638 | 5704 | 7212 | 10528 | 25 | 13 | 135.7882 | 13 | 743.4666 | Yes | Yes | GLO Combined Rivers Basin Study | 2024-01-01 | 2024-01-01 |  | Yes | BLE, GLO | 2024-01-01 | Hardin County HMP |  |  | No | BLE |  | Yes | Complies with RFPG Goals
784 | 051000083 | City of Vidor Schoolhouse Ditch Alternative C | H&H study to identify alternatives for Schoolhouse Ditch | 5 | Neches | Orange | 12020003 | 1202000304 | 120200030405,120200030406 | 05000003,05000004 | 05000001,05000002,05000007,05000008 | 2.849 | Yes | No | No | No | Yes | 00000027 | 00000027 | Yes | Project Planning | 100000 | Yes |  |  | 150 | 111 | 183 | 411 | 471 | 0 | 3 | 2.1116 | 3 | 0.055413 | Yes | Yes | GLO Combined Rivers Basin Study | 2024-01-01 | 2024-01-01 |  | Yes | BLE, GLO | 2024-01-01 | Orange County Drainage District |  |  | No | BLE |  | Yes | Complies with RFPG Goals
785 | 051000086 | Hardin County Boggy Creek Detention Pond | H&H Study to develop alternatives for detention on Boggy Creek. | 5 | Neches | Hardin | 12020006,12020007 | 1202000604,1202000702,1202000703 | 120200070205,120200070303,120200060407,120200070301,120200070304,120200060405,120200070302 | 05000202,05000204,05000205,05000241,05000242,05000243,05000244,05000246 | 05000001,05000002,05000003,05000004,05000005,05000006,05000007,05000008,05000009,05000010 | 42.7505 | Yes | No | No | No | Yes | 00000035 | 00000035 | Yes | Project Planning | 150000 | Yes |  |  | 648 | 497 | 609 | 1000 | 1277 | 1 | 0 | 13.6462 | 0 | 43.2247 | Yes | No |  |  |  |  | Yes | BLE, GLO | 2024-01-01 | Hardin County HMP |  |  | No | BLE |  | Yes | Complies with RFPG Goals
786 | 051000087 | Hardin County Cooks Lake Road Bridge Elevation | H&H study to improve drainage along Cooks Lake Bridge. | 5 | Neches | Hardin | 12020003,12020007 | 1202000304,1202000703 | 120200070303,120200070304,120200030402 | 05000005,05000244,05000246 | 05000007,05000008 | 9.5164 | Yes | No | No | No | No | 00000035 | 00000035 | Yes | Project Planning | 20000 | Yes |  |  | 41 | 23 | 119 | 101 | 188 | 0 | 0 | 2.6654 | 0 | 8.1038 | Yes | No |  |  |  |  | Yes | BLE, GLO | 2024-01-01 | Hardin County HMP |  |  | No | BLE |  | Yes | Complies with RFPG Goals
787 | 051000088 | Hardin County Reservoir | H&H study of large reservoir for flood control / drought assistance. | 5 | Neches | Hardin | 12020006,12020007 | 1202000604,1202000702,1202000703 | 120200070205,120200070303,120200060407,120200070301,120200070304,120200060405,120200070302 | 05000202,05000204,05000205,05000241,05000242,05000243,05000244,05000246 | 05000001,05000002,05000003,05000004,05000005,05000006,05000007,05000008,05000009,05000010 | 42.724 | Yes | No | No | No | Yes | 00000035 | 00000035 | Yes | Project Planning | 500000 | Yes |  |  | 648 | 497 | 609 | 1000 | 1277 | 1 | 0 | 13.6771 | 0 | 43.2247 | Yes | No |  |  |  |  | Yes | BLE, GLO | 2024-01-01 | Hardin County HMP |  |  | No | BLE |  | Yes | Complies with RFPG Goals
788 | 051000091 | Hardin County Pinewood Drainage Improvements | H&H Study to identify alternatives for improving existing drainage within Pinewood. | 5 | Neches | Hardin | 12020006,12020007 | 1202000604,1202000702,1202000703 | 120200070205,120200070303,120200060407,120200070301,120200070304,120200060405,120200070302 | 05000202,05000204,05000205,05000241,05000242,05000243,05000244,05000246 | 05000001,05000002,05000003,05000004,05000005,05000006,05000007,05000008 | 42.748 | Yes | No | No | No | Yes | 00000035 | 00000035 | Yes | Project Planning | 350000 | Yes |  |  | 648 | 497 | 609 | 1000 | 1277 | 1 | 0 | 13.6771 | 0 | 43.2247 | Yes | No |  |  |  |  | Yes | BLE, GLO | 2024-01-01 | Hardin County HMP |  |  | No | BLE |  | Yes | Complies with RFPG Goals
789 | 051000092 | Hardin County Coon Marsh Gully Drainage Improvements | H&H Study to identify alternatives for improving existing drainage within Marsh Gully | 5 | Neches | Hardin | 12020007 | 1202000702 | 120200070205,120200070201,120200070204 | 05000239,05000242,05000245 | 05000001,05000002,05000003,05000004,05000005,05000006,05000007,05000008 | 2.1039 | Yes | No | No | No | No | 00000035 | 00000035 | Yes | Project Planning | 300000 | Yes |  |  | 285 | 226 | 334 | 792 | 878 | 1 | 2 | 5.8364 | 2 | 9.9596 | Yes | Yes | GLO Combined Rivers Basin Study | 2024-01-01 | 2024-01-01 |  | Yes | BLE, GLO | 2024-01-01 | Hardin County HMP |  |  | No | BLE |  | Yes | Complies with RFPG Goals
790 | 051000075 | City of Lumberton Detention Pond at FM 421 | H&H Study to develop alternatives for detention at FM 421 | 5 | Neches | Hardin | 12020007 | 1202000703 | 120200070303 | 05000246 | 05000001,05000002,05000005,05000006 | 10.8179 | Yes | No | No | No | Yes | 05002488 | 05002488 | Yes | Project Planning | 50000 | Yes |  |  | 539 | 439 | 568 | 847 | 1123 | 1 | 0 | 10.4832 | 0 | 10.3809 | Yes | No |  |  |  |  | No |  |  | Hardin County HMP |  |  | No | BLE |  | Yes | Complies with RFPG Goals
791 | 051000025 | Chambers County Master Drainage Plan | Perform H&H modeling to identify and define flood risk, develop conceptual alternatives to reduce flood risk, develop OPCC for conceptual alternatives, and rank projects. Conceptual alternatives should evaluate feasibility of nature based solutions. | 5 | Neches | Chambers | 12040201,12040202,12040203,12040204 | 1204020302,1204020201,1204020204,1204020205,1204020202,1204020203,1204020402,1204020101 | 120402030200,120402020100,120402020400,120402020500,120402020200,120402020300,120402040200,120402010100 | 05000249,05000250,05000251,05000252,05000253,05000259,05000262 | 05000001,05000002,05000003,05000004,05000005,05000006,05000007,05000008,05000015,05000016 | 434.4649 | Yes | Yes | No | No | Yes | 00000013 | 00000013 | Yes | Watershed Planning | 1600000 | Yes |  |  | 1175 | 459 | 617 | 1128 | 1431 | 0 | 0 | 161.6165 | 0 | 36932.5938 | Yes | Yes | GLO Combined Rivers Basin Study | 2024-01-01 | 2024-01-01 |  | Yes | FIS, BLE, GLO | 2024-01-01 | Neches RFPG |  |  | No |  |  | Yes | Complies with RFPG Goals
792 | 051000156 | Colonial Outfall Ditch Culvert Improvements | H&H Study to analyze most efficient alternatives to install new culverts along FM 1442 (Bridge City) at Colonial Outfall Ditch. | 5 | Neches | Orange | 12020003 | 1202000304 | 120200030407 | 05000001 | 05000007,05000008 | 0.5419 | Yes | Yes | No | No | No | 00000512 | 00000512 | Yes | Project Planning | 200000 | Yes |  |  | 188 | 180 | 905 | 458 | 1217 | 0 | 1 | 4.9049 | 1 | 0.97369 | Yes | Yes | GLO Combined Rivers Basin Study | 2024-01-01 | 2024-01-01 |  | Yes | FIS, GLO | 2024-01-01 | Orange County Drainage District HMP |  |  | No | BLE |  | Yes | Complies with RFPG Goals
793 | 051000155 | Bridge City Drainage Outfall Improvement Project | Improve and extend three major drainage ditches and extend a neighborhood outfall to reduce structural flooding in residences within the area. | 5 | Neches | Orange | 12010005,12020003,12040201 | 1201000510,1202000304,1204020105 | 120100051005,120200030407,120402010500 | 05000256,05000001,05000258 | 05000003,05000004,05000005,05000006,05000007,05000008 | 4.2639 | Yes | Yes | No | No | Yes | 00000512 | 00000512 | Yes | Project Planning | 200000 | Yes |  |  | 1889 | 1635 | 3332 | 3394 | 5591 | 6 | 1 | 36.4042 | 1 | 5.928 | Yes | Yes | GLO Combined Rivers Basin Study | 2024-01-01 | 2024-01-01 |  | Yes | FIS, GLO | 2024-01-01 | Orange County Drainage District HMP |  |  | No | BLE |  | Yes | Complies with RFPG Goals
794 | 061000442 | Forest Estates - Live Oak Creek Watershed Artesian Forest 1 - Artesian Creek Watershed | Develop a benefits cost analysis in support of this project identied in the City of Conroe Master Drainage Plan. | 6 | San Jacinto | Montgomery | 12040101 | 1204010102,1204010104 | 120401010207,120401010401 | 06000011,06000020 | 06000001,06000011,06000012,06000015 | 2.4846 | No | No | Yes | No | No | 06003030 | 06000037,06003030 | No | Project Planning | 30000 | Yes |  |  | 99 | 83 | 343 | 274 | 531 | 0 | 0 | 2.2649 | 0 | 0.69726 | No | Yes |  |  |  | 999999 | Yes |  |  | Alligator Creek Master Drainage Plan |  |  | No |  |  | Yes | Alignment with RFPG goals and TWDB guidance principles.
795 | 061000462 | Longmire and SH-105 - Live Oak Creek Watershed | Develop a benefits cost analysis in support of this project identied in the City of Conroe Master Drainage Plan. | 6 | San Jacinto | Montgomery | 12040101 | 1204010102,1204010104 | 120401010207,120401010401 | 06000011,06000020 | 06000001,06000011,06000012,06000015 | 2.4786 | Yes | No | Yes | No | No | 06003030 | 06000037,06003030 | No | Project Planning | 30000 | Yes |  |  | 99 | 83 | 343 | 274 | 531 | 0 | 0 | 2.2649 | 0 | 0.69726 | No | Yes |  |  |  | 999999 | Yes |  |  | Alligator Creek Master Drainage Plan |  |  | No |  |  | Yes | Alignment with RFPG goals and TWDB guidance principles.
796 | 061000443 | Artesian Forest 1 - Artesian Creek Watershed | Develop a benefits cost analysis in support of this project identied in the City of Conroe Master Drainage Plan. | 6 | San Jacinto | Montgomery | 12040101 | 1204010102 | 120401010207 | 06000011 | 06000001,06000011,06000012,06000015 | 1.4019 | No | No | No | No | Yes | 06003030 | 06000037,06003030 | No | Project Planning | 30000 | Yes |  |  | 40 | 36 | 17 | 68 | 69 | 1 | 0 | 0.89069 | 0 | 6.5784 | No | Yes |  |  |  | 999999 | Yes |  |  | Alligator Creek Master Drainage Plan |  |  | No |  |  | Yes | Alignment with RFPG goals and TWDB guidance principles.
797 | 061000444 | Artesian Forest East - Artesian Creek Watershed | Develop a benefits cost analysis in support of this project identied in the City of Conroe Master Drainage Plan. | 6 | San Jacinto | Montgomery | 12040101 | 1204010102 | 120401010207 | 06000011 | 06000001,06000011,06000012,06000015 | 1.4019 | No | No | Yes | No | No | 06003030 | 06000037,06003030 | No | Project Planning | 30000 | Yes |  |  | 40 | 36 | 17 | 68 | 69 | 1 | 0 | 0.89069 | 0 | 6.5784 | No | Yes |  |  |  | 999999 | Yes |  |  | Alligator Creek Master Drainage Plan |  |  | No |  |  | Yes | Alignment with RFPG goals and TWDB guidance principles.
798 | 061000461 | Rush Creek Lake - Lake Conroe Estates Watershed | Develop a benefits cost analysis in support of this project identied in the City of Conroe Master Drainage Plan. | 6 | San Jacinto | Montgomery | 12040101 | 1204010102 | 120401010207,120401010206 | 06000011,06000010 | 06000001,06000011,06000012,06000015 | 2.3802 | Yes | No | Yes | No | No | 06003030 | 06000037,06003030 | No | Project Planning | 30000 | Yes |  |  | 80 | 73 | 33 | 130 | 130 | 0 | 1 | 0.37901 | 1 | 1.1711 | No | Yes |  |  |  | 999999 | Yes |  |  | Alligator Creek Master Drainage Plan |  |  | No |  |  | Yes | Alignment with RFPG goals and TWDB guidance principles.
799 | 061000445 | Lilly - Alligator Creek Watershed | Develop a benefits cost analysis in support of this project identied in the City of Conroe Master Drainage Plan. | 6 | San Jacinto | Montgomery | 12040101 | 1204010102,1204010104 | 120401010207,120401010401 | 06000011,06000020 | 06000001,06000011,06000012,06000015 | 6.0089 | No | No | Yes | No | No | 06003030 | 06000037,06003030 | No | Project Planning | 30000 | Yes |  |  | 516 | 426 | 2300 | 1289 | 3099 | 2 | 9 | 9.8994 | 9 | 2.4495 | No | Yes |  |  |  | 999999 | Yes |  |  | Alligator Creek Master Drainage Plan |  |  | No |  |  | Yes | Alignment with RFPG goals and TWDB guidance principles.
800 | 061000446 | East Fork North - Alligator Creek Watershed " | Develop a benefits cost analysis in support of this project identied in the City of Conroe Master Drainage Plan. | 6 | San Jacinto | Montgomery | 12040101 | 1204010102,1204010104 | 120401010207,120401010401 | 06000011,06000020 | 06000001,06000011,06000012,06000015 | 6.0089 | No | No | Yes | No | No | 06003030 | 06000037,06003030 | No | Project Planning | 30000 | Yes |  |  | 516 | 426 | 2300 | 1289 | 3099 | 2 | 9 | 9.8994 | 9 | 2.4495 | No | Yes |  |  |  | 999999 | Yes |  |  | Alligator Creek Master Drainage Plan |  |  | No |  |  | Yes | Alignment with RFPG goals and TWDB guidance principles.
801 | 061000447 | East Fork South - Alligator Creek Watershed " | Develop a benefits cost analysis in support of this project identied in the City of Conroe Master Drainage Plan. | 6 | San Jacinto | Montgomery | 12040101 | 1204010102,1204010104 | 120401010207,120401010401 | 06000011,06000020 | 06000001,06000011,06000012,06000015 | 6.0089 | No | No | Yes | No | No | 06003030 | 06000037,06003030 | No | Project Planning | 30000 | Yes |  |  | 516 | 426 | 2300 | 1289 | 3099 | 2 | 9 | 9.8994 | 9 | 2.4495 | No | Yes |  |  |  | 999999 | Yes |  |  | Alligator Creek Master Drainage Plan |  |  | No |  |  | Yes | Alignment with RFPG goals and TWDB guidance principles.
802 | 061000448 | West Branch - Alligator Creek Watershed | Develop a benefits cost analysis in support of this project identied in the City of Conroe Master Drainage Plan. | 6 | San Jacinto | Montgomery | 12040101 | 1204010102,1204010104 | 120401010207,120401010401 | 06000011,06000020 | 06000001,06000011,06000012,06000015 | 6.0089 | Yes | No | Yes | No | No | 06003030 | 06000037,06003030 | No | Project Planning | 30000 | Yes |  |  | 516 | 426 | 2300 | 1289 | 3099 | 2 | 9 | 9.8994 | 9 | 2.4495 | No | Yes |  |  |  | 999999 | Yes |  |  | Alligator Creek Master Drainage Plan |  |  | No |  |  | Yes | Alignment with RFPG goals and TWDB guidance principles.
803 | 061000449 | Oak Hollow - Alligator Creek Watershed | Develop a benefits cost analysis in support of this project identied in the City of Conroe Master Drainage Plan. | 6 | San Jacinto | Montgomery | 12040101 | 1204010102,1204010104 | 120401010207,120401010401 | 06000011,06000020 | 06000001,06000011,06000012,06000015 | 6.0089 | Yes | No | Yes | No | No | 06003030 | 06000037,06003030 | No | Project Planning | 30000 | Yes |  |  | 516 | 426 | 2300 | 1289 | 3099 | 2 | 9 | 9.8994 | 9 | 2.4495 | No | Yes |  |  |  | 999999 | Yes |  |  | Alligator Creek Master Drainage Plan |  |  | No |  |  | Yes | Alignment with RFPG goals and TWDB guidance principles.
804 | 061000450 | Cable - Alligator Creek Watershed | Develop a benefits cost analysis in support of this project identied in the City of Conroe Master Drainage Plan. | 6 | San Jacinto | Montgomery | 12040101 | 1204010102,1204010104 | 120401010207,120401010401 | 06000011,06000020 | 06000001,06000011,06000012,06000015 | 6.0089 | Yes | No | Yes | No | No | 06003030 | 06000037,06003030 | No | Project Planning | 30000 | Yes |  |  | 516 | 426 | 2300 | 1289 | 3099 | 2 | 9 | 9.8994 | 9 | 2.4495 | No | Yes |  |  |  | 999999 | Yes |  |  | Alligator Creek Master Drainage Plan |  |  | No |  |  | Yes | Alignment with RFPG goals and TWDB guidance principles.
805 | 061000452 | Rivershire East - Grand Lake Creek Watershed | Develop a benefits cost analysis in support of this project identied in the City of Conroe Master Drainage Plan. | 6 | San Jacinto | Montgomery | 12040101 | 1204010102,1204010104 | 120401010207,120401010401 | 06000011,06000020 | 06000001,06000011,06000012,06000015 | 3.5055 | Yes | No | Yes | No | No | 06003030 | 06000037,06003030 | No | Project Planning | 30000 | Yes |  |  | 365 | 257 | 978 | 1381 | 1873 | 6 | 0 | 6.664 | 0 | 2.981 | No | Yes |  |  |  | 999999 | Yes |  |  | Alligator Creek Master Drainage Plan |  |  | No |  |  | Yes | Alignment with RFPG goals and TWDB guidance principles.
806 | 061000451 | South Frazier - Grand Lake Creek Watershed | Develop a benefits cost analysis in support of this project identied in the City of Conroe Master Drainage Plan. | 6 | San Jacinto | Montgomery | 12040101 | 1204010102,1204010104 | 120401010207,120401010401 | 06000011,06000020 | 06000001,06000011,06000012,06000015 | 3.5055 | Yes | No | Yes | No | No | 06003030 | 06000037,06003030 | No | Project Planning | 30000 | Yes |  |  | 365 | 257 | 978 | 1381 | 1873 | 6 | 0 | 6.664 | 0 | 2.981 | No | Yes |  |  |  | 999999 | Yes |  |  | Alligator Creek Master Drainage Plan |  |  | No |  |  | Yes | Alignment with RFPG goals and TWDB guidance principles.
807 | 061000453 | Rivershire West - Grand Lake Creek Watershed | Develop a benefits cost analysis in support of this project identied in the City of Conroe Master Drainage Plan. | 6 | San Jacinto | Montgomery | 12040101 | 1204010102,1204010104 | 120401010207,120401010401 | 06000011,06000020 | 06000001,06000011,06000012,06000015 | 9.5144 | Yes | No | Yes | No | No | 06003030 | 06000037,06003030 | No | Project Planning | 30000 | Yes |  |  | 879 | 682 | 2968 | 2664 | 4662 | 6 | 9 | 16.5634 | 9 | 5.4304 | No | Yes |  |  |  | 999999 | Yes |  |  | Alligator Creek Master Drainage Plan |  |  | No |  |  | Yes | Alignment with RFPG goals and TWDB guidance principles.
808 | 061000454 | Baretta - Grand Lake Creek Watershed | Develop a benefits cost analysis in support of this project identied in the City of Conroe Master Drainage Plan. | 6 | San Jacinto | Montgomery | 12040101 | 1204010104 | 120401010401 | 06000020 | 06000001,06000011,06000012,06000015 | 3.5922 | Yes | No | Yes | No | No | 06003030 | 06000037,06003030 | No | Project Planning | 30000 | Yes |  |  | 102 | 63 | 170 | 171 | 283 | 0 | 1 | 5.9456 | 1 | 3.954 | No | Yes |  |  |  | 999999 | Yes |  |  | Alligator Creek Master Drainage Plan |  |  | No |  |  | Yes | Alignment with RFPG goals and TWDB guidance principles.
809 | 061000455 | Valley - Stewarts Creek Watershed | Develop a benefits cost analysis in support of this project identied in the City of Conroe Master Drainage Plan. | 6 | San Jacinto | Montgomery | 12040101 | 1204010102,1204010104 | 120401010207,120401010403,120401010401,120401010402,120401010205,120401010206 | 06000011,06000022,06000020,06000021,06000009,06000010 | 06000001,06000011,06000012,06000015 | 19.6592 | Yes | No | Yes | No | No | 06003030 | 06000037,06003030 | No | Project Planning | 30000 | Yes |  |  | 374 | 277 | 1606 | 1199 | 2384 | 7 | 7 | 10.3103 | 7 | 6.7241 | No | Yes |  |  |  | 999999 | Yes |  |  | Alligator Creek Master Drainage Plan |  |  | No |  |  | Yes | Alignment with RFPG goals and TWDB guidance principles.
810 | 061000456 | Hunnington - Stewarts Creek Watershed | Develop a benefits cost analysis in support of this project identied in the City of Conroe Master Drainage Plan. | 6 | San Jacinto | Montgomery | 12040101 | 1204010102,1204010104 | 120401010207,120401010403,120401010401,120401010402,120401010205,120401010206 | 06000011,06000022,06000020,06000021,06000009,06000010 | 06000001,06000011,06000012,06000015 | 19.6592 | Yes | No | Yes | No | No | 06003030 | 06000037,06003030 | No | Project Planning | 30000 | Yes |  |  | 374 | 277 | 1606 | 1199 | 2384 | 7 | 7 | 10.3103 | 7 | 6.7241 | No | Yes |  |  |  | 999999 | Yes |  |  | Alligator Creek Master Drainage Plan |  |  | No |  |  | Yes | Alignment with RFPG goals and TWDB guidance principles.
811 | 061000457 | Avenue M - Stewarts Creek Watershed | Develop a benefits cost analysis in support of this project identied in the City of Conroe Master Drainage Plan. | 6 | San Jacinto | Montgomery | 12040101 | 1204010102,1204010104 | 120401010207,120401010403,120401010401,120401010402,120401010205,120401010206 | 06000011,06000022,06000020,06000021,06000009,06000010 | 06000001,06000011,06000012,06000015 | 19.6592 | Yes | No | Yes | No | No | 06003030 | 06000037,06003030 | No | Project Planning | 30000 | Yes |  |  | 374 | 277 | 1606 | 1199 | 2384 | 7 | 7 | 10.3103 | 7 | 6.7241 | No | Yes |  |  |  | 999999 | Yes |  |  | Alligator Creek Master Drainage Plan |  |  | No |  |  | Yes | Alignment with RFPG goals and TWDB guidance principles.
812 | 061000458 | South 3rd - Stewarts Creek Watershed | Develop a benefits cost analysis in support of this project identied in the City of Conroe Master Drainage Plan. | 6 | San Jacinto | Montgomery | 12040101 | 1204010102,1204010104 | 120401010207,120401010403,120401010401,120401010402,120401010205,120401010206 | 06000011,06000022,06000020,06000021,06000009,06000010 | 06000001,06000011,06000012,06000015 | 19.6592 | Yes | No | Yes | No | No | 06003030 | 06000037,06003030 | No | Project Planning | 30000 | Yes |  |  | 374 | 277 | 1606 | 1199 | 2384 | 7 | 7 | 10.3103 | 7 | 6.7241 | No | Yes |  |  |  | 999999 | Yes |  |  | Alligator Creek Master Drainage Plan |  |  | No |  |  | Yes | Alignment with RFPG goals and TWDB guidance principles.
813 | 061000459 | Toby - Little Caney Creek Watershed | Develop a benefits cost analysis in support of this project identied in the City of Conroe Master Drainage Plan. | 6 | San Jacinto | Montgomery | 12040101 | 1204010104 | 120401010403,120401010401,120401010402 | 06000022,06000020,06000021 | 06000001,06000011,06000012,06000015 | 8.6133 | Yes | No | Yes | No | No | 06003030 | 06000037,06003030 | No | Project Planning | 30000 | Yes |  |  | 271 | 204 | 161 | 571 | 571 | 0 | 0 | 6.5345 | 0 | 3.8967 | No | Yes |  |  |  | 999999 | Yes |  |  | Alligator Creek Master Drainage Plan |  |  | No |  |  | Yes | Alignment with RFPG goals and TWDB guidance principles.
814 | 061000460 | Southern Oak - Little Laney Creek | Develop a benefits cost analysis in support of this project identied in the City of Conroe Master Drainage Plan. | 6 | San Jacinto | Montgomery | 12040101 | 1204010104 | 120401010403,120401010401,120401010402 | 06000022,06000020,06000021 | 06000001,06000011,06000012,06000015 | 8.6133 | Yes | No | Yes | No | No | 06003030 | 06000037,06003030 | No | Project Planning | 30000 | Yes |  |  | 271 | 204 | 161 | 571 | 571 | 0 | 0 | 6.5345 | 0 | 3.8967 | No | Yes |  |  |  | 999999 | Yes |  |  | Alligator Creek Master Drainage Plan |  |  | No |  |  | Yes | Alignment with RFPG goals and TWDB guidance principles.
815 | 061000463 | Southeast Montgomery County Master Drainage Plan | Study to develop Master Drainage Plan using future and existing land use and flood/storm water drainage needs including Atlas 14 rainfall. | 6 | San Jacinto | Montgomery | 12040102,12040101,12040103 | 1204010104,1204010105,1204010202,1204010301,1204010304 | 120401010403,120401010401,120401010402,120401010501,120401010404,120401020212,120401030110,120401030102,120401030108,120401030104,120401030103,120401030105,120401030106,120401030107,120401030109,120401030402,120401030401 | 06000022,06000020,06000021,06000024,06000023,06000044,06000055,06000047,06000053,06000049,06000048,06000050,06000051,06000052,06000054,06000070,06000069 | 06000001,06000010,06000015 | 312.7224 | Yes | No | Yes | No | No | 06000037 | 06000037 | No | Watershed Planning | 1170000 | Yes |  |  | 10021 | 7836 | 10446 | 16375 | 22126 | 39 | 17 | 212.7867 | 17 | 296.6737 | Yes | No |  |  |  | 999999 | Yes |  |  | Montgomery County |  |  | No |  |  | Yes | Alignment with RFPG goals and TWDB guidance principles.
816 | 061000024 | Williamsburg Subdivision Drainage Assessment | Further study of a flood risk reduction project in the Williamsburg Subdivision which includes additional detail for the design of a required weir structure. | 6 | San Jacinto | Harris | 12040104 | 1204010401 | 120401040104 | 06000074 | 06000001,06000011,06000012,06000015 | 12.7634 | Yes | No | Yes | No | No | 00000020 | 06002853,00000310,00000020,06002794 | No | Project Planning | 1260000 | Yes |  |  | 2 | 2 | 2 | 8 | 8 | 0 | 0 | 0.61346 | 0 | 6.5943 | No | No |  |  |  | 999999 | No |  |  | Williamsburg Settlement Final Study Report |  |  | No |  |  | Yes | Alignment with RFPG goals and TWDB guidance principles.
817 | 061000025 | Preliminary Drainage & Infrastructure Improvements Happy Hide A Way Subdivison | Additional analysis in the Jackson Bayou watershed, specifically along R102-00-00, is needed to determine the necessary improvements and provide a no impact solution. | 6 | San Jacinto | Harris | 12040104 | 1204010407 | 120401040704 | 06000096 | 06000001,06000011,06000012,06000015 | 0.26143 | Yes | No | Yes | No | No | 00000020 | 00000310,00000020 | No | Project Planning | 110000 | Yes | [12 empty] | No | Yes |  |  |  | 999999 | Yes |  |  | Happy Hideaway Report |  |  | No |  |  | Yes | Alignment with RFPG goals and TWDB guidance principles.
818 | 061000026 | Bridgewater Village & Enclave at Bridgewater Drainage Analysis | Alternative analysis and assessment of additional protection of basin needed during design to control flows for 100-yr event. | 6 | San Jacinto | Harris | 12040104 | 1204010402 | 120401040203 | 06000077 | 06000001,06000011,06000012,06000015 | 0.17029 | Yes | No | Yes | No | No | 00000020 | 06002853,00000310,00000020 | No | Project Planning | 750000 | Yes |  |  | 0 | 0 | 0 | 0 | 0 | 0 |  | 0.0055251 |  |  | No | Yes |  |  |  | 999999 | No |  |  | Bridgewater Village Subdivision Drainage Improvements Report |  |  | No |  |  | Yes | Alignment with RFPG goals and TWDB guidance principles.
819 | 061000027 | Lake Shadows Subdivision Drainage Improvements | Further study and development of a FMP of recommended alternative 5 which includes installing the Foley trunk line downstream of the pipelines, upsizing and installing new outfalls, and installing the Belle Cote trunk line. | 6 | San Jacinto | Harris | 12040101,12040104 | 1204010105,1204010407 | 120401010502,120401040704 | 06000025,06000096 | 06000001,06000011,06000012,06000015 | 1.444 | No | No | Yes | No | No | 00000020 | 00000310,00000020 | No | Project Planning | 280000 | Yes |  |  | 41 | 38 | 38 | 149 | 149 | 0 | 0 |  | 0 | 0.47009 | No | Yes |  |  |  | 999999 | No |  |  | Lake Shadows Study Report |  |  | No |  |  | Yes | Alignment with RFPG goals and TWDB guidance principles.
820 | 061000028 | Gum Gully Rd, W Stroker Rd, Wigwam Ln, and Related Infrastructure Drainage Improvements | Further study as report recommendation (2019) indicates that regional drainage improvements to the streams must be studied and implemented before Harris County can obtain a benefit from roadway drainage improvements. | 6 | San Jacinto | Harris | 12040104 | 1204010407 | 120401040704 | 06000096 | 06000001,06000011,06000012,06000015 | 0.50337 | Yes | No | Yes | No | No | 00000020 | 00000310,00000020 | No | Project Planning | 130000 | Yes |  |  | 3 | 0 | 4 | 2 | 6 | 0 |  | 0.055005 |  |  | No | Yes |  |  |  | 999999 | Yes |  |  | Gum Gully Rd, W Stroker Rd, Wigwam Ln, and Related Infrastructure Drainage Improvements_Final Report_March 4 2020 |  |  | No |  |  | Yes | Alignment with RFPG goals and TWDB guidance principles.
821 | 061000029 | Spanish Cove Subdivision Drainage Assessment | Additional analysis needed to confirm no negative effects. It is expected the larger channel can safely convey the increase in flows, but this must be demonstrated during the project design phase. | 6 | San Jacinto | Harris | 12040101,12040104 | 1204010105,1204010407 | 120401010502,120401040704 | 06000025,06000096 | 06000001,06000011,06000012,06000015 | 0.79375 | Yes | No | Yes | No | No | 00000020 | 00000310,00000020 | No | Project Planning | 150000 | Yes | [12 empty] | No | Yes |  |  |  | 999999 | Yes |  |  | Spanish Cove Report |  |  | No |  |  | Yes | Alignment with RFPG goals and TWDB guidance principles.
822 | 061000031 | Shoreacres Drainage Assessment | Further analysis necessary to determine downstream impacts and whether any additional volume in A104-11-00 would be available during a coincident event on Taylor Bayou. | 6 | San Jacinto | Chambers,Harris | 12040204 | 1204020401 | 120402040100 | 06000106 | 06000001,06000011,06000012,06000015 | 0.95836 | Yes | No | Yes | No | No | 06003544 | 06003544,00000310,00000020 | No | Project Planning | 100000 | Yes |  |  | 801 | 787 | 874 | 2148 | 2456 | 3 | 1 | 17.1648 | 1 | 0.22163 | No | Yes |  |  |  | 999999 | No |  |  | Shoreacres Drainage Assessment |  |  | No |  |  | Yes | Alignment with RFPG goals and TWDB guidance principles.
823 | 061000037 | City of Alvin Flood Gauges | Study to identify areas where best to purchase additional flood gauges to be placed at bayous and key high water areas within City of Alvin. | 6 | San Jacinto | Brazoria,Galveston,Fort Bend | 12040204 | 1204020401,1204020402,1204020403,1204020404 | 120402040300,120402040200,120402040400,120402040100 | 06000108,06000107,06000109,06000106 | 06000001,06000011,06000012,06000015 | 25.0883 | No | No | Yes | No | No | 00003020 | 00000295,00001801,00003020 | No | Project Planning | 50000 | Yes | Other | 25000 | 3445 | 2605 | 15192 | 8721 | 21569 | 18 | 0 | 56.8068 | 0 | 262.2956 | No | No |  |  |  | 999999 | No |  |  | City of Alvin 2020 HMP |  |  | No |  |  | Yes | Alignment with RFPG goals and TWDB guidance principles.
824 | 061000040 | City of Alvin Open Space Preservation | Study for open space preservation within adjacent development, dedication of conservation easements or fee simple acquisition of land along Mustang Bayou. | 6 | San Jacinto | Brazoria,Galveston,Fort Bend | 12040204 | 1204020401,1204020402,1204020403,1204020404 | 120402040300,120402040200,120402040400,120402040100 | 06000108,06000107,06000109,06000106 | 06000001,06000010,06000015 | 25.0883 | Yes | No | Yes | No | No | 00003020 | 00001801,00000003,00003020 | No | Watershed Planning | 500000 | Yes | Other | 0 | 3445 | 2605 | 15192 | 8721 | 21569 | 18 | 0 | 56.8068 | 0 | 262.2956 | No | No |  |  |  | 999999 | No |  |  | City of Alvin 2020 HMP |  |  | No |  |  | Yes | Alignment with RFPG goals and TWDB guidance principles.
825 | 061000011 | City of Galveston Master Drainage Study | City wide drainage and flood risk reduction planning study of Galveston to include Atlas 14 rainfall. | 6 | San Jacinto | Galveston | 12040204 | 1204020402,1204020403,1204020404,1204020405 | 120402040300,120402040200,120402040400,120402040500 | 06000108,06000107,06000109,06000110 | 06000001,06000010,06000015 | 211.0799 | No | Yes | Yes | No | No | 06002809 | 06002809,00000006 | No | Watershed Planning | 1000000 | Yes |  |  | 21858 | 19143 | 64300 | 45844 | 93583 | 509 | 0 | 408.6275 | 0 | 260.8823 | No | Yes |  |  |  | 999999 | Yes |  |  | City of Galveston HMP |  |  | No |  |  | Yes | Alignment with RFPG goals and TWDB guidance principles.
826 | 061000013 | City of Bellaire Local Drainage System Asset Management | Study to develop asset management plan / capital improvement plan to repair/replace local drainage infrastructure over time to ensure it is in good working order and meeting the level of service desired by the City. | 6 | San Jacinto | Harris | 12040104 | 1204010404 | 120401040402,120401040401 | 06000084,06000083 | 06000001,06000011,06000012,06000015 | 3.585 | No | No | Yes | No | No | 06002854 | 06002854,00000310,00000020 | No | Project Planning | 300000 | Yes | Bonds/Other Financing | 75000 | 5879 | 5539 | 25741 | 16463 | 37604 | 71 | 0 | 70.9143 | 0 | 0.15174 | No | Yes |  |  |  | 999999 | Yes |  |  | Bellaire CIP |  |  | No |  |  | Yes | Alignment with RFPG goals and TWDB guidance principles.
827 | 061000016 | City of Bunker Hill Drainage Projects | Further study of proposed localized and regional flood risk reduction projects within the City of Bunker Hill. | 6 | San Jacinto | Harris | 12040104 | 1204010403 | 120401040303 | 06000080 | 06000001,06000011,06000012,06000015 | 1.4367 | No | No | Yes | No | No | 06002856 | 06002854,00000310,00000020 | No | Project Planning | 100000 | Yes |  |  | 0 | 0 | 0 | 0 | 0 | 0 |  |  |  |  | Yes | No |  |  |  | 999999 | Yes |  |  | City of Bunker Hill Village CIP |  |  | No |  |  | Yes | Alignment with RFPG goals and TWDB guidance principles.
828 | 061000017 | City of Bunker Hill Master Drainage and Stormwater Management Plan | Further study of Master Drainage and Stormwater Management Plan for the City of Bunker Hill to include Atlas 14 rainfall. | 6 | San Jacinto | Harris | 12040104 | 1204010403 | 120401040303 | 06000080 | 06000001,06000010,06000015 | 1.4367 | No | No | Yes | No | No | 06002856 | 06002854,00000310,00000020 | No | Watershed Planning | 170000 | Yes |  |  | 0 | 0 | 0 | 0 | 0 | 0 |  |  |  |  | Yes | No |  |  |  | 999999 | Yes |  |  | Unknown |  |  | No |  |  | Yes | Alignment with RFPG goals and TWDB guidance principles.
829 | 061000005 | Missouri City Estates Drainage Improvements | Further study of proposed flood risk reduction project that includes drainage improvements to Missouri City Estates. | 6 | San Jacinto | Fort Bend,Harris | 12040104 | 1204010404 | 120401040401 | 06000083 | 06000001,06000011,06000012,06000015 | 0.1146 | No | No | Yes | No | No | 00003596 | 00000009,06003596,00000020 | No | Project Planning | 100000 | Yes | [12 empty] | No | Yes |  |  |  | 999999 | Yes |  |  | Fort Bend County HMP |  |  | No |  |  | Yes | Alignment with RFPG goals and TWDB guidance principles.
830 | 061000038 | Brazoria County Costal River Flood Extent Analysis | Study to determine flood extents, in Brazoria County, of recent hurricane disasters, by analyzing the post event aerial imagery through a GIS image classification process, and compare the flood extent area to other sources, such as LIDAR. | 6 | San Jacinto | Brazoria | 12040204 | 1204020401,1204020402,1204020403,1204020404 | 120402040300,120402040200,120402040400,120402040100 | 06000108,06000107,06000109,06000106 | 06000001,06000010,06000015 | 1481.8698 | Yes | No | No | No | No | 00000003 | 00000295,00001801,00000003,00004001 | No | Watershed Planning | 50000 | Yes |  |  | 18848 | 14344 | 38626 | 35449 | 65547 | 248 | 0 | 328.0633 | 0 | 8584.1602 | No | No |  |  |  | 999999 | Yes |  |  | Brazoria County HMAP |  |  | No |  |  | Yes | Alignment with RFPG goals and TWDB guidance principles.
831 | 061000045 | City of Manvel Flora St. Drainage Improvements | Study of possbile Flora Street drainage improvements: widen and reshape ditches, and upgrade culverts to restore adequate drainage to mitigate flooding in Manvel neighborhoods. | 6 | San Jacinto | Brazoria | 12040204 | 1204020401,1204020402,1204020404 | 120402040200,120402040400,120402040100 | 06000107,06000109,06000106 | 06000001,06000011,06000012,06000015 | 27.4094 | No | No | Yes | No | No | 06002985 | 06000037,06003030 | No | Project Planning | 100000 | Yes |  |  | 1250 | 966 | 6741 | 1895 | 8190 | 8 | 0 | 43.3129 | 0 | 178.8015 | No | No |  |  |  | 999999 | No |  |  | Brazoria County HMAP |  |  | No |  |  | Yes | Alignment with RFPG goals and TWDB guidance principles.
832 | 061000047 | City of Manvel Various Drainage Improvements | Study of various drainage improvements, including storm sewer rehabilitation and ditch deepening. | 6 | San Jacinto | Brazoria | 12040204 | 1204020401,1204020402,1204020404 | 120402040200,120402040400,120402040100 | 06000107,06000109,06000106 | 06000001,06000011,06000012,06000015 | 27.4094 | No | No | Yes | No | No | 06002985 | 06000037,06003030 | No | Project Planning | 460000 | Yes |  |  | 1250 | 966 | 6741 | 1895 | 8190 | 8 | 0 | 43.3129 | 0 | 178.8015 | No | No |  |  |  | 999999 | No |  |  | Brazoria County HMAP |  |  | No |  |  | Yes | Alignment with RFPG goals and TWDB guidance principles.
833 | 061000046 | Brazoria County Drainage Improvements | Drainage study needed and evaluated of alternatives include: Widen and reshape drainage ditches, and upgrade culverts to restore adequate drainage to mitigate flooding. | 6 | San Jacinto | Brazoria | 12040204 | 1204020401,1204020402,1204020403,1204020404 | 120402040300,120402040200,120402040400,120402040100 | 06000108,06000107,06000109,06000106 | 06000001,06000011,06000012,06000015 | 1481.8698 | No | No | Yes | No | No | 00000003 | 06000037,06003030 | No | Project Planning | 350000 | Yes |  |  | 18848 | 14344 | 38626 | 35449 | 65547 | 248 | 0 | 328.0633 | 0 | 8584.1602 | No | No |  |  |  | 999999 | No |  |  | Brazoria County HMAP |  |  | No |  |  | Yes | Alignment with RFPG goals and TWDB guidance principles.
834 | 061000048 | Brazoria County Property Protection | Further study required to assess alternatives to restore drainage and mitigate flooding throughout the county. | 6 | San Jacinto | Brazoria | 12040204 | 1204020401,1204020402,1204020403,1204020404 | 120402040300,120402040200,120402040400,120402040100 | 06000108,06000107,06000109,06000106 | 06000001,06000011,06000012,06000015 | 1481.8698 | No | No | Yes | No | No | 00000003 | 06000037,06003030 | No | Project Planning | 500000 | Yes |  |  | 18848 | 14344 | 38626 | 35449 | 65547 | 248 | 0 | 328.0633 | 0 | 8584.1602 | No | No |  |  |  | 999999 | Yes |  |  | Brazoria County HMAP |  |  | No |  |  | Yes | Alignment with RFPG goals and TWDB guidance principles.
835 | 061000078 | Dam and Levee Failure Inundation Map Update | Study by each jurisdiction to update their dam and levee failure inundation maps to identify the probability and impact of a dam and levee failures. | 6 | San Jacinto | Brazoria | 12040204 | 1204020401,1204020402,1204020403,1204020404 | 120402040300,120402040200,120402040400,120402040100 | 06000108,06000107,06000109,06000106 | 06000001,06000010,06000015 | 1481.8698 | No | No | Yes | No | No | 00000003 | 00001801,00000003,00004001 | No | Watershed Planning | 2200000 | Yes |  |  | 18848 | 14344 | 38626 | 35449 | 65547 | 248 | 0 | 328.0633 | 0 | 8584.1602 | No | No |  |  |  | 999999 | Yes |  |  | Brazoria County HMAP |  |  | No |  |  | Yes | Alignment with RFPG goals and TWDB guidance principles.
836 | 061000049 | City of Hillcrest Village Drainage Improvements | Further study and FMP developement required to assess alternatives to restore drainage and mitigate flooding throughout the City of Hillcrest Village. | 6 | San Jacinto | Brazoria | 12040204 | 1204020404 | 120402040400 | 06000109 | 06000001,06000011,06000012,06000015 | 0.4382 | No | No | Yes | No | No | 06003026 | 06000037,06003030 | No | Project Planning | 130000 | Yes |  |  | 128 | 121 | 78 | 333 | 333 | 1 | 0 | 2.0718 | 0 | 0.13477 | No | No |  |  |  | 999999 | No |  |  | Brazoria County HMAP |  |  | No |  |  | Yes | Alignment with RFPG goals and TWDB guidance principles.
837 | 061000072 | City of Hillcrest Village Engineering Survey | Conduct an engineering assessment to establish proper drainage for 24 Homes located in the high risk flood Zone. | 6 | San Jacinto | Brazoria | 12040204 | 1204020404 | 120402040400 | 06000109 | 06000001,06000011,06000012,06000015 | 0.4382 | No | No | Yes | No | No | 06003026 | 06003026,00001801,00000003 | No | Project Planning | 300000 | Yes |  |  | 128 | 121 | 78 | 333 | 333 | 1 | 0 | 2.0718 | 0 | 0.13477 | No | No |  |  |  | 999999 | Yes |  |  | Brazoria County HMAP |  |  | No |  |  | Yes | Alignment with RFPG goals and TWDB guidance principles.
838 | 061000055 | City of Galveston Coastal Road Elevation | Elevate coastal roads to better protect public during evacuation and to protect the roads from flood damage, where feasible. | 6 | San Jacinto | Galveston | 12040204 | 1204020402,1204020403,1204020404,1204020405 | 120402040300,120402040200,120402040400,120402040500 | 06000108,06000107,06000109,06000110 | 06000001,06000011,06000012,06000015 | 211.0799 | No | Yes | No | No | No | 06002809 | 06002809,00000006 | No | Project Planning | 1000000 | Yes |  |  | 21858 | 19143 | 64300 | 45844 | 93583 | 509 | 0 | 408.6275 | 0 | 260.8823 | No | Yes |  |  |  | 999999 | Yes |  |  | City of Galveston HMP |  |  | No |  |  | Yes | Alignment with RFPG goals and TWDB guidance principles.
839 | 061000069 | City of Galveston Shoreline Protection | Further study and FMP development of a proposed shoreline protection for areas prone to coastal erosion. | 6 | San Jacinto | Galveston | 12040204 | 1204020402,1204020403,1204020404,1204020405 | 120402040300,120402040200,120402040400,120402040500 | 06000108,06000107,06000109,06000110 | 06000001,06000011,06000012,06000015 | 211.0799 | No | Yes | No | No | No | 06002809 | 06002809,00000006 | No | Project Planning | 50000 | Yes |  |  | 21858 | 19143 | 64300 | 45844 | 93583 | 509 | 0 | 408.6275 | 0 | 260.8823 | No | Yes |  |  |  | 999999 | Yes |  |  | City of Galveston HMP |  |  | No |  |  | Yes | Alignment with RFPG goals and TWDB guidance principles.
840 | 061000071 | City of Galveston Dune Restoration | Study of dune system to determine needs and flood damage reduction potential of restoration. | 6 | San Jacinto | Galveston | 12040204 | 1204020402,1204020403,1204020404,1204020405 | 120402040300,120402040200,120402040400,120402040500 | 06000108,06000107,06000109,06000110 | 06000001,06000011,06000012,06000015 | 211.0799 | No | Yes | Yes | No | No | 06002809 | 06002809,00000006 | No | Project Planning | 1000000 | Yes |  |  | 21858 | 19143 | 64300 | 45844 | 93583 | 509 | 0 | 408.6275 | 0 | 260.8823 | No | Yes |  |  |  | 999999 | Yes |  |  | City of Galveston HMP |  |  | No |  |  | Yes | Alignment with RFPG goals and TWDB guidance principles.
841 | 061000056 | Mary's Creek Lower Segment | Study to develop project into a FMP. Project will provide a 25-year LOS; Channel modifications from SH35 to downstream of Pearland Pkwy. and 1670 ac-ft mitigation. | 6 | San Jacinto | Brazoria,Galveston | 12040204 | 1204020401 | 120402040100 | 06000106 | 06000001,06000011,06000012,06000015 | 1.1477 | Yes | No | No | No | No | 06002790 | 00000003,06002790,06002833,00000006,00001801 | No | Project Planning | 2436000 | Yes | Other |  | 75 | 60 | 435 | 183 | 554 | 1 | 1 | 2.6327 | 1 | 0.4433 | No | Yes |  |  |  | 999999 | Yes |  |  | Pearland - BDD4 MDP |  |  | No |  |  | Yes | Alignment with RFPG goals and TWDB guidance principles.
842 | 061000057 | Hickory Slough (Upper Segment) | Further study including Atlas 14 rainfall incorporation and Benefit Cost Analysis of proposed channel modifications included in the City of Pearland master drainage plan. | 6 | San Jacinto | Brazoria | 12040204 | 1204020401 | 120402040100 | 06000106 | 06000001,06000011,06000012,06000015 | 4.745 | Yes | No | No | No | No | 06002790 | 00001801,00000003,06002790 | No | Project Planning | 1136000 | Yes | Other |  | 413 | 91 | 915 | 412 | 1269 | 4 | 0 | 1.5613 | 0 | 6.484 | No | Yes |  |  |  | 999999 | Yes |  |  | Pearland - BDD4 MDP |  |  | No |  |  | Yes | Alignment with RFPG goals and TWDB guidance principles.
843 | 061000060 | Hickory Slough Middle Segment | Further study including Atlas 14 rainfall incorporation and Benefit Cost Analysis of proposed channel modifications included in the City of Pearland master drainage plan. | 6 | San Jacinto | Brazoria | 12040204 | 1204020401 | 120402040100 | 06000106 | 06000001,06000011,06000012,06000015 | 1.8332 | Yes | No | No | No | No | 06002790 | 06003024,00001801,00000003,06002790 | No | Project Planning | 864000 | Yes | Other |  | 353 | 215 | 1275 | 443 | 1596 | 0 | 0 | 4.0868 | 0 | 8.2091 | No | Yes |  |  |  | 999999 | Yes |  |  | Pearland - BDD4 MDP |  |  | No |  |  | Yes | Alignment with RFPG goals and TWDB guidance principles.
844 | 061000065 | Hickory Slough Lower Segment | Further study including Atlas 14 rainfall incorporation and Benefit Cost Analysis of proposed channel modifications included in the City of Pearland master drainage plan. | 6 | San Jacinto | Brazoria | 12040204 | 1204020401 | 120402040100 | 06000106 | 06000001,06000011,06000012,06000015 | 1.0118 | Yes | No | No | No | No | 06002790 | 00001801,00000003,06002790 | No | Project Planning | 1048000 | Yes | Other |  | 424 | 377 | 832 | 1097 | 1648 | 0 | 0 | 6.2576 | 0 | 4.7694 | No | Yes |  |  |  | 999999 | Yes |  |  | Pearland - BDD4 MDP |  |  | No |  |  | Yes | Alignment with RFPG goals and TWDB guidance principles.
845 | 061000061 | Mary's Creek Upper Segment | Further study including Atlas 14 rainfall incorporation and Benefit Cost Analysis of proposed channel modifications included in the City of Pearland master drainage plan. | 6 | San Jacinto | Brazoria | 12040204 | 1204020401 | 120402040100 | 06000106 | 06000001,06000011,06000012,06000015 | 5.2012 | Yes | No | No | No | No | 06002790 | 00001801,00000003,06002790 | No | Project Planning | 460000 | Yes | Other | [11 empty] | No | Yes |  |  |  | 999999 | Yes |  |  | Pearland - BDD4 MDP |  |  | No |  |  | Yes | Alignment with RFPG goals and TWDB guidance principles.
846 | 061000063 | Mary's Creek Middle Segment | Further study including Atlas 14 rainfall incorporation and Benefit Cost Analysis of proposed channel modifications included in the City of Pearland master drainage plan. | 6 | San Jacinto | Brazoria | 12040204 | 1204020401 | 120402040100 | 06000106 | 06000001,06000011,06000012,06000015 | 4.2275 | Yes | No | No | No | No | 06002790 | 00001801,00000003,06002790 | No | Project Planning | 628000 | Yes | Other |  | 994 | 745 | 1148 | 2344 | 2861 | 5 | 0 | 19.2827 | 0 | 9.7307 | No | Yes |  |  |  | 999999 | Yes |  |  | Pearland - BDD4 MDP |  |  | No |  |  | Yes | Alignment with RFPG goals and TWDB guidance principles.
847 | 061000070 | Cowart Creek Segment 16 | Further study including Atlas 14 rainfall incorporation and Benefit Cost Analysis of proposed channel modifications included in the City of Pearland master drainage plan. | 6 | San Jacinto | Brazoria | 12040204 | 1204020401 | 120402040100 | 06000106 | 06000001,06000011,06000012,06000015 | 2.1803 | Yes | No | No | No | No | 06002790 | 00001801,00000003,06002790 | No | Project Planning | 40000 | Yes | Other |  | 150 | 123 | 104 | 278 | 313 | 0 | 0 | 1.1001 | 0 | 7.8175 | No | Yes |  |  |  | 999999 | Yes |  |  | Pearland - BDD4 MDP |  |  | No |  |  | Yes | Alignment with RFPG goals and TWDB guidance principles.
848 | 061000080 | Replace the Tiki Drive bridge with improved, hardened bridge to withstand storm surge and debris. | Further study of proposed Tiki Drive bridge modifications. | 6 | San Jacinto | Galveston | 12040204 | 1204020402 | 120402040200 | 06000107 | 06000001,06000011,06000012,06000015 | 1.5865 | No | No | Yes | No | No | 06003397 | 06003397,00000006 | No | Project Planning | 220000 | Yes |  |  | 1006 | 978 | 349 | 1681 | 1721 | 6 | 0 | 9.6374 | 0 | 3.911 | No | No |  |  |  | 999999 | Yes |  |  | Galveston County Hazard Mitigation Plan |  |  | No |  |  | Yes | Alignment with RFPG goals and TWDB guidance principles.
849 | 061000082 | Stream and River Flood Program | Conduct a flood mitigation outreach program using information from the river and stream flood study to increase awareness of specific riverine flooding problems and provide guidance on mitigation in affected communities. | 6 | San Jacinto | Waller | 12040102,12040104 | 1204010201,1204010202,1204010401,1204010402 | 120401020102,120401020103,120401020204,120401020101,120401020201,120401020202,120401020203,120401020205,120401020207,120401020206,120401040102,120401040103,120401040101,120401040203 | 06000027,06000028,06000036,06000026,06000033,06000034,06000035,06000037,06000039,06000038,06000072,06000073,06000071,06000077 | 06000001,06000007,06000010,06000015 | 515.9483 | Yes | No | Yes | No | No | 00000024 | 00000295,00002853,00000287,00000024,06002795,06002794,00003390,00004001 | No | Preparedness | 20000 | Yes | General Revenue | 10000 | 1067 | 708 | 1171 | 1859 | 2410 | 6 | 19 | 40.9138 | 19 | 1357.3173 | No | No |  |  |  | 999999 | Yes |  |  | Waller County Hazard Mitigation Plan |  |  | No |  |  | Yes | Alignment with RFPG goals and TWDB guidance principles.
850 | 061000084 | City of Bayou Vista Master Drainage Plan | Study to develop Master Drainage Plan using future and existing land use and flood/storm water drainage needs including Atlas 14 rainfall. | 6 | San Jacinto | Galveston | 12040204 | 1204020402 | 120402040200 | 06000107 | 06000001,06000010,06000015 | 0.44738 | No | No | Yes | No | No | 06002806 | 06002806,00000006 | Yes | Watershed Planning | 130000 | Yes |  |  | 1122 | 1095 | 232 | 1476 | 1502 | 3 |  | 7.7089 |  |  | Yes | No |  |  |  | 999999 | Yes |  |  | Galveston County Hazard Mitigation Plan |  |  | No |  |  | Yes | Alignment with RFPG goals and TWDB guidance principles.
851 | 061000085 | Cane Island Branch- Alt 2 | Further study and FMP development of proposed channel modifications to Cane Island Branch including Atlas 14 rainfall. | 6 | San Jacinto | Fort Bend,Harris,Waller | 12040104 | 1204010401,1204010402 | 120401040102,120401040103,120401040104,120401040101,120401040203 | 06000072,06000073,06000074,06000071,06000077 | 06000001,06000011,06000012,06000015 | 14.5212 | No | No | Yes | No | No | 00000024 | 06002795,00000009,06002794,00000020,00000310 | No | Project Planning | 3270000 | Yes | General Revenue | 327000 | 546 | 444 | 1185 | 1445 | 2216 | 8 | 4 | 10.0267 | 4 | 21.6526 | No | Yes |  |  |  | 999999 | Yes |  |  | Waller County Hazard Mitigation Plan |  |  | No |  |  | Yes | Alignment with RFPG goals and TWDB guidance principles.
852 | 061000086 | Property Protection, Structural Project | Generate base flood elevation data for flood map revisions. Use floodplain study to identify future mitigation activities to improve water ways and flood carrying capacities. Area to include approximately 4 miles of floodway in New Waverly. | 6 | San Jacinto | Walker | 12040103 | 1204010301 | 120401030101 | 06000046 | 06000001,06000011,06000012,06000015 | 2.2131 | No | No | Yes | No | No | 06003391 | 06003391,00000053 | No | Watershed Planning | 2500000 | Yes |  |  | 23 | 18 | 4 | 19 | 19 | 0 | 0 | 0.47711 | 0 | 0.88809 | No | No |  |  |  | 999999 | Yes |  |  | Walker County Hazard Mitigation |  |  | No |  |  | Yes | Alignment with RFPG goals and TWDB guidance principles.
853 | 061000087 | City of La Maque - East Side Storm water detention | Feasibility study and a drainage analysis of the new pond row acquisition and associated conveyance improvements on a part of 10 acres of land. | 6 | San Jacinto | Galveston | 12040204 | 1204020402 | 120402040200 | 06000107 | 06000001,06000011,06000012,06000015 | 14.2328 | No | No | Yes | No | No | 06003146 | 06003146,00000006 | No | Project Planning | 360000 | Yes |  |  | 829 | 767 | 514 | 1455 | 1612 | 8 | 1 | 31.1141 | 1 | 37.8494 | No | No |  |  |  | 999999 | Yes |  |  | Galveston County Hazard Mitigation Plan |  |  | No |  |  | Yes | Alignment with RFPG goals and TWDB guidance principles.
854 | 061000088 | City of League City - Kansas Street Drainage | Further study and FMP development of proposed street drainage modifications to Kansas Street. | 6 | San Jacinto | Galveston,Harris | 12040204 | 1204020401,1204020402 | 120402040200,120402040100 | 06000107,06000106 | 06000001,06000011,06000012,06000015 | 52.8882 | No | No | Yes | No | No | 06003147 | 06003147,00000020,00000006 | No | Project Planning | 580000 | Yes |  |  | 5251 | 4835 | 11187 | 13675 | 20978 | 25 | 2 | 104.5637 | 2 | 1308.1912 | No | No |  |  |  | 999999 | Yes |  |  | Galveston County Hazard Mitigation Plan |  |  | No |  |  | Yes | Alignment with RFPG goals and TWDB guidance principles.
855 | 061000089 | Update City of Friendswood Storm Surge Maps to Reflect the NWS Predictions | Study to update city storm surge maps based upon the NWS predicted storm surge and projected track for landfall. The new maps may more accurately display water depth in areas within the city. | 6 | San Jacinto | Galveston,Harris | 12040204 | 1204020401,1204020402 | 120402040200,120402040100 | 06000107,06000106 | 06000001,06000010,06000015 | 20.8292 | No | Yes | No | No | No | 06002833 | 06002833,00000020,00000310,00000006 | No | Watershed Planning | 140000 | Yes |  |  | 1680 | 1601 | 2108 | 4640 | 5467 | 2 | 5 | 37.7204 | 5 | 18.3731 | No | No |  |  |  | 999999 | Yes |  |  | Galveston County Hazard Mitigation Plan |  |  | No |  |  | Yes | Alignment with RFPG goals and TWDB guidance principles.
856 | 061000059 | City of Manvel Gates Loop Subdivision Drainage Improvement | Further study proposed Gates Loop subdivision drainage improvement. | 6 | San Jacinto | Brazoria | 12040204 | 1204020404 | 120402040400 | 06000109 | 06000001,06000011,06000012,06000015 | 0.045647 | No | No | Yes | No | No | 06002985 | 00001801,00000003,06002985 | No | Project Planning | 100000 | Yes | [12 empty] | No | No |  |  |  | 999999 | Yes |  |  | Brazoria County HMAP |  |  | No |  |  | Yes | Alignment with RFPG goals and TWDB guidance principles.
857 | 061000116 | Remedy Data Deficiency in City of New Waverly | Conduct a proper risk assessment of the dams residents suspect are causing upstream flooding, and determine all potential inundation areas. | 6 | San Jacinto | Walker | 12040103 | 1204010301 | 120401030101 | 06000046 | 06000001,06000010,06000015 | 2.2131 | No | No | Yes | No | No | 06003391 | 06003391,00000053 | No | Watershed Planning | 100000 | Yes |  |  | 23 | 18 | 4 | 19 | 19 | 0 | 0 | 0.47711 | 0 | 0.88809 | No | No |  |  |  | 999999 | Yes |  |  | Walker County Hazard Mitigation |  |  | No |  |  | Yes | Alignment with RFPG goals and TWDB guidance principles.
858 | 061000097 | League City - Stormwater Drainage Improvement- Interurban & Newport ditch | Further study of proposed slope paving (concrete lining) improvements. | 6 | San Jacinto | Galveston,Harris | 12040204 | 1204020401,1204020402 | 120402040200,120402040100 | 06000107,06000106 | 06000001,06000011,06000012,06000015 | 52.8882 | No | No | Yes | No | No | 06003147 | 00000020,00000310,00000006 | No | Project Planning | 50000 | Yes |  |  | 5251 | 4835 | 11187 | 13675 | 20978 | 25 | 2 | 104.5637 | 2 | 1308.1912 | No | No |  |  |  | 999999 | Yes |  |  | Galveston County Hazard Mitigation Plan |  |  | No |  |  | Yes | Alignment with RFPG goals and TWDB guidance principles.
859 | 061000098 | Study of Texas City Hurricane Flood Protection Project | Corp of Engineers study of the Texas City Hurricane Flood Protection Project to improve the current levee system to provide protection from category 5 storm. | 6 | San Jacinto | Galveston | 12040204 | 1204020401,1204020402,1204020403,1204020404 | 120402040300,120402040200,120402040400,120402040100 | 06000108,06000107,06000109,06000106 | 06000001,06000011,06000012,06000015 | 664.9483 | No | Yes | Yes | No | No | 00000006 | 00000006 | No | Project Planning | 1590000 | Yes |  |  | 48570 | 42185 | 100002 | 102755 | 171395 | 681 | 30 | 910.3509 | 30 | 3412.0249 | No | Yes |  |  |  | 999999 | Yes |  |  | Galveston County Hazard Mitigation Plan |  |  | No |  |  | Yes | Alignment with RFPG goals and TWDB guidance principles.
860 | 061000102 | Raise Road Surfaces in City of Plum Grove | Further evaluation of road surface elevation. | 6 | San Jacinto | Liberty | 12040103 | 1204010304 | 120401030402 | 06000070 | 06000001,06000011,06000012,06000015 | 3.6131 | No | No | Yes | No | No | 06002647 | 00004000,06002647,00000033 | No | Project Planning | 35000 | Yes |  |  | 363 | 267 | 283 | 485 | 589 | 1 | 0 | 8.9818 | 0 | 9.2176 | No | No |  |  |  | 999999 | Yes |  |  | Liberty County Hazard Mitigation Plan |  |  | No |  |  | Yes | Alignment with RFPG goals and TWDB guidance principles.
861 | 061000103 | Highland Terrace Drainage | Further study of slope paving a portion of the drainage ditch north of FM 518, with probable wetland mitigation and lowering pavement section of Highland Terrace Drive. | 6 | San Jacinto | Galveston,Harris | 12040204 | 1204020401,1204020402 | 120402040200,120402040100 | 06000107,06000106 | 06000001,06000011,06000012,06000015 | 52.8882 | No | No | Yes | No | No | 06003147 | 06003147,00000020,00000310,00000006 | No | Project Planning | 190000 | Yes |  |  | 5251 | 4835 | 11187 | 13675 | 20978 | 25 | 2 | 104.5637 | 2 | 1308.1912 | No | No |  |  |  | 999999 | Yes |  |  | Galveston County Hazard Mitigation Plan |  |  | No |  |  | Yes | Alignment with RFPG goals and TWDB guidance principles.
862 | 061000104 | Sunmeadow Drainage Improvements Phase 2 | Further study of component of 1993 master Drainage Plan Phase 1. Initial phase of project completed in 2005. Upsizing storm sewer system to reduce potential flooding. Include Atlas 14 rainfalls. | 6 | San Jacinto | Liberty | 12040103 | 1204010304 | 120401030402 | 06000070 | 06000001,06000011,06000012,06000015 | 3.6131 | No | No | Yes | No | No | 06002833 | 00004000,06002647,00000033 | No | Project Planning | 160000 | Yes |  |  | 363 | 267 | 283 | 485 | 589 | 1 | 0 | 8.9818 | 0 | 9.2176 | No | No |  |  |  | 999999 | Yes |  |  | Galveston County Hazard Mitigation Plan |  |  | No |  |  | Yes | Alignment with RFPG goals and TWDB guidance principles.
863 | 061000107 | Storm water detention ponds & Widening of drainage systems feasibility study | Study of area to identify problem areas and recommend flood mitigation alternatives that consider detention ponds & widening drainage systems. | 6 | San Jacinto | Galveston | 12040204 | 1204020401,1204020402,1204020403,1204020404 | 120402040300,120402040200,120402040400,120402040100 | 06000108,06000107,06000109,06000106 | 06000001,06000011,06000012,06000015 | 664.9483 | No | No | Yes | No | No | 00000006 | 06003147,06003396,06003512,06003397,06002833,06003345,06003149,06003146,06003145,06002806,00000006,06002494,06002808,06002810,06003398 | No | Project Planning | 11000000 | Yes |  |  | 48570 | 42185 | 100002 | 102755 | 171395 | 681 | 30 | 910.3509 | 30 | 3412.0249 | No | No |  |  |  | 999999 | Yes |  |  | Galveston County Hazard Mitigation Plan |  |  | No |  |  | Yes | Alignment with RFPG goals and TWDB guidance principles.
864 | 061000115 | Stormwater Drainage Improvement- Nottingham ditch | Further study of proposed slope paving (concrete lining) improvements. Still in planning, consultant hired. Design complete and pending construction funding. | 6 | San Jacinto | Galveston,Harris | 12040204 | 1204020401,1204020402 | 120402040200,120402040100 | 06000107,06000106 | 06000001,06000011,06000012,06000015 | 52.8882 | No | No | Yes | No | No | 06003147 | 06003147,00000020,00000310,00000006 | No | Project Planning | 50000 | Yes |  |  | 5251 | 4835 | 11187 | 13675 | 20978 | 25 | 2 | 104.5637 | 2 | 1308.1912 | No | No |  |  |  | 999999 | Yes |  |  | Galveston County Hazard Mitigation Plan |  |  | No |  |  | Yes | Alignment with RFPG goals and TWDB guidance principles.
865 | 061000117 | City of Bayou Vista - Drainage Improvement Program | Study to develop drainage improvement program to reduce standing water and runoff, and reduce minor flooding for residents located in District No. 12. | 6 | San Jacinto | Galveston | 12040204 | 1204020402 | 120402040200 | 06000107 | 06000001,06000011,06000012,06000015 | 0.45143 | No | No | Yes | No | No | 06002806 | 06002806,00000006 | No | Project Planning | 100000 | Yes |  |  | 1123 | 1095 | 238 | 1477 | 1508 | 3 |  | 7.465 |  |  | No | No |  |  |  | 999999 | Yes |  |  | Galveston County Hazard Mitigation Plan |  |  | No |  |  | Yes | Alignment with RFPG goals and TWDB guidance principles.
866 | 061000119 | Shellside Drainage Improvements | Further study of proposed drainage improvements to Shellside. | 6 | San Jacinto | Galveston,Harris | 12040204 | 1204020401,1204020402 | 120402040200,120402040100 | 06000107,06000106 | 06000001,06000011,06000012,06000015 | 52.8882 | No | No | Yes | No | No | 06003147 | 00000020,00000310,00000006 | No | Project Planning | 580000 | Yes |  |  | 5251 | 4835 | 11187 | 13675 | 20978 | 25 | 2 | 104.5637 | 2 | 1308.1912 | No | No |  |  |  | 999999 | Yes |  |  | Galveston County Hazard Mitigation Plan |  |  | No |  |  | Yes | Alignment with RFPG goals and TWDB guidance principles.
867 | 061000120 | Evaluation of Culvert Enlargement and Bridge Elevation in Grimes County | Study to identify flood-prone areas and mitigate the flooding problem by enlarging culverts under roads and bridges. | 6 | San Jacinto | Grimes | 12040102,12040101 | 1204010101,1204010103,1204010202 | 120401010101,120401010301,120401010302,120401010303,120401010103,120401010304,120401010305,120401010306,120401020202,120401020203,120401020207,120401020206 | 06000001,06000012,06000013,06000014,06000003,06000015,06000016,06000017,06000034,06000035,06000039,06000038 | 06000001,06000011,06000012,06000015 | 798.8737 | No | No | Yes | No | No | 00000044 | 00000044,06003415,06002950 | No | Project Planning | 750000 | Yes |  |  | 145 | 76 | 50 | 95 | 120 | 0 | 1 | 10.8063 | 1 | 151.2735 | No | No |  |  |  | 999999 | Yes |  |  | Grimes County Hazard Mitigation Plan |  |  | No |  |  | Yes | Alignment with RFPG goals and TWDB guidance principles.
868 | 061000121 | Widen Drainage Systems and Culverts in City of Kemah | Further study to widen drainage systems and increase culvert size to accommodate increased water flows. Coordinate efforts with water district. | 6 | San Jacinto | Galveston,Chambers | 12040204 | 1204020401,1204020402 | 120402040200,120402040100 | 06000107,06000106 | 06000001,06000011,06000012,06000015 | 1.9078 | No | No | Yes | No | No | 06003396 | 06003396,00000013,00000006 | No | Project Planning | 100000 | Yes |  |  | 562 | 425 | 2792 | 1150 | 3492 | 7 |  | 12.0059 |  | 0.72297 | No | No |  |  |  | 999999 | Yes |  |  | Galveston County Hazard Mitigation Plan |  |  | No |  |  | Yes | Alignment with RFPG goals and TWDB guidance principles.
869 | 061000124 | Replace Existing Culverts in City of Arcola | Evaluation of proposed culvert replacement. | 6 | San Jacinto | Fort Bend | 12040204 | 1204020404 | 120402040400 | 06000109 | 06000001,06000011,06000012,06000015 | 2.5981 | No | No | Yes | No | No | 00002557 | 00000009,06002537 | No | Project Planning | 200000 | Yes |  |  | 41 | 37 | 3 | 39 | 39 | 0 | 0 | 0.21682 | 0 | 1.2274 | No | No |  |  |  | 999999 | Yes |  |  | City of Arcola, Fort Bend County Hazard Mitigation Plan Update 2017 |  |  | No |  |  | Yes | Alignment with RFPG goals and TWDB guidance principles.
870 | 061000131 | Implemention Study of Storm Sewer System Re-engineering in City of Kemah | Study of storm sewer system re-engineering and follow-up construction project to mitigate flood related impacts. | 6 | San Jacinto | Galveston,Chambers | 12040204 | 1204020401,1204020402 | 120402040200,120402040100 | 06000107,06000106 | 06000001,06000010,06000015 | 1.9078 | No | No | Yes | No | No | 06003396 | 06003396,00000013,00000006 | No | Watershed Planning | 190000 | Yes |  |  | 562 | 425 | 2792 | 1150 | 3492 | 7 |  | 12.0059 |  | 0.72297 | No | No |  |  |  | 999999 | Yes |  |  | Galveston County Hazard Mitigation Plan |  |  | No |  |  | Yes | Alignment with RFPG goals and TWDB guidance principles.
871 | 061000129 | Waller County Flood Damage Prevention Planning | Establish watershed-based planning and studies to address flood hazards with neighborhing and constituent communities. | 6 | San Jacinto | Waller | 12040102,12040104 | 1204010201,1204010202,1204010401,1204010402 | 120401020102,120401020103,120401020204,120401020101,120401020201,120401020202,120401020203,120401020205,120401020207,120401020206,120401040102,120401040103,120401040101,120401040203 | 06000027,06000028,06000036,06000026,06000033,06000034,06000035,06000037,06000039,06000038,06000072,06000073,06000071,06000077 | 06000001,06000010,06000015 | 515.9483 | No | No | Yes | No | No | 00000024 | 06002853,06002795,06003390,06002794,06002795 | No | Watershed Planning | 1160000 | Yes | General Revenue | 290000 | 1067 | 708 | 1171 | 1859 | 2410 | 6 | 19 | 40.9138 | 19 | 1357.3173 | No | No |  |  |  | 999999 | Yes |  |  | Waller County Hazard Mitigation Plan |  |  | No |  |  | Yes | Alignment with RFPG goals and TWDB guidance principles.
872 | 061000134 | Corp of Engineers study of the Galveston County Water Reservoir Dam and Levee system | Review findings of potential breach to dam/levee system and develop/implement mitigation actions as applicable. | 6 | San Jacinto | Galveston | 12040204 | 1204020401,1204020402,1204020403,1204020404 | 120402040300,120402040200,120402040400,120402040100 | 06000108,06000107,06000109,06000106 | 06000001,06000011,06000012,06000015 | 664.9483 | No | No | Yes | No | No | 00000006 | 00000006 | No | Project Planning | 1590000 | Yes |  |  | 48570 | 42185 | 100002 | 102755 | 171395 | 681 | 30 | 910.3509 | 30 | 3412.0249 | No | No |  |  |  | 999999 | Yes |  |  | Galveston County Hazard Mitigation Plan |  |  | No |  |  | Yes | Alignment with RFPG goals and TWDB guidance principles.
873 | 061000136 | Corp of Engineers study of the Galveston County Water Reservoir Dam and Levee system | Review findings of potential breach to dam/levee system and develop/implement mitigation actions as applicable. | 6 | San Jacinto | Liberty | 12040103 | 1204010302,1204010304 | 120401030201,120401030401 | 06000056,06000069 | 06000001,06000011,06000012,06000015 | 1.9086 | No | No | Yes | No | No | 00000006 | 06003396,00000006 | No | Project Planning | 190000 | Yes |  |  | 52 | 37 | 14 | 42 | 44 | 0 |  | 3.3016 |  | 6.1741 | No | No |  |  |  | 999999 | Yes |  |  | Galveston County Hazard Mitigation Plan |  |  | No |  |  | Yes | Alignment with RFPG goals and TWDB guidance principles.
874 | 061000137 | Corp of Engineers study of the Galveston County Water Reservoir Dam and Levee system | Review findings of potential breach to dam/levee system and develop/implement mitigation actions as applicable. | 6 | San Jacinto | Galveston,Harris | 12040204 | 1204020401 | 120402040100 | 06000106 | 06000001,06000011,06000012,06000015 | 0.71043 | No | No | Yes | No | No | 06002808 | 06002808,00000006 | No | Project Planning | 140000 | Yes |  |  | 633 | 529 | 2597 | 1131 | 3407 | 4 | 0 | 8.8208 | 0 |  | No | No |  |  |  | 999999 | Yes |  |  | Galveston County Hazard Mitigation Plan |  |  | No |  |  | Yes | Alignment with RFPG goals and TWDB guidance principles.
875 | 061000138 | Corp of Engineers study of the Galveston County Water Reservoir Dam and Levee system | Review findings of potential breach to dam/levee system and develop/implement mitigation actions as applicable. | 6 | San Jacinto | Galveston | 12040204 | 1204020402 | 120402040200 | 06000107 | 06000001,06000011,06000012,06000015 | 14.2328 | No | No | Yes | No | No | 06003146 | 06003146,00000006 | No | Project Planning | 360000 | Yes |  |  | 829 | 767 | 514 | 1455 | 1612 | 8 | 1 | 31.1141 | 1 | 37.8494 | No | No |  |  |  | 999999 | Yes |  |  | Galveston County Hazard Mitigation Plan |  |  | No |  |  | Yes | Alignment with RFPG goals and TWDB guidance principles.
876 | 061000139 | City of Arcola Regional Drainage Improvements | Study of repetitive loss and possbile drainage improvements. | 6 | San Jacinto | Fort Bend | 12040204 | 1204020404 | 120402040400 | 06000109 | 06000001,06000011,06000012,06000015 | 2.5981 | No | No | Yes | No | No | 00002557 | 00000009,06002537 | No | Project Planning | 520000 | Yes |  |  | 41 | 37 | 3 | 39 | 39 | 0 | 0 | 0.21682 | 0 | 1.2274 | No | No |  |  |  | 999999 | Yes |  |  | City of Arcola, Fort Bend County Hazard Mitigation Plan Update 2017 |  |  | No |  |  | Yes | Alignment with RFPG goals and TWDB guidance principles.
877 | 061000140 | Elevate Existing Bridge - East Fork San Jacinto River | Evaluate, Design and construct new bridge over east fork san jacinto river on low water bridge road to reduce flooding. | 6 | San Jacinto | Liberty | 12040103 | 1204010302,1204010304 | 120401030201,120401030401 | 06000056,06000069 | 06000001,06000011,06000012,06000015 | 1.9086 | Yes | No | No | No | No | 06002646 | 06002646,00000033 | No | Project Planning | 1000000 | Yes |  |  | 52 | 37 | 14 | 42 | 44 | 0 |  | 3.3016 |  | 6.1741 | No | No |  |  |  | 999999 | Yes |  |  | Liberty County Hazard Mitigation Plan |  |  | No |  |  | Yes | Alignment with RFPG goals and TWDB guidance principles.
878 | 061000130 | Hostetter and Gourd Creek Bridges Elevation Evaluation | Further study to elevate and install culverts on Hostetter and Gourd Creek roadways to prevent flooding and/or flood damage on roadway. | 6 | San Jacinto | Montgomery,San Jacinto,Walker | 12040101,12040103 | 1204010102,1204010301,1204010303 | 120401010202,120401010204,120401030101,120401030301,120401030302 | 06000006,06000008,06000046,06000061,06000062 | 06000001,06000011,06000012,06000015 | 76.3347 | No | No | Yes | No | No | 00000053 | 06003391,00000053,06002638 | No | Project Planning | 130000 | Yes |  |  | 1169 | 1023 | 424 | 1883 | 1900 | 0 | 2 | 10.2225 | 2 | 25.4577 | No | No |  |  |  | 999999 | Yes |  |  | Walker County Hazard Mitigation |  |  | No |  |  | Yes | Alignment with RFPG goals and TWDB guidance principles.
879 | 061000118 | Stormwater Drainage Improvement- Bradshaw Rd | Further study of proposed slope paving (concrete lining) improvements. Southwest from SH 3 to the north line of CCISD's Elem. School #25. Pending Funding. | 6 | San Jacinto | Galveston,Harris | 12040204 | 1204020401,1204020402 | 120402040200,120402040100 | 06000107,06000106 | 06000001,06000011,06000012,06000015 | 52.8882 | No | No | Yes | No | No | 06003147 | 00000020,00000310,00000006 | No | Project Planning | 50000 | Yes |  |  | 5251 | 4835 | 11187 | 13675 | 20978 | 25 | 2 | 104.5637 | 2 | 1308.1912 | No | No |  |  |  | 999999 | Yes |  |  | Galveston County Hazard Mitigation Plan |  |  | No |  |  | Yes | Alignment with RFPG goals and TWDB guidance principles.
880 | 061000094 | City of Sante Fe - Storm Water Detention & Widening Drainage System and Cuvlerts Study | Study to plan for storm sewer detention and drainage system modifications. | 6 | San Jacinto | Galveston | 12040204 | 1204020402,1204020403 | 120402040300,120402040200 | 06000108,06000107 | 06000001,06000011,06000012,06000015 | 17.0353 | No | No | Yes | No | No | 06003149 | 06003149,00000006 | No | Project Planning | 300000 | Yes |  |  | 400 | 306 | 227 | 748 | 798 | 1 | 9 | 4.1224 | 9 | 12.1216 | No | No |  |  |  | 999999 | Yes |  |  | Galveston County Hazard Mitigation Plan |  |  | No |  |  | Yes | Alignment with RFPG goals and TWDB guidance principles.
881 | 061000152 | Cane Island Branch- Alt 1 | Further study of 2,800 ac-ft detention upstream of Pitts road. | 6 | San Jacinto | Fort Bend,Harris,Waller | 12040104 | 1204010401,1204010402 | 120401040102,120401040103,120401040104,120401040101,120401040203 | 06000072,06000073,06000074,06000071,06000077 | 06000001,06000011,06000012,06000015 | 14.5212 | No | No | Yes | No | No | 00000024 | 06002795,00000310,06002794 | No | Project Planning | 180000 | Yes | General Revenue | 45000 | 546 | 444 | 1185 | 1445 | 2216 | 8 | 4 | 10.0267 | 4 | 21.6526 | No | Yes |  |  |  | 999999 | Yes |  |  | Waller County Hazard Mitigation Plan |  |  | No |  |  | Yes | Alignment with RFPG goals and TWDB guidance principles.
882 | 061000141 | Southwood Forest Subdivision and Forgotten Forest Subdivision Evaluation | Study to develop a community-wide drainage system in Southwood Forest Subdivision and Forgotten Forest Subdivision. | 6 | San Jacinto | Walker | 12040101 | 1204010102 | 120401010202 | 06000006 | 06000001,06000011,06000012,06000015 | 0.28587 | No | No | Yes | No | No | 00000053 | 00000053 | No | Project Planning | 110000 | Yes |  |  | 13 | 13 | 1 | 5 | 5 | 0 |  |  |  |  | No | No |  |  |  | 999999 | Yes |  |  | Walker County Hazard Mitigation |  |  | No |  |  | Yes | Alignment with RFPG goals and TWDB guidance principles.
883 | 061000143 | City of Todd Mission Reduction of Floodplain Area Roads and Drainage Upgrade | Analysis of potential upgrades to be made to floodplain-area roads and drainage to reduce flood risk. | 6 | San Jacinto | Grimes | 12040102 | 1204010202 | 120401020203,120401020206 | 06000035,06000038 | 06000001,06000011,06000012,06000015 | 2.0043 | No | No | Yes | No | No | 06003415 | 00000044,06003415 | No | Project Planning | 220000 | Yes |  |  | 17 | 11 | 7 | 16 | 19 | 0 |  |  |  | 1.116 | No | No |  |  |  | 999999 | Yes |  |  | Grimes County Hazard Mitigation Plan |  |  | No |  |  | Yes | Alignment with RFPG goals and TWDB guidance principles.
884 | 061000145 | Jamica Cove Rd. Survey | Engineering assessment needed to determine if elevating the road would reduce future flooding impacts. | 6 | San Jacinto | Galveston | 12040204 | 1204020403 | 120402040300 | 06000108 | 06000001,06000011,06000012,06000015 | 0.71485 | No | No | Yes | No | No | 06002810 | 06002810,00000006 | No | Project Planning | 140000 | Yes |  |  | 1276 | 1238 | 139 | 275 | 395 | 4 |  | 13.8075 |  | 2.8237 | No | No |  |  |  | 999999 | Yes |  |  | Galveston County Hazard Mitigation Plan |  |  | No |  |  | Yes | Alignment with RFPG goals and TWDB guidance principles.
885 | 061000147 | Implement Drainage Improvements in City of La Marque | Implement drainage projects that support low maintenance and cleaning of drainage ditches. | 6 | San Jacinto | Galveston | 12040204 | 1204020402 | 120402040200 | 06000107 | 06000001,06000011,06000012,06000015 | 14.2328 | No | No | Yes | No | No | 06003146 | 06003146,00000006 | No | Project Planning | 360000 | Yes |  |  | 829 | 767 | 514 | 1455 | 1612 | 8 | 1 | 31.1141 | 1 | 37.8494 | No | No |  |  |  | 999999 | Yes |  |  | Galveston County Hazard Mitigation Plan |  |  | No |  |  | Yes | Alignment with RFPG goals and TWDB guidance principles.
886 | 061000149 | Evaluatin of Increase Height of Existing Levee Wall System in City of La Marque | Increase height of existing Levee wall system to withstand a Category 5 storm surge. | 6 | San Jacinto | Galveston | 12040204 | 1204020402 | 120402040200 | 06000107 | 06000001,06000011,06000012,06000015 | 14.2328 | No | No | Yes | No | No | 06003146 | 06003146,00000006 | No | Project Planning | 810000 | Yes |  |  | 829 | 767 | 514 | 1455 | 1612 | 8 | 1 | 31.1141 | 1 | 37.8494 | No | No |  |  |  | 999999 | Yes |  |  | Galveston County Hazard Mitigation Plan |  |  | No |  |  | Yes | Alignment with RFPG goals and TWDB guidance principles.
887 | 061000151 | Evaluation of Mitigation Alternatives for Repetietive Flood Claims Properties in Galveston County | Evaluate Mitigation Alternatives of Repetitive Flood Claim Properties in Galveston County. | 6 | San Jacinto | Galveston | 12040204 | 1204020401,1204020402,1204020403,1204020404 | 120402040300,120402040200,120402040400,120402040100 | 06000108,06000107,06000109,06000106 | 06000001,06000011,06000012,06000015 | 664.9483 | No | No | Yes | No | No | 00000006 | 06003147,06003396,06003512,06003397,06002833,06003345,06003149,00000006,06002494,06003145,06003146,06002806,00000006,06002808,06002810,06003398 | No | Project Planning | 11000000 | Yes |  |  | 48570 | 42185 | 100002 | 102755 | 171395 | 681 | 30 | 910.3509 | 30 | 3412.0249 | No | No |  |  |  | 999999 | Yes |  |  | Galveston County Hazard Mitigation Plan |  |  | No |  |  | Yes | Alignment with RFPG goals and TWDB guidance principles.
888 | 061000150 | Evaluation of Reinforcement of Critical Facilities in the City of Arcola | Reinforcement of critical facilities to withstand high winds from severe weather. | 6 | San Jacinto | Fort Bend | 12040204 | 1204020404 | 120402040400 | 06000109 | 06000001,06000011,06000012,06000015 | 2.5981 | No | No | Yes | No | No | 00002557 | 00000009,06002537 | No | Project Planning | 200000 | Yes |  |  | 41 | 37 | 3 | 39 | 39 | 0 | 0 | 0.21682 | 0 | 1.2274 | No | No |  |  |  | 999999 | Yes |  |  | City of Arcola, Fort Bend County Hazard Mitigation Plan Update 2017 |  |  | No |  |  | Yes | Alignment with RFPG goals and TWDB guidance principles.
889 | 061000153 | Downtown Cleveland Drainage Line Installation | Further study of proposed larger drainage lines in downtown Cleveland to reduce flooding. | 6 | San Jacinto | Liberty,Montgomery,San Jacinto | 12040103 | 1204010301,1204010302,1204010304 | 120401030201,120401030108,120401030109,120401030203,120401030202,120401030401 | 06000056,06000053,06000054,06000058,06000057,06000069 | 06000001,06000011,06000012,06000015 | 18.7366 | No | No | Yes | No | No | 06002530 | 00000033,00004000,06002530,06000037,00000047 | No | Project Planning | 50000 | Yes |  |  | 261 | 133 | 1037 | 435 | 1267 | 0 | 1 | 27.3291 | 1 | 28.8785 | No | No |  |  |  | 999999 | Yes |  |  | Liberty County Hazard Mitigation Plan |  |  | No |  |  | Yes | Alignment with RFPG goals and TWDB guidance principles.
890 | 061000156 | Flood Gates Evaluation at Walker County Annex #2 | Evaluation of proposed removable facility flood gates at Walker County Annex #2 | 6 | San Jacinto | Walker | 12040101,12040103 | 1204010101,1204010102,1204010301,1204010303 | 120401010104,120401010101,120401010102,120401010103,120401010201,120401010202,120401010203,120401010204,120401030101,120401030106,120401030303,120401030305,120401030301,120401030302 | 06000004,06000001,06000002,06000003,06000005,06000006,06000007,06000008,06000046,06000051,06000063,06000065,06000061,06000062 | 06000001,06000011,06000012,06000015 | 797.8365 | No | No | Yes | No | No | 00000053 | 06002584,06003391,00000053 | No | Project Planning | 20000 | Yes |  |  | 505 | 437 | 266 | 545 | 657 | 1 | 2 | 25.4257 | 2 | 180.4647 | No | No |  |  |  | 999999 | Yes |  |  | Walker County Hazard Mitigation |  |  | No |  |  | Yes | Alignment with RFPG goals and TWDB guidance principles.
891 | 061000158 | City of Bayou Vista Canal Dredging Study | Plan for Canal Dredging to reduce sediment deposited during storm events. Study to develop and implement canal dredging program. | 6 | San Jacinto | Galveston | 12040204 | 1204020402 | 120402040200 | 06000107 | 06000001,06000011,06000012,06000015 | 0.44738 | No | No | Yes | No | No | 06002806 | 06002806,00000006 | No | Project Planning | 130000 | Yes |  |  | 1122 | 1095 | 232 | 1476 | 1502 | 3 |  | 7.7089 |  |  | No | No |  |  |  | 999999 | Yes |  |  | Galveston County Hazard Mitigation Plan |  |  | No |  |  | Yes | Alignment with RFPG goals and TWDB guidance principles.
892 | 061000161 | City of North Cleveland Engineering Study | Study to identify drainage improvements in the City of North Cleveland. | 6 | San Jacinto | Liberty,Montgomery,San Jacinto | 12040103 | 1204010301,1204010302,1204010304 | 120401030201,120401030108,120401030109,120401030203,120401030202,120401030401 | 06000056,06000053,06000054,06000058,06000057,06000069 | 06000001,06000011,06000012,06000015 | 18.7366 | No | No | Yes | No | No | 06002646 | 00000033,00004000,06002530,06000037,00000047 | No | Project Planning | 400000 | Yes |  |  | 261 | 133 | 1037 | 435 | 1267 | 0 | 1 | 27.3291 | 1 | 28.8785 | No | No |  |  |  | 999999 | Yes |  |  | Liberty County Hazard Mitigation Plan |  |  | No |  |  | Yes | Alignment with RFPG goals and TWDB guidance principles.
893 | 061000162 | Elevation of Bridge Road in City of North Cleveland | Further study to elevate Bridge road. | 6 | San Jacinto | Liberty,Montgomery,San Jacinto | 12040103 | 1204010301,1204010302,1204010304 | 120401030201,120401030108,120401030109,120401030203,120401030202,120401030401 | 06000056,06000053,06000054,06000058,06000057,06000069 | 06000001,06000011,06000012,06000015 | 18.7366 | No | No | Yes | No | No | 06002646 | 00000033,00004000,06002530,06000037,00000047 | No | Project Planning | 120000 | Yes |  |  | 261 | 133 | 1037 | 435 | 1267 | 0 | 1 | 27.3291 | 1 | 28.8785 | No | No |  |  |  | 999999 | Yes |  |  | Liberty County Hazard Mitigation Plan |  |  | No |  |  | Yes | Alignment with RFPG goals and TWDB guidance principles.
894 | 061000163 | Galveston County Drainage System Improvement Study | Further study to widen drainage systems and increase culvert size to accommodate increased water flows. Coordinate efforts with water district. | 6 | San Jacinto | Galveston | 12040204 | 1204020401,1204020402,1204020403,1204020404 | 120402040300,120402040200,120402040400,120402040100 | 06000108,06000107,06000109,06000106 | 06000001,06000011,06000012,06000015 | 664.9483 | No | No | Yes | No | No | 00000006 | 00000006 | No | Project Planning | 1590000 | Yes |  |  | 48570 | 42185 | 100002 | 102755 | 171395 | 681 | 30 | 910.3509 | 30 | 3412.0249 | No | No |  |  |  | 999999 | Yes |  |  | Galveston County Hazard Mitigation Plan |  |  | No |  |  | Yes | Alignment with RFPG goals and TWDB guidance principles.
895 | 061000164 | Storm Water Detention Ponds Evalution in the City of Santa Fe | Further study to determine detention ponds/basin could be solution for addressing flood impacts. | 6 | San Jacinto | Galveston | 12040204 | 1204020402,1204020403 | 120402040300,120402040200 | 06000108,06000107 | 06000001,06000011,06000012,06000015 | 17.0353 | No | No | Yes | No | No | 06003149 | 06003149,00000006 | No | Project Planning | 380000 | Yes |  |  | 400 | 306 | 227 | 748 | 798 | 1 | 9 | 4.1224 | 9 | 12.1216 | No | No |  |  |  | 999999 | Yes |  |  | Galveston County Hazard Mitigation Plan |  |  | No |  |  | Yes | Alignment with RFPG goals and TWDB guidance principles.
896 | 061000165 | Drainage System Analysis for City of Santa Fe | Further study to widen drainage systems and increase culvert size to accommodate increased water flows. Coordinate efforts with water district. | 6 | San Jacinto | Galveston | 12040204 | 1204020402,1204020403 | 120402040300,120402040200 | 06000108,06000107 | 06000001,06000011,06000012,06000015 | 17.0353 | No | No | Yes | No | No | 06003149 | 06003149,00000006 | No | Project Planning | 300000 | Yes |  |  | 400 | 306 | 227 | 748 | 798 | 1 | 9 | 4.1224 | 9 | 12.1216 | No | No |  |  |  | 999999 | Yes |  |  | Galveston County Hazard Mitigation Plan |  |  | No |  |  | Yes | Alignment with RFPG goals and TWDB guidance principles.
897 | 061000166 | City of Stafford Run Creek Detention Pond Construction | Further study of proposed detention ponds immediately downstream of Brand Lane and Independence Park. | 6 | San Jacinto | Fort Bend,Harris | 12040204,12040104 | 1204010404,1204010405,1204020404 | 120401040401,120401040501,120402040400 | 06000083,06000085,06000109 | 06000001,06000011,06000012,06000015 | 7.0202 | Yes | No | Yes | No | No | 00003596 | 06003596,00000009,00000310,00000020 | No | Project Planning | 300000 | Yes | [12 empty] | No | No |  |  |  | 999999 | Yes |  |  | Fort Bend County CIP |  |  | No |  |  | Yes | Alignment with RFPG goals and TWDB guidance principles.
898 | 061000167 | City of Cleveland Drainage Improvements | Further study of proposed city of cleveland drainage improvements. | 6 | San Jacinto | Liberty,Montgomery,San Jacinto | 12040103 | 1204010301,1204010302,1204010304 | 120401030201,120401030108,120401030109,120401030203,120401030202,120401030401 | 06000056,06000053,06000054,06000058,06000057,06000069 | 06000001,06000011,06000012,06000015 | 18.7366 | Yes | No | No | No | No | 06002530 | 00000033,00004000,06002530,06000037,00000047 | No | Project Planning | 410000 | Yes |  |  | 261 | 133 | 1037 | 435 | 1267 | 0 | 1 | 27.3291 | 1 | 28.8785 | No | No |  |  |  | 999999 | Yes |  |  | Liberty County Hazard Mitigation Plan |  |  | No |  |  | Yes | Alignment with RFPG goals and TWDB guidance principles.
899 | 061000168 | San Jacinto Watershed and Tributary Barrier and Flood Mitigation - East County Project | Planning, H&H studies, design, environmental review, and barrier removal for the 98.6 miles of the San Jacinto Watershed and Tributary Barrier and Flood Mitigation-East County project area. | 6 | San Jacinto | Harris,Liberty,Montgomery,San Jacinto | 12040103 | 1204010304 | 120401030402,120401030401 | 06000070,06000069 | 06000001,06000010,06000015 | 94.8889 | Yes | No | Yes | No | No | 06000037 | 00002853,00000033,06000037,00000020,00000310 | No | Watershed Planning | 1160000 | Yes |  |  | 3499 | 2371 | 2245 | 3787 | 4867 | 3 | 1 | 101.7907 | 1 | 70.6311 | No | Yes |  |  |  | 999999 | Yes |  |  | San Jacinto River Master Drainage Plan Report |  |  | No |  |  | Yes | Alignment with RFPG goals and TWDB guidance principles.
900 | 061000169 | San Jacinto Watershed and Tributary Barrier and Flood Mitigation - West County Project | H&H study, design, tributary barrier removal, and environmental assessments for the 96.2 miles of the San Jacinto Watershed and Tributary Barrier and Flood Mitigation-West County project area. | 6 | San Jacinto | Harris,Montgomery | 12040101 | 1204010104 | 120401010401,120401010402,120401010404 | 06000020,06000021,06000023 | 06000001,06000010,06000015 | 122.1236 | Yes | No | Yes | No | No | 06000037 | 00002853,00000310,00000020,06000037 | No | Watershed Planning | 1110000 | Yes |  |  | 3634 | 2863 | 6426 | 9197 | 12814 | 34 | 8 | 89.2062 | 8 | 278.8898 | No | Yes |  |  |  | 999999 | Yes |  |  | San Jacinto River Master Drainage Plan Report |  |  | No |  |  | Yes | Alignment with RFPG goals and TWDB guidance principles.
901 | 061000174 | Carpenters Planing Study N110-00-00 Diversion to P103-00/P103-03 | Feasibility study needed to evaluate a designed interconnection to lower Greens Bayou. | 6 | San Jacinto | Harris | 12040101,12040104 | 1204010105,1204010406,1204010407 | 120401010502,120401040605,120401040703,120401040705,120401040702,120401040606,120401040704 | 06000025,06000091,06000095,06000097,06000094,06000092,06000096 | 06000001,06000011,06000012,06000015 | 31.0257 | Yes | No | No | No | No | 00000310 | 06002853,00000310,00000020 | No | Project Planning | 1200000 | Yes |  |  | 812 | 489 | 2731 | 2613 | 4689 | 24 | 2 | 18.8263 | 2 | 96.263 | No | No |  |  |  | 999999 | Yes |  |  | The Carpenters Bayou Watershed Planning Project (N100-00-00-P004 ): FINAL ENGINEERING REPORT |  |  | No |  |  | Yes | Alignment with RFPG goals and TWDB guidance principles.
902 | 061000177 | Addicks Reservoir Watershed Study | Watershed wide study using latest data, including MAAPnext models and Atlas 14 rainfall. Study to identify flooding issues within watershed, identify projects to reduce flooding, and provide cost estimates and benefit and cost metrics for each project. | 6 | San Jacinto | Harris,Waller | 12040102,12040104 | 1204010201,1204010401,1204010402,1204010403 | 120401020103,120401040102,120401040202,120401040104,120401040201,120401040302,120401040101,120401040203,120401040303,120401040301 | 06000028,06000072,06000076,06000074,06000075,06000079,06000071,06000077,06000080,06000078 | 06000001,06000010,06000015 | 137.9631 | Yes | No | No | No | No | 00000310 | 06002853,00000287,06002795,06002794,00000020,00000310 | Yes | Watershed Planning | 670000 | Yes |  |  | 3746 | 3076 | 5518 | 8182 | 11473 | 53 | 0 | 114.092 | 0 | 1607.1764 | No | Yes |  |  |  | 999999 | Yes |  |  | Unknown |  |  | No |  |  | Yes | Alignment with RFPG goals and TWDB guidance principles.
903 | 061000178 | Barker Reservoir Watershed Study | Watershed wide study using latest data, including MAAPnext models and Atlas 14 rainfall. Study to identify flooding issues within watershed, identify projects to reduce flooding, and provide cost estimates and benefit and cost metrics for each project. | 6 | San Jacinto | Fort Bend,Harris,Waller | 12040102,12040104 | 1204010201,1204010401,1204010402,1204010403,1204010404 | 120401020103,120401040102,120401040103,120401040104,120401040101,120401040203,120401040303,120401040401 | 06000028,06000072,06000073,06000074,06000071,06000077,06000080,06000083 | 06000001,06000010,06000015 | 128.1584 | Yes | No | No | No | No | 00000310 | 00000295,06002853,00000287,06002795,00000009,00002923,06002794,00000020,00000310 | Yes | Watershed Planning | 620000 | Yes |  |  | 1052 | 833 | 2423 | 2598 | 4313 | 11 | 5 | 34.0537 | 5 | 753.0047 | No | Yes |  |  |  | 999999 | Yes |  |  | Unknown |  |  | No |  |  | Yes | Alignment with RFPG goals and TWDB guidance principles.
904 | 061000179 | Buffalo Bayou Watershed Study | Watershed wide study using latest data, including MAAPnext models and Atlas 14 rainfall. Study to identify flooding issues within watershed, identify projects to reduce flooding, and provide cost estimates and benefit and cost metrics for each project. | 6 | San Jacinto | Fort Bend,Harris | 12040104 | 1204010401,1204010402,1204010403,1204010404,1204010407 | 120401040703,120401040402,120401040104,120401040305,120401040302,120401040203,120401040303,120401040304,120401040401,120401040701 | 06000095,06000084,06000074,06000082,06000079,06000077,06000080,06000081,06000083,06000093 | 06000001,06000010,06000015 | 101.5083 | Yes | No | No | No | No | 00000310 | 06002853,06002454,00000287,06003593,00000009,06002856,06002453,00000020,00000310,06002495 | Yes | Watershed Planning | 500000 | Yes |  |  | 1999 | 1533 | 36738 | 19846 | 44477 | 34 | 0 | 38.7117 | 0 | 17.8999 | No | Yes |  |  |  | 999999 | Yes |  |  | Unknown |  |  | No |  |  | Yes | Alignment with RFPG goals and TWDB guidance principles.
905 | 061000180 | Brays Bayou Watershed Study | Watershed wide study using latest data, including MAAPnext models and Atlas 14 rainfall. Study to identify flooding issues within watershed, identify projects to reduce flooding, and provide cost estimates and benefit and cost metrics for each project. | 6 | San Jacinto | Fort Bend,Harris | 12040104 | 1204010403,1204010404,1204010405,1204010407 | 120401040703,120401040402,120401040305,120401040303,120401040401,120401040502 | 06000095,06000084,06000082,06000080,06000083,06000086 | 06000001,06000010,06000015 | 128.2067 | Yes | No | No | No | No | 00000310 | 06002853,06003305,00000287,06002934,00000009,06002789,06003596,06003595,00000020,06002854,06002517,00000310 | Yes | Watershed Planning | 620000 | Yes |  |  | 40950 | 37646 | 207310 | 216138 | 361848 | 594 | 2 | 537.1371 | 2 | 45.186 | No | Yes |  |  |  | 999999 | Yes |  |  | Unknown |  |  | No |  |  | Yes | Alignment with RFPG goals and TWDB guidance principles.
906 | 061000181 | Cypress Creek Watershed Study | Watershed wide study using latest data, including MAAPnext models and Atlas 14 rainfall. Study to identify flooding issues within watershed, identify projects to reduce flooding, and provide cost estimates and benefit and cost metrics for each project. | 6 | San Jacinto | Harris,Waller | 12040102,12040104 | 1204010201,1204010202,1204010401,1204010402,1204010403,1204010406 | 120401020102,120401020103,120401020104,120401020106,120401020101,120401020105,120401020107,120401020201,120401020210,120401020212,120401020213,120401040601,120401040102,120401040201,120401040101,120401040203,120401040301,120401040602,120401040603 | 06000027,06000028,06000029,06000031,06000026,06000030,06000032,06000033,06000042,06000044,06000045,06000087,06000072,06000075,06000071,06000077,06000078,06000088,06000089 | 06000001,06000010,06000015 | 266.2121 | Yes | No | No | No | No | 00000310 | 00000295,06002853,00000287,06002795,06003390,00000020,06003302,00000310 | Yes | Watershed Planning | 1230000 | Yes |  |  | 4162 | 3210 | 12344 | 13880 | 22497 | 89 | 18 | 109.4779 | 18 | 1659.5977 | No | Yes |  |  |  | 999999 | Yes |  |  | Unknown |  |  | No |  |  | Yes | Alignment with RFPG goals and TWDB guidance principles.
907 | 061000182 | Hunting Bayou Watershed Study | Watershed wide study using latest data, including MAAPnext models and Atlas 14 rainfall. Study to identify flooding issues within watershed, identify projects to reduce flooding, and provide cost estimates and benefit and cost metrics for each project. | 6 | San Jacinto | Harris | 12040104 | 1204010403,1204010406,1204010407 | 120401040703,120401040604,120401040606,120401040304,120401040701 | 06000095,06000090,06000092,06000081,06000093 | 06000001,06000010,06000015 | 30.8723 | Yes | No | No | No | No | 00000310 | 06002853,06002456,06002452,00000020,00000310 | Yes | Watershed Planning | 500000 | Yes |  |  | 6244 | 5220 | 24003 | 14423 | 34523 | 98 | 6 | 101.5144 | 6 | 21.1306 | No | Yes |  |  |  | 999999 | Yes |  |  | Unknown |  |  | No |  |  | Yes | Alignment with RFPG goals and TWDB guidance principles.
908 | 061000183 | Sims Bayou Watershed Study | Watershed wide study using latest data, including MAAPnext models and Atlas 14 rainfall. Study to identify flooding issues within watershed, identify projects to reduce flooding, and provide cost estimates and benefit and cost metrics for each project. | 6 | San Jacinto | Fort Bend,Harris | 12040204,12040104 | 1204010404,1204010405,1204010407,1204020401,1204020404 | 120401040703,120401040402,120401040502,120401040501,120402040400,120402040100 | 06000095,06000084,06000086,06000085,06000109,06000106 | 06000001,06000010,06000015 | 93.215 | Yes | No | No | No | No | 00000310 | 06002853,00000287,06003307,00000009,06002789,06003596,00000653,00000020,06002502,00000310 | Yes | Watershed Planning | 470000 | Yes |  |  | 5858 | 4884 | 19427 | 22217 | 34907 | 74 | 10 | 102.9738 | 10 | 50.5136 | No | Yes |  |  |  | 999999 | Yes |  |  | Unknown |  |  | No |  |  | Yes | Alignment with RFPG goals and TWDB guidance principles.
909 | 061000184 | White Oak Bayou Watershed Study | Watershed wide study using latest data, including MAAPnext models and Atlas 14 rainfall. Study to identify flooding issues within watershed, identify projects to reduce flooding, and provide cost estimates and benefit and cost metrics for each project. | 6 | San Jacinto | Harris | 12040102,12040104 | 1204010201,1204010403,1204010406,1204010407 | 120401020104,120401020106,120401040601,120401040305,120401040302,120401040604,120401040303,120401040304,120401040301,120401040701 | 06000029,06000031,06000087,06000082,06000079,06000090,06000080,06000081,06000078,06000093 | 06000001,06000011,06000012,06000015 | 110.7023 | Yes | No | No | No | No | 00000310 | 06002853,00000310,00000020,06002457 | Yes | Watershed Planning | 800000 | Yes |  |  | 17103 | 14706 | 85064 | 64740 | 127789 | 149 | 4 | 280.8692 | 4 | 28.3669 | No | Yes |  |  |  | 999999 | Yes |  |  | Unknown |  |  | No |  |  | Yes | Alignment with RFPG goals and TWDB guidance principles.
910 | 061000186 | Brays Bayou - Poor Farm Ditch | Study to develop a BCR and elevate project to a FMP. Further study of channel improvements from partnership project to restore channel conveyanve including Atlas 14 rainfalls. | 6 | San Jacinto | Harris | 12040104 | 1204010404 | 120401040402 | 06000084 | 06000001,06000011,06000012,06000015 | 3.3411 | Yes | No | No | No | No | 00000310 | 06002853,06003305,06003595,00000020,00000310 | No | Project Planning | 690000 | Yes |  |  | 3295 | 3096 | 14252 | 15768 | 25842 | 34 | 0 | 37.2088 | 0 | 0.39104 | No | Yes |  |  |  | 999999 | Yes |  |  | HCFCD Bond Program Updates |  |  | No |  |  | Yes | Alignment with RFPG goals and TWDB guidance principles.
911 | 061000188 | Brays Bayou - Partnership Project with Fort Bend County on Right-of-Way Acquisition, Design, and Construction of General Drainage Improvements along Clodine Ditch | Further study of channel improvements from partnership project to restore channel conveyanve including Atlas 14 rainfalls. | 6 | San Jacinto | Fort Bend,Harris | 12040104 | 1204010401,1204010403,1204010404 | 120401040103,120401040104,120401040303,120401040401 | 06000073,06000074,06000080,06000083 | 06000001,06000011,06000012,06000015 | 34.139 | Yes | No | No | No | No | 00000310 | 06002853,00000009,00000310,00000020 | No | Project Planning | 1020000 | Yes |  |  | 328 | 254 | 740 | 1350 | 1703 | 1 | 0 | 19.765 | 0 | 217.6002 | No | Yes |  |  |  | 999999 | Yes |  |  | HCFCD Bond Program Updates |  |  | No |  |  | Yes | Alignment with RFPG goals and TWDB guidance principles.
912 | 061000191 | Spring Creek - Construction of a Reservoir along Spring Creek | Further study for design and construction of a future flood control dam and reservoir in the Spring Creek watershed. | 6 | San Jacinto | Harris,Waller,Montgomery,Grimes | 12040102,12040101,12040104 | 1204010103,1204010104,1204010105,1204010201,1204010202,1204010406 | 120401040103,120401040104,120401040303,120401040401 | 06000073,06000074,06000080,06000083 | 06000001,06000011,06000012,06000015 | 384.393 | Yes | No | No | No | No | 00000310 | 00000044,00000024,06000037,00000020,00000310 | No | Project Planning | 870000 | Yes |  |  | 4191 | 3436 | 17055 | 9170 | 23627 | 44 | 27 | 106.1284 | 27 | 231.6515 | No | Yes |  |  |  | 999999 | Yes |  |  | HCFCD Bond Program Updates |  |  | No |  |  | Yes | Alignment with RFPG goals and TWDB guidance principles.
913 | 061000201 | Little Cypress Creek - L109-00-00 | Further study of Flood Risk Reduction need identified through the HCFCD 'Watershed Planning Tool' to determine channel modifications needed to restore/improve channel conveyance including Atlas 14 rainfall. | 6 | San Jacinto | Harris | 12040102 | 1204010201,1204010202 | 120401020104,120401020105,120401020210 | 06000029,06000030,06000042 | 06000001,06000011,06000012,06000015 | 5.5768 | Yes | No | No | No | No | 00000310 | 00000310,00000020 | No | Project Planning | 100000 | Yes |  |  | 178 | 104 | 197 | 419 | 520 | 0 | 0 | 1.7385 | 0 | 12.909 | No | Yes |  |  |  | 999999 | Yes |  |  | Unknown |  |  | No |  |  | Yes | Alignment with RFPG goals and TWDB guidance principles.
914 | 061000203 | Little Cypress Creek - L103-00-00 | Further study of Flood Risk Reduction need identified through the HCFCD 'Watershed Planning Tool' to determine channel modifications needed to restore/improve channel conveyance including Atlas 14 rainfall. | 6 | San Jacinto | Harris | 12040102 | 1204010201 | 120401020104,120401020106,120401020105 | 06000029,06000031,06000030 | 06000001,06000011,06000012,06000015 | 5.236 | Yes | No | No | No | No | 00000310 | 06002853,00000310,00000020 | No | Project Planning | 100000 | Yes |  |  | 116 | 92 | 93 | 241 | 265 | 8 | 0 | 2.7206 | 0 | 4.3515 | No | Yes |  |  |  | 999999 | Yes |  |  | Unknown |  |  | No |  |  | Yes | Alignment with RFPG goals and TWDB guidance principles.
915 | 061000202 | Little Cypress Creek - L113-00-00 | Further study of Flood Risk Reduction need identified through the HCFCD 'Watershed Planning Tool' to determine channel modifications needed to restore/improve channel conveyance including Atlas 14 rainfall. | 6 | San Jacinto | Harris | 12040102 | 1204010201,1204010202 | 120401020104,120401020105,120401020205 | 06000029,06000030,06000037 | 06000001,06000011,06000012,06000015 | 14.9564 | Yes | No | No | No | No | 00000310 | 00000310,00000020 | No | Project Planning | 300000 | Yes |  |  | 182 | 162 | 109 | 471 | 472 | 0 | 3 | 3.9016 | 3 | 7.9765 | No | Yes |  |  |  | 999999 | Yes |  |  | Unknown |  |  | No |  |  | Yes | Alignment with RFPG goals and TWDB guidance principles.
916 | 061000204 | Greens Bayou - P130-05-02 | Further study of Flood Risk Reduction need identified through the HCFCD 'Watershed Planning Tool' to determine channel modifications needed to restore/improve channel conveyance including Atlas 14 rainfall. | 6 | San Jacinto | Harris | 12040104 | 1204010406 | 120401040602 | 06000088 | 06000001,06000010,06000015 | 0.13498 | Yes | No | No | No | No | 00000310 | 06002853,00000310,00000020 | No | Project Planning | 100000 | Yes |  |  | 94 | 84 | 26 | 125 | 130 | 0 |  | 1.3894 |  |  | No | Yes |  |  |  | 999999 | Yes |  |  | Unknown |  |  | No |  |  | Yes | Alignment with RFPG goals and TWDB guidance principles.
917 | 061000205 | Greens Bayou - P142-00-00 | Further study of Flood Risk Reduction need identified through the HCFCD 'Watershed Planning Tool' to determine channel modifications needed to restore/improve channel conveyance including Atlas 14 rainfall. | 6 | San Jacinto | Harris | 12040104 | 1204010406 | 120401040603 | 06000089 | 06000001,06000010,06000015 | 1.6346 | Yes | No | No | No | No | 00000310 | 06002853,00000310,00000020 | No | Project Planning | 100000 | Yes |  |  | 997 | 601 | 3381 | 2332 | 5085 | 7 | 0 | 23.4886 | 0 | 1.4896 | No | Yes |  |  |  | 999999 | Yes |  |  | Unknown |  |  | No |  |  | Yes | Alignment with RFPG goals and TWDB guidance principles.
918 | 061000207 | San Jacinto River - G103-46-00 | Further study of Flood Risk Reduction need identified through the HCFCD 'Watershed Planning Tool' to determine channel modifications needed to restore/improve channel conveyance including Atlas 14 rainfall. | 6 | San Jacinto | Harris,Montgomery | 12040101 | 1204010105 | 120401010501 | 06000024 | 06000001,06000011,06000012,06000015 | 58.5065 | Yes | No | No | No | No | 00000310 | 06002853,06000037,06003597,00000020,00000310 | No | Project Planning | 1000000 | Yes |  |  | 3840 | 3193 | 14761 | 10830 | 22355 | 61 | 1 | 81.0457 | 1 | 113.955 | No | Yes |  |  |  | 999999 | Yes |  |  | Unknown |  |  | No |  |  | Yes | Alignment with RFPG goals and TWDB guidance principles.
919 | 061000208 | San Jacinto River - G103-33-04 | Further study of Flood Risk Reduction need identified through the HCFCD 'Watershed Planning Tool' to determine channel modifications needed to restore/improve channel conveyance including Atlas 14 rainfall. | 6 | San Jacinto | Harris | 12040101 | 1204010105 | 120401010501 | 06000024 | 06000001,06000011,06000012,06000015 | 1.1277 | Yes | No | No | No | No | 00000310 | 06002853,00000310,00000020 | No | Project Planning | 100000 | Yes |  |  | 248 | 221 | 1137 | 618 | 1580 | 1 | 0 | 3.7374 | 0 |  | No | Yes |  |  |  | 999999 | Yes |  |  | Unknown |  |  | No |  |  | Yes | Alignment with RFPG goals and TWDB guidance principles.
920 | 061000209 | San Jacinto River - G103-36-00 | Further study of Flood Risk Reduction need identified through the HCFCD 'Watershed Planning Tool' to determine channel modifications needed to restore/improve channel conveyance including Atlas 14 rainfall. | 6 | San Jacinto | Harris,Montgomery | 12040101 | 1204010105 | 120401010501 | 06000024 | 06000001,06000011,06000012,06000015 | 58.5065 | Yes | No | No | No | No | 00000310 | 06002853,06000037,06003597,00000020,00000310 | No | Project Planning | 1000000 | Yes |  |  | 3840 | 3193 | 14761 | 10830 | 22355 | 61 | 1 | 81.0457 | 1 | 113.955 | No | Yes |  |  |  | 999999 | Yes |  |  | Unknown |  |  | No |  |  | Yes | Alignment with RFPG goals and TWDB guidance principles.
921 | 061000187 | Brays Bayou Restore Channel Conveyance Capacity Along D115-00-00 | Further study of channel improvements from partnership project to restore channel conveyanve including Atlas 14 rainfalls. | 6 | San Jacinto | Harris | 12040104 | 1204010404 | 120401040401 | 06000083 | 06000001,06000011,06000012,06000015 | 6.3173 | Yes | No | No | No | No | 00000310 | 06002853,06002854,00000310,00000020 | No | Project Planning | 1020000 | Yes |  |  | 5579 | 5255 | 18469 | 22841 | 34583 | 75 | 0 | 59.0651 | 0 | 0.97407 | No | Yes |  |  |  | 999999 | Yes |  |  | HCFCD Bond Program Updates |  |  | No |  |  | Yes | Alignment with RFPG goals and TWDB guidance principles.
922 | 061000194 | White Oak Bayou - Turkey Gully E106-00-00 | Study to develop a Benefit Cost Analysis needed for this project to become a FMP. Further study of channel improvements from partnership project to restore channel conveyanve including Atlas 14 rainfalls. | 6 | San Jacinto | Harris | 12040104 | 1204010403 | 120401040304 | 06000081 | 06000001,06000011,06000012,06000015 | 6.7843 | Yes | No | No | No | No | 00000310 | 06002853,00000310,00000020 | No | Project Planning | 1330000 | Yes |  |  | 2540 | 2287 | 8056 | 6776 | 12780 | 6 | 0 | 26.5633 | 0 | 2.1707 | No | Yes |  |  |  | 999999 | Yes |  |  | HCFCD Bond Program Updates |  |  | No |  |  | Yes | Alignment with RFPG goals and TWDB guidance principles.
923 | 061000196 | White Oak Bayou - General Drainage Improvements along E105-00-00 | Further study of channel improvements from partnership project to restore channel conveyanve including Atlas 14 rainfalls. | 6 | San Jacinto | Harris | 12040104 | 1204010403 | 120401040304 | 06000081 | 06000001,06000011,06000012,06000015 | 0.91635 | Yes | No | No | No | No | 00002853 | 06002853,00000310,00000020 | No | Project Planning | 120000 | Yes |  |  | 160 | 151 | 114 | 411 | 431 | 0 | 0 | 3.4355 | 0 | 0.67417 | No | Yes |  |  |  | 999999 | Yes |  |  | HCFCD Bond Program Updates |  |  | No |  |  | Yes | Alignment with RFPG goals and TWDB guidance principles.
924 | 061000213 | City of Conroe Riverine Study and Mapping Improvements | Study and new modeling for moderate to low quality areas and revise the flood maps using the results from the updated modeling. | 6 | San Jacinto | Montgomery | 12040101 | 1204010102,1204010104 | 120401010207,120401010401,120401010402 | 06000011,06000020,06000021 | 06000001,06000010,06000015 | 100.0722 | Yes | No | No | No | No | 06003030 | 06000037,06001452,06003030,00000287 | No | Watershed Planning | 500000 | Yes |  |  | 3465 | 2633 | 8753 | 9104 | 14964 | 46 | 18 | 83.783 | 18 | 98.0286 | No | Yes |  |  |  | 999999 | Yes |  |  | Alligator Creek Master Drainage Plan |  |  | No |  |  | Yes | Alignment with RFPG goals and TWDB guidance principles.
925 | 061000214 | April Sound Subdivision Evaluation | Detailed analysis to be completed for the entire development using detailed storm sewer modeling. | 6 | San Jacinto | Montgomery | 12040101 | 1204010102,1204010104 | 120401010207,120401010401,120401010402 | 06000011,06000020,06000021 | 06000001,06000011,06000012,06000015 | 100.0722 | No | No | Yes | No | No | 06003030 | 06000037,06001452,06003030,00000287 | No | Project Planning | 1700000 | Yes |  |  | 3465 | 2633 | 8753 | 9104 | 14964 | 46 | 18 | 83.783 | 18 | 98.0286 | No | Yes |  |  |  | 999999 | Yes |  |  | Alligator Creek Master Drainage Plan |  |  | No |  |  | Yes | Alignment with RFPG goals and TWDB guidance principles.
926 | 061000215 | City of Conroe Downtown Master Drainage Plan | Full as-built storm sewer intventory survey and a full drainage study recommended. | 6 | San Jacinto | Montgomery | 12040101 | 1204010102,1204010104 | 120401010207,120401010401,120401010402 | 06000011,06000020,06000021 | 06000001,06000011,06000012,06000015 | 100.0722 | No | No | Yes | No | No | 06003030 | 06000037,06001452,06003030,00000287 | No | Project Planning | 750000 | Yes |  |  | 3465 | 2633 | 8753 | 9104 | 14964 | 46 | 18 | 83.783 | 18 | 98.0286 | No | Yes |  |  |  | 999999 | Yes |  |  | Alligator Creek Master Drainage Plan |  |  | No |  |  | Yes | Alignment with RFPG goals and TWDB guidance principles.
927 | 061000216 | Greens Bayou - P103-00-00 | Further study of Flood Risk Reduction need identified through the HCFCD 'Watershed Planning Tool' to determine channel modifications needed to restore/improve channel conveyance including Atlas 14 rainfall. | 6 | San Jacinto | Harris | 12040104 | 1204010406,1204010407 | 120401040703,120401040702,120401040606 | 06000095,06000094,06000092 | 06000001,06000010,06000015 | 5.5454 | Yes | No | No | No | No | 00000310 | 06002853,00000310,00000020 | No | Project Planning | 100000 | Yes |  |  | 391 | 197 | 1343 | 608 | 1750 | 5 | 0 | 6.6896 | 0 | 15.0683 | No | Yes |  |  |  | 999999 | Yes |  |  | Unknown |  |  | No |  |  | Yes | Alignment with RFPG goals and TWDB guidance principles.
928 | 061000217 | Barker - T101-00-00 | Further study of Flood Risk Reduction need identified through the HCFCD 'Watershed Planning Tool' to determine channel modifications needed to restore/improve channel conveyance including Atlas 14 rainfall. | 6 | San Jacinto | Harris | 12040104 | 1204010401,1204010402,1204010403 | 120401040102,120401040104,120401040203,120401040303 | 06000072,06000074,06000077,06000080 | 06000001,06000011,06000012,06000015 | 17.2832 | Yes | No | No | No | No | 00000310 | 06002853,00000310,00000020,06002794 | No | Project Planning | 300000 | Yes |  |  | 41 | 34 | 412 | 145 | 521 | 0 | 0 | 2.5823 | 0 | 8.6169 | No | Yes |  |  |  | 999999 | Yes |  |  | Unknown |  |  | No |  |  | Yes | Alignment with RFPG goals and TWDB guidance principles.
929 | 061000218 | Barker - T103-00-00 | Further study of Flood Risk Reduction need identified through the HCFCD 'Watershed Planning Tool' to determine channel modifications needed to restore/improve channel conveyance including Atlas 14 rainfall. | 6 | San Jacinto | Harris | 12040104 | 1204010401,1204010402 | 120401040102,120401040104,120401040203 | 06000072,06000074,06000077 | 06000001,06000011,06000012,06000015 | 4.068 | Yes | No | No | No | No | 00000310 | 06002853,00000310,00000020,06002794 | No | Project Planning | 100000 | Yes |  |  | 0 | 0 | 0 | 0 | 0 | 0 | 0 | 0.62904 | 0 | 1.0303 | No | Yes |  |  |  | 999999 | Yes |  |  | Unknown |  |  | No |  |  | Yes | Alignment with RFPG goals and TWDB guidance principles.
930 | 061000219 | Buffalo Bayou - W158-00-00 | Further study of Flood Risk Reduction need identified through the HCFCD 'Watershed Planning Tool' to determine channel modifications needed to restore/improve channel conveyance including Atlas 14 rainfall. | 6 | San Jacinto | Harris | 12040104 | 1204010403 | 120401040303 | 06000080 | 06000001,06000011,06000012,06000015 | 2.8157 | Yes | No | No | No | No | 00000310 | 06002853,00000310,00000020 | No | Project Planning | 100000 | Yes |  |  | 72 | 63 | 143 | 225 | 311 | 0 | 0 | 0.98376 | 0 | 0.72412 | No | Yes |  |  |  | 999999 | Yes |  |  | Unknown |  |  | No |  |  | Yes | Alignment with RFPG goals and TWDB guidance principles.
931 | 061000220 | Buffalo Bayou - W130-00-00 | Further study of Flood Risk Reduction need identified through the HCFCD 'Watershed Planning Tool' to determine channel modifications needed to restore/improve channel conveyance including Atlas 14 rainfall. | 6 | San Jacinto | Harris | 12040104 | 1204010403 | 120401040305,120401040303 | 06000082,06000080 | 06000001,06000011,06000012,06000015 | 2.7909 | Yes | No | No | No | No | 00000310 | 06002853,00000310,00000020 | No | Project Planning | 100000 | Yes |  |  | 27 | 15 | 3954 | 604 | 4290 | 0 | 0 | 0.66521 | 0 | 0.24012 | No | Yes |  |  |  | 999999 | Yes |  |  | Unknown |  |  | No |  |  | Yes | Alignment with RFPG goals and TWDB guidance principles.
932 | 061000221 | Buffalo Bayou - W163-00-00 | Further study of Flood Risk Reduction need identified through the HCFCD 'Watershed Planning Tool' to determine channel modifications needed to restore/improve channel conveyance including Atlas 14 rainfall. | 6 | San Jacinto | Harris | 12040104 | 1204010403 | 120401040303 | 06000080 | 06000001,06000011,06000012,06000015 | 1.3895 | Yes | No | No | No | No | 00000310 | 06002853,00000310,00000020 | No | Project Planning | 100000 | Yes |  |  | 70 | 68 | 63 | 226 | 226 | 0 |  | 0.85699 |  | 0.4432 | No | Yes |  |  |  | 999999 | Yes |  |  | Unknown |  |  | No |  |  | Yes | Alignment with RFPG goals and TWDB guidance principles.
933 | 061000222 | City of Arcola Master Drainage Plan | Study to develop Master Drainage Plan using future and existing land use and flood/storm water drainage needs including Atlas 14 rainfall. | 6 | San Jacinto | Fort Bend | 12040204 | 1204020404 | 120402040400 | 06000109 | 06000001,06000011,06000012,06000015 | 2.5981 | Yes | No | No | No | No | 00002557 | 06002557,00000009 | No | Watershed Planning | 200000 | Yes |  |  | 41 | 37 | 3 | 39 | 39 | 0 | 0 | 0.21682 | 0 | 1.2274 | Yes | No |  |  |  | 999999 | Yes |  |  | Task 4A data |  |  | Yes |  |  | Yes | Alignment with RFPG goals and TWDB guidance principles.
934 | 061000223 | City of Baytown Master Drainage Plan | Study to develop Master Drainage Plan using future and existing land use and flood/storm water drainage needs including Atlas 14 rainfall. | 6 | San Jacinto | Chambers,Harris | 12040203,12040104 | 1204010407,1204020301,1204020302 | 120401040705,120401040706,120402030105,120402030106,120402030200 | 06000097,06000098,06000103,06000104,06000105 | 06000001,06000011,06000012,06000015 | 38.05 | No | No | Yes | No | No | 00003343 | 00000013,00004000,06003343,00000020,00000310 | Yes | Watershed Planning | 520000 | Yes |  |  | 1185 | 975 | 5397 | 3585 | 8063 | 36 | 1 | 50.1909 | 1 | 78.8324 | Yes | No |  |  |  | 999999 | Yes |  |  | Task 4A data |  |  | No |  |  | Yes | Alignment with RFPG goals and TWDB guidance principles.
935 | 061000224 | City of Beach City Master Drainage Plan | Study to develop Master Drainage Plan using future and existing land use and flood/storm water drainage needs including Atlas 14 rainfall. | 6 | San Jacinto | Chambers | 12040203 | 1204020302 | 120402030200 | 06000105 | 06000001,06000011,06000012,06000015 | 4.4627 | No | No | Yes | No | No | 00003344 | 00004000,00000013,06003344 | Yes | Watershed Planning | 240000 | Yes |  |  | 3 | 2 | 2 | 6 | 6 | 0 |  | 0.19233 |  | 4.7169 | Yes | No |  |  |  | 999999 | Yes |  |  | Task 4A data |  |  | No |  |  | Yes | Alignment with RFPG goals and TWDB guidance principles.
936 | 061000226 | City of Brookside Village Master Drainage Plan | Study to develop Master Drainage Plan using future and existing land use and flood/storm water drainage needs including Atlas 14 rainfall. | 6 | San Jacinto | Brazoria | 12040204 | 1204020401 | 120402040100 | 06000106 | 06000001,06000011,06000012,06000015 | 2.0586 | No | No | Yes | No | No | 06003024 | 06003024,00001801,00000003 | Yes | Watershed Planning | 190000 | Yes |  |  | 809 | 743 | 504 | 1467 | 1607 | 0 | 0 | 12.3944 | 0 | 3.0689 | Yes | No |  |  |  | 999999 | Yes |  |  | Task 4A data |  |  | No |  |  | Yes | Alignment with RFPG goals and TWDB guidance principles.
937 | 061000227 | City of Bunker Hill Village Master Drainage Plan | Study to develop Master Drainage Plan using future and existing land use and flood/storm water drainage needs including Atlas 14 rainfall. | 6 | San Jacinto | Harris | 12040104 | 1204010403 | 120401040303 | 06000080 | 06000001,06000011,06000012,06000015 | 1.4367 | Yes | No | No | No | No | 06002856 | 00000310,00000020,06002856 | No | Watershed Planning | 170000 | Yes |  |  | 0 | 0 | 0 | 0 | 0 | 0 |  |  |  |  | Yes | No |  |  |  | 999999 | Yes |  |  | Task 4A data |  |  | Yes |  |  | Yes | Alignment with RFPG goals and TWDB guidance principles.
938 | 061000228 | City of Clear Lake Shores Master Drainage Plan | Study to develop Master Drainage Plan using future and existing land use and flood/storm water drainage needs including Atlas 14 rainfall | 6 | San Jacinto | Galveston,Harris | 12040204 | 1204020401 | 120402040100 | 06000106 | 06000001,06000011,06000012,06000015 | 0.71043 | No | No | Yes | No | No | 06002808 | ,00000020,00000006,06002808,00000310 | Yes | Watershed Planning | 140000 | Yes |  |  | 633 | 529 | 2597 | 1131 | 3407 | 4 | 0 | 8.8208 | 0 |  | Yes | No |  |  |  | 999999 | Yes |  |  | Task 4A data |  |  | No |  |  | Yes | Alignment with RFPG goals and TWDB guidance principles.
939 | 061000229 | City of Cleveland Master Drainage Plan | Study to develop Master Drainage Plan using future and existing land use and flood/storm water drainage needs including Atlas 14 rainfall. | 6 | San Jacinto | Liberty,Montgomery,San Jacinto | 12040103 | 1204010301,1204010302,1204010304 | 120401030201,120401030108,120401030109,120401030203,120401030202,120401030401 | 06000056,06000053,06000054,06000058,06000057,06000069 | 06000001,06000011,06000012,06000015 | 18.7366 | Yes | No | No | No | No | 06002530 | 06002530,00000033 | No | Watershed Planning | 400000 | Yes |  |  | 261 | 133 | 1037 | 435 | 1267 | 0 | 1 | 27.3291 | 1 | 28.8785 | Yes | No |  |  |  | 999999 | Yes |  |  | Task 4A data |  |  | No |  |  | Yes | Alignment with RFPG goals and TWDB guidance principles.
940 | 061000230 | City of Coldspring Master Drainage Plan | Study to develop Master Drainage Plan using future and existing land use and flood/storm water drainage needs including Atlas 14 rainfall. | 6 | San Jacinto | San Jacinto | 12040103 | 1204010303 | 120401030307 | 06000067 | 06000001,06000011,06000012,06000015 | 1.8529 | No | No | Yes | No | No | 00003513 | 00000047,00003513 | No | Watershed Planning | 180000 | Yes | [12 empty] | Yes | No |  |  |  | 999999 | Yes |  |  | Task 4A data |  |  | No |  |  | Yes | Alignment with RFPG goals and TWDB guidance principles.
941 | 061000232 | City of Cut and Shoot Master Drainage Plan | Study to develop Master Drainage Plan using future and existing land use and flood/storm water drainage needs including Atlas 14 rainfall. | 6 | San Jacinto | Montgomery | 12040101,12040103 | 1204010104,1204010301 | 120401010403,120401030102,120401030104 | 06000022,06000047,06000049 | 06000001,06000011,06000012,06000015 | 2.6997 | Yes | No | No | No | No | 06003018 | 06000037,06003018 | No | Watershed Planning | 210000 | Yes |  |  | 90 | 52 | 166 | 124 | 258 | 0 | 0 | 1.7051 | 0 | 2.87 | Yes | No |  |  |  | 999999 | Yes |  |  | Task 4A data |  |  | No |  |  | Yes | Alignment with RFPG goals and TWDB guidance principles.
942 | 061000234 | City of Deer Park Master Drainage Plan | Study to develop Master Drainage Plan using future and existing land use and flood/storm water drainage needs including Atlas 14 rainfall. | 6 | San Jacinto | Harris | 12040204,12040104 | 1204010407,1204020401 | 120401040703,120401040706,120402040100 | 06000095,06000098,06000106 | 06000001,06000011,06000012,06000015 | 10.5297 | No | No | Yes | No | No | 06002857 | 06002857,00000310,00000020 | Yes | Watershed Planning | 320000 | Yes |  |  | 469 | 241 | 7734 | 883 | 8356 | 6 | 1 | 9.1177 | 1 | 4.1068 | Yes | No |  |  |  | 999999 | Yes |  |  | Task 4A data |  |  | No |  |  | Yes | Alignment with RFPG goals and TWDB guidance principles.
943 | 061000235 | City of Dickinson Master Drainage Plan | Study to develop Master Drainage Plan using future and existing land use and flood/storm water drainage needs including Atlas 14 rainfall. | 6 | San Jacinto | Galveston | 12040204 | 1204020402 | 120402040200 | 06000107 | 06000001,06000011,06000012,06000015 | 10.2951 | No | No | Yes | No | No | 06003398 | 00000006,06003398 | Yes | Watershed Planning | 320000 | Yes |  |  | 5624 | 4851 | 10940 | 15510 | 22231 | 78 | 10 | 78.8927 | 10 | 37.7347 | Yes | No |  |  |  | 999999 | Yes |  |  | Task 4A data |  |  | No |  |  | Yes | Alignment with RFPG goals and TWDB guidance principles.
944 | 061000236 | City of El Lago Master Drainage Plan | Study to develop Master Drainage Plan using future and existing land use and flood/storm water drainage needs including Atlas 14 rainfall. | 6 | San Jacinto | Harris | 12040204 | 1204020401 | 120402040100 | 06000106 | 06000001,06000011,06000012,06000015 | 0.70626 | Yes | Yes | No | No | No | 06002858 | 06002858,00000020 | No | Watershed Planning | 140000 | Yes |  |  | 743 | 698 | 1293 | 2384 | 3033 | 9 |  | 9.3534 |  | 0.44328 | Yes | No |  |  |  | 999999 | Yes |  |  | Task 4A data |  |  | Yes |  |  | Yes | Alignment with RFPG goals and TWDB guidance principles.
945 | 061000238 | City of Fulshear Master Drainage Plan | Study to develop Master Drainage Plan using future and existing land use and flood/storm water drainage needs including Atlas 14 rainfall. | 6 | San Jacinto | Fort Bend | 12040104 | 1204010401 | 120401040103 | 06000073 | 06000001,06000011,06000012,06000015 | 12.0584 | No | No | Yes | No | No | 00002923 | 00002923,00000009 | Yes | Watershed Planning | 340000 | Yes | [12 empty] | Yes | No |  |  |  | 999999 | Yes |  |  | Task 4A data |  |  | No |  |  | Yes | Alignment with RFPG goals and TWDB guidance principles.
946 | 061000239 | City of Galena Park Master Drainage Plan | Study to develop Master Drainage Plan using future and existing land use and flood/storm water drainage needs including Atlas 14 rainfall. | 6 | San Jacinto | Harris | 12040104 | 1204010407 | 120401040703,120401040701 | 06000095,06000093 | 06000001,06000011,06000012,06000015 | 4.9013 | No | No | Yes | No | No | 06002452 | 06002452,00000310,00000020 | Yes | Watershed Planning | 250000 | Yes |  |  | 205 | 156 | 381 | 465 | 712 | 9 | 0 | 2.6311 | 0 | 3.4449 | Yes | No |  |  |  | 999999 | Yes |  |  | Task 4A data |  |  | No |  |  | Yes | Alignment with RFPG goals and TWDB guidance principles.
947 | 061000241 | City of Hedwig Village Master Drainage Plan | Study to develop Master Drainage Plan using future and existing land use and flood/storm water drainage needs including Atlas 14 rainfall. | 6 | San Jacinto | Harris | 12040104 | 1204010403 | 120401040303 | 06000080 | 06000001,06000011,06000012,06000015 | 0.94308 | No | No | Yes | No | No | 06002453 | 06002453,00000310,00000020 | Yes | Watershed Planning | 150000 | Yes |  |  | 0 | 0 | 0 | 0 | 0 | 0 |  |  |  |  | Yes | No |  |  |  | 999999 | Yes |  |  | Task 4A data |  |  | No |  |  | Yes | Alignment with RFPG goals and TWDB guidance principles.
948 | 061000242 | City of Hillcrest Master Drainage Plan | Study to develop Master Drainage Plan using future and existing land use and flood/storm water drainage needs including Atlas 14 rainfall. | 6 | San Jacinto | Brazoria | 12040204 | 1204020404 | 120402040400 | 06000109 | 06000001,06000011,06000012,06000015 | 0.4382 | No | No | Yes | No | No | 06003026 | 06003026,00001801,00000003 | Yes | Watershed Planning | 130000 | Yes |  |  | 128 | 121 | 78 | 333 | 333 | 1 | 0 | 2.0718 | 0 | 0.13477 | Yes | No |  |  |  | 999999 | Yes |  |  | Task 4A data |  |  | No |  |  | Yes | Alignment with RFPG goals and TWDB guidance principles.
949 | 061000243 | City of Hilshire Village Master Drainage Plan | Study to develop Master Drainage Plan using future and existing land use and flood/storm water drainage needs including Atlas 14 rainfall. | 6 | San Jacinto | Harris | 12040104 | 1204010403 | 120401040303 | 06000080 | 06000001,06000011,06000012,06000015 | 0.26648 | No | No | Yes | No | No | 06002454 | 06002453,00000310,00000020 | Yes | Watershed Planning | 110000 | Yes |  |  | 1 | 1 | 1 | 3 | 3 | 0 | 0 | 0.0067805 | 0 |  | Yes | No |  |  |  | 999999 | Yes |  |  | Task 4A data |  |  | No |  |  | Yes | Alignment with RFPG goals and TWDB guidance principles.
950 | 061000244 | City of Hitchcock Master Drainage Plan | Study to develop Master Drainage Plan using future and existing land use and flood/storm water drainage needs including Atlas 14 rainfall. | 6 | San Jacinto | Brazoria,Galveston | 12040204 | 1204020402,1204020403 | 120402040300,120402040200 | 06000108,06000107 | 06000001,06000011,06000012,06000015 | 91.212 | No | No | Yes | No | No | 06003145 | 00001801,00000003,06003145,00000006 | Yes | Watershed Planning | 720000 | Yes |  |  | 2655 | 2270 | 2423 | 5294 | 6415 | 12 | 0 | 72.5136 | 0 | 884.17 | Yes | No |  |  |  | 999999 | Yes |  |  | Task 4A data |  |  | No |  |  | Yes | Alignment with RFPG goals and TWDB guidance principles.
951 | 061000246 | City of Humble Master Drainage Plan | Study to develop Master Drainage Plan using future and existing land use and flood/storm water drainage needs including Atlas 14 rainfall. | 6 | San Jacinto | Harris | 12040102,12040101,12040104 | 1204010105,1204010202,1204010406 | 120401010501,120401020213,120401040602 | 06000024,06000045,06000088 | 06000001,06000011,06000012,06000015 | 9.7884 | No | No | Yes | No | No | 06003597 | 06003597,00000310,00000020 | Yes | Watershed Planning | 320000 | Yes |  |  | 652 | 489 | 3460 | 1523 | 4566 | 5 | 1 | 16.9503 | 1 | 25.1372 | Yes | No |  |  |  | 999999 | Yes |  |  | Task 4A data |  |  | No |  |  | Yes | Alignment with RFPG goals and TWDB guidance principles.
952 | 061000247 | City of Hunters Creek Village Master Drainage Plan | Study to develop Master Drainage Plan using future and existing land use and flood/storm water drainage needs including Atlas 14 rainfall. | 6 | San Jacinto | Harris | 12040104 | 1204010403 | 120401040303 | 06000080 | 06000001,06000011,06000012,06000015 | 1.9506 | No | No | Yes | No | No | 06002455 | 06002454,00000310,00000020 | Yes | Watershed Planning | 190000 | Yes |  |  | 108 | 103 | 118 | 345 | 369 | 1 | 0 | 1.1628 | 0 |  | Yes | No |  |  |  | 999999 | Yes |  |  | Task 4A data |  |  | No |  |  | Yes | Alignment with RFPG goals and TWDB guidance principles.
953 | 061000249 | City of Iowa Colony Master Drainage Plan | Study to develop Master Drainage Plan using future and existing land use and flood/storm water drainage needs including Atlas 14 rainfall. | 6 | San Jacinto | Brazoria | 12040204 | 1204020404 | 120402040400 | 06000109 | 06000001,06000011,06000012,06000015 | 9.4195 | No | No | Yes | No | No | 06002993 | 00001801,00000003,06002993 | Yes | Watershed Planning | 310000 | Yes |  |  | 1162 | 1030 | 414 | 1271 | 1448 | 1 | 0 | 28.4626 | 0 | 338.5261 | Yes | No |  |  |  | 999999 | Yes |  |  | Task 4A data |  |  | No |  |  | Yes | Alignment with RFPG goals and TWDB guidance principles.
954 | 061000250 | City of Jacinto City Master Drainage Plan | Study to develop Master Drainage Plan using future and existing land use and flood/storm water drainage needs including Atlas 14 rainfall. | 6 | San Jacinto | Harris | 12040104 | 1204010407 | 120401040701 | 06000093 | 06000001,06000011,06000012,06000015 | 1.848 | Yes | Yes | No | No | No | 06002456 | 06002456,00000020 | No | Watershed Planning | 180000 | Yes |  |  | 10 | 5 | 19 | 28 | 41 | 0 | 0 | 0.13381 | 0 |  | Yes | No |  |  |  | 999999 | Yes |  |  | Task 4A data |  |  | Yes |  |  | Yes | Alignment with RFPG goals and TWDB guidance principles.
955 | 061000251 | City of Jamaica Beach Master Drainage Plan | Study to develop Master Drainage Plan using future and existing land use and flood/storm water drainage needs including Atlas 14 rainfall. | 6 | San Jacinto | Galveston | 12040204 | 1204020403 | 120402040300 | 06000108 | 06000001,06000011,06000012,06000015 | 0.71485 | Yes | Yes | No | No | No | 06002810 | 06002810,00000006 | No | Watershed Planning | 140000 | Yes |  |  | 1276 | 1238 | 139 | 275 | 395 | 4 |  | 13.8075 |  | 2.8237 | Yes | No |  |  |  | 999999 | Yes |  |  | Task 4A data |  |  | Yes |  |  | Yes | Alignment with RFPG goals and TWDB guidance principles.
956 | 061000253 | City of Katy Master Drainage Plan | Study to develop Master Drainage Plan using future and existing land use and flood/storm water drainage needs including Atlas 14 rainfall. | 6 | San Jacinto | Fort Bend,Harris,Waller | 12040104 | 1204010401,1204010402 | 120401040102,120401040103,120401040104,120401040101,120401040203 | 06000072,06000073,06000074,06000071,06000077 | 06000001,06000011,06000012,06000015 | 14.5212 | No | No | Yes | No | No | 06002794 | 06002795,00000009,06002794,00000020,00000310 | Yes | Watershed Planning | 360000 | Yes |  |  | 546 | 444 | 1185 | 1445 | 2216 | 8 | 4 | 10.0267 | 4 | 21.6526 | Yes | No |  |  |  | 999999 | Yes |  |  | Task 4A data |  |  | No |  |  | Yes | Alignment with RFPG goals and TWDB guidance principles.
957 | 061000254 | City of Kemah Master Drainage Plan | Study to develop Master Drainage Plan using future and existing land use and flood/storm water drainage needs including Atlas 14 rainfall. | 6 | San Jacinto | Galveston,Chambers | 12040204 | 1204020401,1204020402 | 120402040200,120402040100 | 06000107,06000106 | 06000001,06000011,06000012,06000015 | 1.9078 | No | No | Yes | No | No | 06003396 | 06003396,00000013,00000006 | Yes | Watershed Planning | 190000 | Yes |  |  | 562 | 425 | 2792 | 1150 | 3492 | 7 |  | 12.0059 |  | 0.72297 | Yes | No |  |  |  | 999999 | Yes |  |  | Task 4A data |  |  | No |  |  | Yes | Alignment with RFPG goals and TWDB guidance principles.
958 | 061000255 | City of La Marque Master Drainage Plan | Study to develop Master Drainage Plan using future and existing land use and flood/storm water drainage needs including Atlas 14 rainfall. | 6 | San Jacinto | Galveston | 12040204 | 1204020402 | 120402040200 | 06000107 | 06000001,06000011,06000012,06000015 | 14.2328 | No | No | Yes | No | No | 06003146 | 06003146,00000006 | Yes | Watershed Planning | 360000 | Yes |  |  | 829 | 767 | 514 | 1455 | 1612 | 8 | 1 | 31.1141 | 1 | 37.8494 | Yes | No |  |  |  | 999999 | Yes |  |  | Task 4A data |  |  | No |  |  | Yes | Alignment with RFPG goals and TWDB guidance principles.
959 | 061000256 | City of La Porte Master Drainage Plan | Study to develop Master Drainage Plan using future and existing land use and flood/storm water drainage needs including Atlas 14 rainfall. | 6 | San Jacinto | Harris | 12040204,12040104 | 1204010407,1204020401 | 120401040706,120402040100 | 06000098,06000106 | 06000001,06000011,06000012,06000015 | 19.833 | No | No | Yes | No | No | 06002834 | 06002834,00000310,00000020 | Yes | Watershed Planning | 410000 | Yes |  |  | 2533 | 2250 | 5765 | 6122 | 10336 | 32 | 0 | 54.1355 | 0 | 15.2653 | Yes | No |  |  |  | 999999 | Yes |  |  | Task 4A data |  |  | No |  |  | Yes | Alignment with RFPG goals and TWDB guidance principles.
960 | 061000257 | City of League City Master Drainage Plan | Study to develop Master Drainage Plan using future and existing land use and flood/storm water drainage needs including Atlas 14 rainfall. | 6 | San Jacinto | Galveston,Harris | 12040204 | 1204020401,1204020402 | 120402040200,120402040100 | 06000107,06000106 | 06000001,06000011,06000012,06000015 | 52.8882 | No | No | Yes | No | No | 06003147 | 06003147,00000020,00000310,00000006 | Yes | Watershed Planning | 580000 | Yes |  |  | 5251 | 4835 | 11187 | 13675 | 20978 | 25 | 2 | 104.5637 | 2 | 1308.1912 | Yes | No |  |  |  | 999999 | Yes |  |  | Task 4A data |  |  | No |  |  | Yes | Alignment with RFPG goals and TWDB guidance principles.
961 | 061000258 | City of Liverpool Master Drainage Plan | Study to develop Master Drainage Plan using future and existing land use and flood/storm water drainage needs including Atlas 14 rainfall. | 6 | San Jacinto | Brazoria | 12040204 | 1204020404 | 120402040400 | 06000109 | 06000001,06000011,06000012,06000015 | 1.0909 | No | No | Yes | No | No | 06003027 | 00001801,00000003,06003027 | Yes | Watershed Planning | 160000 | Yes |  |  | 130 | 110 | 19 | 103 | 104 | 0 | 0 | 3.3209 | 0 | 5.2918 | Yes | No |  |  |  | 999999 | Yes |  |  | Task 4A data |  |  | No |  |  | Yes | Alignment with RFPG goals and TWDB guidance principles.
962 | 061000259 | City of Magnolia Master Drainage Plan | Study to develop Master Drainage Plan using future and existing land use and flood/storm water drainage needs including Atlas 14 rainfall. | 6 | San Jacinto | Montgomery | 12040102 | 1204010202 | 120401020204,120401020207,120401020208 | 06000036,06000039,06000040 | 06000001,06000011,06000012,06000015 | 2.8702 | Yes | No | No | No | No | 06002534 | 06000037,06002534 | No | Watershed Planning | 210000 | Yes |  |  | 23 | 19 | 17 | 60 | 60 | 0 | 0 | 0.56698 | 0 | 0.42519 | Yes | No |  |  |  | 999999 | Yes |  |  | Task 4A data |  |  | Yes |  |  | Yes | Alignment with RFPG goals and TWDB guidance principles.
963 | 061000260 | City of Manvel Master Drainage Plan | Study to develop Master Drainage Plan using future and existing land use and flood/storm water drainage needs including Atlas 14 rainfall. | 6 | San Jacinto | Brazoria | 12040204 | 1204020401,1204020402,1204020404 | 120402040200,120402040400,120402040100 | 06000107,06000109,06000106 | 06000001,06000011,06000012,06000015 | 27.4094 | No | No | Yes | No | No | 06002985 | 00001801,00000003,06002985 | Yes | Watershed Planning | 460000 | Yes |  |  | 1250 | 966 | 6741 | 1895 | 8190 | 8 | 0 | 43.3129 | 0 | 178.8015 | Yes | No |  |  |  | 999999 | Yes |  |  | Task 4A data |  |  | No |  |  | Yes | Alignment with RFPG goals and TWDB guidance principles.
964 | 061000261 | City of Meadows Place Master Drainage Plan | Study to develop Master Drainage Plan using future and existing land use and flood/storm water drainage needs including Atlas 14 rainfall. | 6 | San Jacinto | Fort Bend | 12040104 | 1204010404 | 120401040401 | 06000083 | 06000001,06000011,06000012,06000015 | 0.93041 | No | No | Yes | No | No | 06002934 | 06002934,00000009 | Yes | Watershed Planning | 150000 | Yes |  |  | 0 | 0 | 0 | 0 | 0 | 0 |  | 0.0015144 |  |  | Yes | No |  |  |  | 999999 | Yes |  |  | Task 4A data |  |  | No |  |  | Yes | Alignment with RFPG goals and TWDB guidance principles.
965 | 061000262 | City of Missouri City Master Drainage Plan | Study to develop Master Drainage Plan using future and existing land use and flood/storm water drainage needs including Atlas 14 rainfall. | 6 | San Jacinto | Fort Bend,Harris | 12040204,12040104 | 1204010404,1204010405,1204020404 | 120401040401,120401040501,120402040400 | 06000083,06000085,06000109 | 06000001,06000011,06000012,06000015 | 30.291 | Yes | No | No | No | No | 00002789 | 00000009,06002789 | No | Watershed Planning | 470000 | Yes |  |  | 213 | 162 | 480 | 854 | 1060 | 1 | 0 | 2.6168 | 0 | 2.0867 | Yes | No |  |  |  | 999999 | Yes |  |  | Task 4A data |  |  | Yes |  |  | Yes | Alignment with RFPG goals and TWDB guidance principles.
966 | 061000264 | City of Montgomery Master Drainage Plan | Study to develop Master Drainage Plan using future and existing land use and flood/storm water drainage needs including Atlas 14 rainfall. | 6 | San Jacinto | Montgomery | 12040101 | 1204010102,1204010103 | 120401010307,120401010206 | 06000018,06000010 | 06000001,06000011,06000012,06000015 | 5.0976 | Yes | No | No | No | No | 06003268 | 06000037,06003268 | No | Watershed Planning | 250000 | Yes |  |  | 27 | 18 | 5 | 7 | 11 | 0 | 0 | 0.86197 | 0 | 2.7234 | Yes | No |  |  |  | 999999 | Yes |  |  | Task 4A data |  |  | No |  |  | Yes | Alignment with RFPG goals and TWDB guidance principles.
967 | 061000265 | City of Morgan's Point Master Drainage Plan | Study to develop Master Drainage Plan using future and existing land use and flood/storm water drainage needs including Atlas 14 rainfall. | 6 | San Jacinto | Chambers,Harris | 12040204,12040104 | 1204010407,1204020401 | 120401040706,120402040100 | 06000098,06000106 | 06000001,06000011,06000012,06000015 | 2.2243 | No | No | Yes | No | No | 06002493 | 06002493,00000310,00000020 | Yes | Watershed Planning | 190000 | Yes |  |  | 48 | 46 | 140 | 249 | 330 | 0 | 0 | 0.074121 | 0 | 1.0005 | Yes | No |  |  |  | 999999 | Yes |  |  | Task 4A data |  |  | No |  |  | Yes | Alignment with RFPG goals and TWDB guidance principles.
968 | 061000266 | City of Nassau Bay Master Drainage Plan | Study to develop Master Drainage Plan using future and existing land use and flood/storm water drainage needs including Atlas 14 rainfall. | 6 | San Jacinto | Galveston,Harris | 12040204 | 1204020401 | 120402040100 | 06000106 | 06000001,06000011,06000012,06000015 | 1.7388 | No | No | Yes | No | No | 06002494 | 06002494,00000020,00000310,00000006 | Yes | Watershed Planning | 180000 | Yes |  |  | 1022 | 945 | 5328 | 3295 | 7735 | 19 | 0 | 17.5247 | 0 | 0.50871 | Yes | No |  |  |  | 999999 | Yes |  |  | Task 4A data |  |  | No |  |  | Yes | Alignment with RFPG goals and TWDB guidance principles.
969 | 061000267 | City of New Waverly Master Drainage Plan | Study to develop Master Drainage Plan using future and existing land use and flood/storm water drainage needs including Atlas 14 rainfall. | 6 | San Jacinto | Walker | 12040103 | 1204010301 | 120401030101 | 06000046 | 06000001,06000011,06000012,06000015 | 2.2131 | Yes | No | No | No | No | 06003391 | 06003391,00000053 | No | Watershed Planning | 190000 | Yes |  |  | 23 | 18 | 4 | 19 | 19 | 0 | 0 | 0.47711 | 0 | 0.88809 | Yes | No |  |  |  | 999999 | Yes |  |  | Task 4A data |  |  | No |  |  | Yes | Alignment with RFPG goals and TWDB guidance principles.
970 | 061000268 | City of North Cleveland Master Drainage Plan | Study to develop Master Drainage Plan using future and existing land use and flood/storm water drainage needs including Atlas 14 rainfall. | 6 | San Jacinto | Liberty | 12040103 | 1204010302,1204010304 | 120401030201,120401030401 | 06000056,06000069 | 06000001,06000011,06000012,06000015 | 1.9086 | Yes | No | No | No | No | 06002646 | 06002646,00000033 | No | Watershed Planning | 190000 | Yes |  |  | 52 | 37 | 14 | 42 | 44 | 0 |  | 3.3016 |  | 6.1741 | Yes | No |  |  |  | 999999 | Yes |  |  | Task 4A data |  |  | No |  |  | Yes | Alignment with RFPG goals and TWDB guidance principles.
971 | 061000269 | City of Oak Ridge North Master Drainage Plan | Study to develop Master Drainage Plan using future and existing land use and flood/storm water drainage needs including Atlas 14 rainfall. | 6 | San Jacinto | Montgomery | 12040102,12040101 | 1204010104,1204010202 | 120401010404,120401020212 | 06000023,06000044 | 06000001,06000011,06000012,06000015 | 1.4404 | No | No | Yes | No | No | 06002535 | 06000037,06002535 | Yes | Watershed Planning | 170000 | Yes |  |  | 85 | 73 | 426 | 230 | 578 | 0 | 0 | 1.037 | 0 |  | Yes | No |  |  |  | 999999 | Yes |  |  | Task 4A data |  |  | No |  |  | Yes | Alignment with RFPG goals and TWDB guidance principles.
972 | 061000270 | City of Panorama Village Master Drainage Plan | Study to develop Master Drainage Plan using future and existing land use and flood/storm water drainage needs including Atlas 14 rainfall. | 6 | San Jacinto | Montgomery | 12040101 | 1204010102,1204010104 | 120401010207,120401010401 | 06000011,06000020 | 06000001,06000011,06000012,06000015 | 1.088 | Yes | No | No | No | No | 06002536 | 06000037,06002536 | No | Watershed Planning | 160000 | Yes |  |  | 77 | 65 | 53 | 126 | 136 | 10 | 0 | 0.65566 | 0 | 0.2215 | Yes | No |  |  |  | 999999 | Yes |  |  | Task 4A data |  |  | No |  |  | Yes | Alignment with RFPG goals and TWDB guidance principles.
973 | 061000271 | City of Pasadena Master Drainage Plan | Study to develop Master Drainage Plan using future and existing land use and flood/storm water drainage needs including Atlas 14 rainfall. | 6 | San Jacinto | Chambers,Harris | 12040204,12040104 | 1204010405,1204010407,1204020401 | 120401040703,120401040502,120402040100 | 06000095,06000086,06000106 | 06000001,06000011,06000012,06000015 | 44.5841 | No | No | Yes | No | No | 06003307 | 06003307,00000310,00000020 | Yes | Watershed Planning | 550000 | Yes |  |  | 3591 | 2839 | 18187 | 11597 | 26560 | 58 | 6 | 73.8466 | 6 | 81.9455 | Yes | No |  |  |  | 999999 | Yes |  |  | Task 4A data |  |  | No |  |  | Yes | Alignment with RFPG goals and TWDB guidance principles.
974 | 061000272 | City of Patton Village Master Drainage Plan | Study to develop Master Drainage Plan using future and existing land use and flood/storm water drainage needs including Atlas 14 rainfall. | 6 | San Jacinto | Montgomery | 12040103 | 1204010301,1204010304 | 120401030109,120401030402 | 06000054,06000070 | 06000001,06000011,06000012,06000015 | 2.3983 | No | No | Yes | No | No | 06002419 | 06000037,06002419 | Yes | Watershed Planning | 200000 | Yes |  |  | 441 | 374 | 137 | 532 | 537 | 0 | 0 | 14.4262 | 0 | 4.0972 | Yes | No |  |  |  | 999999 | Yes |  |  | Task 4A data |  |  | No |  |  | Yes | Alignment with RFPG goals and TWDB guidance principles.
975 | 061000274 | City of Piney Point Village Master Drainage Plan | Study to develop Master Drainage Plan using future and existing land use and flood/storm water drainage needs including Atlas 14 rainfall. | 6 | San Jacinto | Harris | 12040104 | 1204010403 | 120401040303 | 06000080 | 06000001,06000011,06000012,06000015 | 2.1254 | No | No | Yes | No | No | 06002495 | 06002495,00000310,00000020 | Yes | Watershed Planning | 190000 | Yes |  |  | 129 | 124 | 765 | 322 | 989 | 1 | 0 | 1.2701 | 0 | 0.40207 | Yes | No |  |  |  | 999999 | Yes |  |  | Task 4A data |  |  | No |  |  | Yes | Alignment with RFPG goals and TWDB guidance principles.
976 | 061000275 | City of Plantersville Master Drainage Plan | Study to develop Master Drainage Plan using future and existing land use and flood/storm water drainage needs including Atlas 14 rainfall. | 6 | San Jacinto | Grimes | 12040102,12040101 | 1204010103,1204010202 | 120401010305,120401010306,120401020206 | 06000016,06000017,06000038 | 06000001,06000011,06000012,06000015 | 1.9801 | Yes | No | No | No | No | 06002950 | 00000044,06002950 | No | Watershed Planning | 190000 | Yes |  |  | 28 | 16 | 20 | 19 | 34 | 0 | 0 | 0.60394 | 0 | 0.94245 | Yes | No |  |  |  | 999999 | Yes |  |  | Task 4A data |  |  | No |  |  | Yes | Alignment with RFPG goals and TWDB guidance principles.
977 | 061000276 | City of Plum Grove Master Drainage Plan | Study to develop Master Drainage Plan using future and existing land use and flood/storm water drainage needs including Atlas 14 rainfall. | 6 | San Jacinto | Liberty | 12040103 | 1204010304 | 120401030402 | 06000070 | 06000001,06000011,06000012,06000015 | 3.6131 | Yes | No | No | No | No | 06002647 | 06002647,00000033 | No | Watershed Planning | 230000 | Yes |  |  | 363 | 267 | 283 | 485 | 589 | 1 | 0 | 8.9818 | 0 | 9.2176 | Yes | No |  |  |  | 999999 | Yes |  |  | Task 4A data |  |  | No |  |  | Yes | Alignment with RFPG goals and TWDB guidance principles.
978 | 061000277 | City of Prairie View Master Drainage Plan | Study to develop Master Drainage Plan using future and existing land use and flood/storm water drainage needs including Atlas 14 rainfall. | 6 | San Jacinto | Waller | 12040102 | 1204010201 | 120401020101 | 06000026 | 06000001,06000011,06000012,06000015 | 7.3209 | Yes | No | No | No | No | 00003390 | 00000024,06003390 | No | Watershed Planning | 290000 | Yes |  |  | 32 | 25 | 15 | 44 | 46 | 0 | 0 | 1.6546 | 0 | 15.2721 | Yes | No |  |  |  | 999999 | Yes |  |  | Task 4A data |  |  | No |  |  | Yes | Alignment with RFPG goals and TWDB guidance principles.
979 | 061000278 | City of Roman Forest Master Drainage Plan | Study to develop Master Drainage Plan using future and existing land use and flood/storm water drainage needs including Atlas 14 rainfall. | 6 | San Jacinto | Montgomery | 12040103 | 1204010301,1204010304 | 120401030109,120401030402 | 06000054,06000070 | 06000001,06000011,06000012,06000015 | 2.1907 | No | No | Yes | No | No | 06002420 | 06000037,06002420 | Yes | Watershed Planning | 190000 | Yes |  |  | 86 | 73 | 95 | 253 | 270 | 0 | 0 | 3.1773 | 0 |  | Yes | No |  |  |  | 999999 | Yes |  |  | Task 4A data |  |  | No |  |  | Yes | Alignment with RFPG goals and TWDB guidance principles.
980 | 061000279 | City of Santa Fe Master Drainage Plan | Study to develop Master Drainage Plan using future and existing land use and flood/storm water drainage needs including Atlas 14 rainfall. | 6 | San Jacinto | Galveston | 12040204 | 1204020402,1204020403 | 120402040300,120402040200 | 06000108,06000107 | 06000001,06000011,06000012,06000015 | 17.0353 | No | No | Yes | No | No | 06003149 | 06003149,00000006 | Yes | Watershed Planning | 380000 | Yes |  |  | 400 | 306 | 227 | 748 | 798 | 1 | 9 | 4.1224 | 9 | 12.1216 | Yes | No |  |  |  | 999999 | Yes |  |  | Task 4A data |  |  | No |  |  | Yes | Alignment with RFPG goals and TWDB guidance principles.
981 | 061000280 | City of Seabrook Master Drainage Plan | Study to develop Master Drainage Plan using future and existing land use and flood/storm water drainage needs including Atlas 14 rainfall. | 6 | San Jacinto | Galveston,Chambers,Harris | 12040204 | 1204020401 | 120402040100 | 06000106 | 06000001,06000011,06000012,06000015 | 21.1921 | No | No | Yes | No | No | 06003512 | 06003512,00000013,00000020,00000006,00000310 | Yes | Watershed Planning | 420000 | Yes |  |  | 3570 | 3177 | 8623 | 10374 | 16087 | 59 | 0 | 52.0574 | 0 | 11.4745 | Yes | No |  |  |  | 999999 | Yes |  |  | Task 4A data |  |  | No |  |  | Yes | Alignment with RFPG goals and TWDB guidance principles.
982 | 061000281 | City of Shenandoah Master Drainage Plan | Study to develop Master Drainage Plan using future and existing land use and flood/storm water drainage needs including Atlas 14 rainfall. | 6 | San Jacinto | Montgomery | 12040102,12040101 | 1204010104,1204010202 | 120401010402,120401010404,120401020211,120401020212 | 06000021,06000023,06000043,06000044 | 06000001,06000011,06000012,06000015 | 1.9462 | No | No | Yes | No | No | 06002421 | 06000037,06002421 | Yes | Watershed Planning | 190000 | Yes |  |  | 10 | 9 | 12 | 45 | 45 | 0 | 0 | 0.015237 | 0 | 0.2559 | Yes | No |  |  |  | 999999 | Yes |  |  | Task 4A data |  |  | No |  |  | Yes | Alignment with RFPG goals and TWDB guidance principles.
983 | 061000282 | City of Shoreacres Master Drainage Plan | Study to develop Master Drainage Plan using future and existing land use and flood/storm water drainage needs including Atlas 14 rainfall. | 6 | San Jacinto | Chambers,Harris | 12040204 | 1204020401 | 120402040100 | 06000106 | 06000001,06000011,06000012,06000015 | 0.95836 | Yes | Yes | No | No | No | 06003544 | 06003544,00000310,00000020 | No | Watershed Planning | 150000 | Yes |  |  | 801 | 787 | 874 | 2148 | 2456 | 3 | 1 | 17.1648 | 1 | 0.22163 | Yes | No |  |  |  | 999999 | Yes |  |  | Task 4A data |  |  | Yes |  |  | Yes | Alignment with RFPG goals and TWDB guidance principles.
984 | 061000283 | City of South Houston Master Drainage Plan | Study to develop Master Drainage Plan using future and existing land use and flood/storm water drainage needs including Atlas 14 rainfall. | 6 | San Jacinto | Harris | 12040104 | 1204010405,1204010407 | 120401040703,120401040502 | 06000095,06000086 | 06000001,06000011,06000012,06000015 | 3.0361 | No | No | Yes | No | No | 06002502 | 06002502,00000310,00000020 | Yes | Watershed Planning | 210000 | Yes |  |  | 1422 | 945 | 6436 | 4884 | 9644 | 22 | 0 | 19.3527 | 0 |  | Yes | No |  |  |  | 999999 | Yes |  |  | Task 4A data |  |  | No |  |  | Yes | Alignment with RFPG goals and TWDB guidance principles.
985 | 061000284 | City of Southside Place Master Drainage Plan | Study to develop Master Drainage Plan using future and existing land use and flood/storm water drainage needs including Atlas 14 rainfall. | 6 | San Jacinto | Harris | 12040104 | 1204010404 | 120401040402 | 06000084 | 06000001,06000011,06000012,06000015 | 0.24846 | Yes | No | No | No | No | 06003305 | 06003305,00000020 | No | Watershed Planning | 110000 | Yes |  |  | 500 | 476 | 1307 | 1468 | 2317 | 5 | 0 | 3.8393 | 0 |  | Yes | No |  |  |  | 999999 | Yes |  |  | Task 4A data |  |  | Yes |  |  | Yes | Alignment with RFPG goals and TWDB guidance principles.
986 | 061000285 | City of Splendora Master Drainage Plan | Study to develop Master Drainage Plan using future and existing land use and flood/storm water drainage needs including Atlas 14 rainfall. | 6 | San Jacinto | Montgomery | 12040103 | 1204010301,1204010304 | 120401030109,120401030402,120401030401 | 06000054,06000070,06000069 | 06000001,06000011,06000012,06000015 | 3.0561 | No | No | Yes | No | No | 06003031 | 06003031,06000037 | Yes | Watershed Planning | 210000 | Yes |  |  | 231 | 119 | 329 | 308 | 522 | 0 | 0 | 8.366 | 0 | 1.6745 | Yes | No |  |  |  | 999999 | Yes |  |  | Task 4A data |  |  | No |  |  | Yes | Alignment with RFPG goals and TWDB guidance principles.
987 | 061000286 | City of Spring Valley Village Master Drainage Plan | Study to develop Master Drainage Plan using future and existing land use and flood/storm water drainage needs including Atlas 14 rainfall. | 6 | San Jacinto | Harris | 12040104 | 1204010403 | 120401040303 | 06000080 | 06000001,06000011,06000012,06000015 | 1.2111 | No | No | Yes | No | No | 06003593 | 06003593,00000310,00000020 | Yes | Watershed Planning | 160000 | Yes |  |  | 22 | 22 | 23 | 69 | 70 | 0 | 0 | 0.56005 | 0 |  | Yes | No |  |  |  | 999999 | Yes |  |  | Task 4A data |  |  | No |  |  | Yes | Alignment with RFPG goals and TWDB guidance principles.
988 | 061000287 | City of Stafford Master Drainage Plan | Study to develop Master Drainage Plan using future and existing land use and flood/storm water drainage needs including Atlas 14 rainfall. | 6 | San Jacinto | Fort Bend,Harris | 12040204,12040104 | 1204010404,1204010405,1204020404 | 120401040401,120401040501,120402040400 | 06000083,06000085,06000109 | 06000001,06000011,06000012,06000015 | 7.0202 | No | No | Yes | No | No | 00003596 | 06003596,00000009,00000310,00000020 | Yes | Watershed Planning | 280000 | Yes | [12 empty] | Yes | No |  |  |  | 999999 | Yes |  |  | Task 4A data |  |  | No |  |  | Yes | Alignment with RFPG goals and TWDB guidance principles.
989 | 061000288 | City of Stagecoach Master Drainage Plan | Study to develop Master Drainage Plan using future and existing land use and flood/storm water drainage needs including Atlas 14 rainfall. | 6 | San Jacinto | Montgomery | 12040102 | 1204010202 | 120401020204,120401020208 | 06000036,06000040 | 06000001,06000011,06000012,06000015 | 1.1749 | Yes | No | No | No | No | 06002641 | 06000037,06002641 | No | Watershed Planning | 160000 | Yes |  |  | 18 | 16 | 9 | 27 | 28 | 0 | 0 | 0.7637 | 0 | 0.0061692 | Yes | No |  |  |  | 999999 | Yes |  |  | Task 4A data |  |  | Yes |  |  | Yes | Alignment with RFPG goals and TWDB guidance principles.
990 | 061000289 | City of Sugar Land Master Drainage Plan | Study to develop Master Drainage Plan using future and existing land use and flood/storm water drainage needs including Atlas 14 rainfall. | 6 | San Jacinto | Fort Bend | 12040104 | 1204010404 | 120401040401 | 06000083 | 06000001,06000011,06000012,06000015 | 42.7563 | No | No | Yes | No | No | 00002517 | 06002517,00000009 | Yes | Watershed Planning | 540000 | Yes |  |  | 0 | 0 | 0 | 0 | 0 | 0 |  | 0.00015481 |  |  | Yes | Yes |  |  |  | 999999 | Yes |  |  | Task 4A data |  |  | No |  |  | Yes | Alignment with RFPG goals and TWDB guidance principles.
991 | 061000290 | City of Taylor Lake Village Master Drainage Plan | Study to develop Master Drainage Plan using future and existing land use and flood/storm water drainage needs including Atlas 14 rainfall. | 6 | San Jacinto | Harris | 12040204 | 1204020401 | 120402040100 | 06000106 | 06000001,06000011,06000012,06000015 | 1.3029 | Yes | Yes | No | No | No | 06003594 | 06003594,00000310,00000020 | No | Watershed Planning | 170000 | Yes |  |  | 852 | 838 | 491 | 1955 | 2000 | 0 | 0 | 13.3206 | 0 |  | Yes | No |  |  |  | 999999 | Yes |  |  | Task 4A data |  |  | Yes |  |  | Yes | Alignment with RFPG goals and TWDB guidance principles.
992 | 061000291 | City of Texas City Master Drainage Plan | Study to develop Master Drainage Plan using future and existing land use and flood/storm water drainage needs including Atlas 14 rainfall. | 6 | San Jacinto | Galveston,Chambers | 12040204 | 1204020402 | 120402040200 | 06000107 | 06000001,06000011,06000012,06000015 | 185.0781 | No | No | Yes | No | No | 00003345 | 00000013,06003345,00000006 | Yes | Watershed Planning | 950000 | Yes |  |  | 1285 | 701 | 2121 | 1937 | 3595 | 16 | 3 | 46.2231 | 3 | 569.9099 | Yes | No |  |  |  | 999999 | Yes |  |  | Task 4A data |  |  | No |  |  | Yes | Alignment with RFPG goals and TWDB guidance principles.
993 | 061000292 | City of Tiki Island Master Drainage Plan | Study to develop Master Drainage Plan using future and existing land use and flood/storm water drainage needs including Atlas 14 rainfall. | 6 | San Jacinto | Galveston | 12040204 | 1204020402 | 120402040200 | 06000107 | 06000001,06000011,06000012,06000015 | 1.5865 | No | No | Yes | No | No | 06003397 | 06003397,00000006 | Yes | Watershed Planning | 180000 | Yes |  |  | 1006 | 978 | 349 | 1681 | 1721 | 6 | 0 | 9.6374 | 0 | 3.911 | Yes | No |  |  |  | 999999 | Yes |  |  | Task 4A data |  |  | No |  |  | Yes | Alignment with RFPG goals and TWDB guidance principles.
994 | 061000293 | City of Todd Mission Master Drainage Plan | Study to develop Master Drainage Plan using future and existing land use and flood/storm water drainage needs including Atlas 14 rainfall. | 6 | San Jacinto | Grimes | 12040102 | 1204010202 | 120401020203,120401020206 | 06000035,06000038 | 06000001,06000011,06000012,06000015 | 2.0043 | Yes | No | No | No | No | 06003415 | 00000044,06003415 | No | Watershed Planning | 190000 | Yes |  |  | 17 | 11 | 7 | 16 | 19 | 0 |  |  |  | 1.116 | Yes | No |  |  |  | 999999 | Yes |  |  | Task 4A data |  |  | Yes |  |  | Yes | Alignment with RFPG goals and TWDB guidance principles.
995 | 061000294 | City of Tomball Master Drainage Plan | Study to develop Master Drainage Plan using future and existing land use and flood/storm water drainage needs including Atlas 14 rainfall. | 6 | San Jacinto | Harris,Montgomery | 12040102 | 1204010201,1204010202 | 120401020106,120401020205,120401020210,120401020209 | 06000031,06000037,06000042,06000041 | 06000001,06000011,06000012,06000015 | 13.0409 | Yes | No | No | No | No | 06003302 | 06003302,00000310,00000020 | No | Watershed Planning | 350000 | Yes |  |  | 47 | 29 | 256 | 457 | 607 | 0 | 0 | 3.7131 | 0 | 4.596 | Yes | No |  |  |  | 999999 | Yes |  |  | Task 4A data |  |  | Yes |  |  | Yes | Alignment with RFPG goals and TWDB guidance principles.
996 | 061000295 | City of Waller Master Drainage Plan | Study to develop Master Drainage Plan using future and existing land use and flood/storm water drainage needs including Atlas 14 rainfall. | 6 | San Jacinto | Harris,Waller | 12040102 | 1204010201,1204010202 | 120401020101,120401020105,120401020201 | 06000026,06000030,06000033 | 06000001,06000011,06000012,06000015 | 3.7085 | Yes | No | No | No | No | 06002795 | 00000024,06002795 | No | Watershed Planning | 100000 | Yes | General Revenue | 0 | 149 | 83 | 302 | 579 | 666 | 4 | 7 | 5.3339 | 7 | 47.504 | Yes | No |  |  |  | 999999 | Yes |  |  | Task 4A data |  |  | Yes |  |  | Yes | Alignment with RFPG goals and TWDB guidance principles.
997 | 061000298 | City of Willis Master Drainage Plan | Study to develop Master Drainage Plan using future and existing land use and flood/storm water drainage needs including Atlas 14 rainfall. | 6 | San Jacinto | Montgomery | 12040101,12040103 | 1204010102,1204010104,1204010301 | 120401010403,120401010401,120401010204,120401010205,120401030102,120401030101 | 06000022,06000020,06000008,06000009,06000047,06000046 | 06000001,06000011,06000012,06000015 | 4.7157 | Yes | No | No | No | No | 06002638 | 06000037,06002638 | No | Watershed Planning | 250000 | Yes |  |  | 61 | 18 | 342 | 48 | 372 | 0 | 0 | 1.665 | 0 | 0.9241 | Yes | No |  |  |  | 999999 | Yes |  |  | Task 4A data |  |  | No |  |  | Yes | Alignment with RFPG goals and TWDB guidance principles.
998 | 061000299 | City of Woodbranch Master Drainage Plan | Study to develop Master Drainage Plan using future and existing land use and flood/storm water drainage needs including Atlas 14 rainfall. | 6 | San Jacinto | Montgomery | 12040103 | 1204010301 | 120401030105,120401030109 | 06000050,06000054 | 06000001,06000011,06000012,06000015 | 2.0006 | No | No | Yes | No | No | 06002422 | 06000037,06002422 | Yes | Watershed Planning | 190000 | Yes |  |  | 197 | 189 | 109 | 398 | 398 | 0 | 0 | 3.5313 | 0 |  | Yes | No |  |  |  | 999999 | Yes |  |  | Task 4A data |  |  | No |  |  | Yes | Alignment with RFPG goals and TWDB guidance principles.
999 | 061000300 | Town of Woodloch Master Drainage Plan | Study to develop Master Drainage Plan using future and existing land use and flood/storm water drainage needs including Atlas 14 rainfall. | 6 | San Jacinto | Montgomery | 12040101 | 1204010104 | 120401010402 | 06000021 | 06000001,06000011,06000012,06000015 | 0.084055 | No | No | Yes | No | No | 06003037 | 06003037,06000037 | Yes | Watershed Planning | 50000 | Yes |  |  | 85 | 80 | 67 | 233 | 233 | 0 |  | 1.0146 |  |  | Yes | No |  |  |  | 999999 | Yes |  |  | Task 4A data |  |  | No |  |  | Yes | Alignment with RFPG goals and TWDB guidance principles.
1000 | 061000301 | Brazoria Flood Mapping Updates | County wide study to produce flood mappping updates including Atlas 14 rainfall. | 6 | San Jacinto | Brazoria | 12040204 | 1204020401,1204020402,1204020403,1204020404 | 120402040300,120402040200,120402040400,120402040100 | 06000108,06000107,06000109,06000106 | 06000001,06000010,06000015 | 1481.8698 | Yes | No | Yes | No | No | 00000003 | 06003024,06003026,00000003,06002790,00003020,06002985,06003027,06003145,06002993,00001801 | Yes | Watershed Planning | 6440000 | Yes |  |  | 18848 | 14344 | 38626 | 35449 | 65547 | 248 | 0 | 328.0633 | 0 | 8584.1602 | Yes | No |  |  |  | 999999 | Yes |  |  | Task 4A data |  |  | No |  |  | Yes | Alignment with RFPG goals and TWDB guidance principles.
1001 | 061000304 | Galveston Flood Mapping Updates | County wide study to produce flood mappping updates including Atlas 14 rainfall. | 6 | San Jacinto | Galveston | 12040204 | 1204020401,1204020402,1204020403,1204020404 | 120402040300,120402040200,120402040400,120402040100 | 06000108,06000107,06000109,06000106 | 06000001,06000010,06000015 | 664.9483 | Yes | No | Yes | No | No | 00000006 | 06003147,06003396,06003512,06003397,06002833,06003345,06003149,06003146,06003145,06002806,00000006,06002494,06002808,06002810,06003398 | Yes | Watershed Planning | 2960000 | Yes |  |  | 48570 | 42185 | 100002 | 102755 | 171395 | 681 | 30 | 910.3509 | 30 | 3412.0249 | Yes | No |  |  |  | 999999 | Yes |  |  | Task 4A data |  |  | No |  |  | Yes | Alignment with RFPG goals and TWDB guidance principles.
1002 | 061000305 | Grimes Flood Mapping Updates | County wide study to produce flood mappping updates including Atlas 14 rainfall. | 6 | San Jacinto | Grimes | 12040102,12040101 | 1204010101,1204010103,1204010202 | 120401010101,120401010301,120401010302,120401010303,120401010103,120401010304,120401010305,120401010306,120401020202,120401020203,120401020207,120401020206 | 06000001,06000012,06000013,06000014,06000003,06000015,06000016,06000017,06000034,06000035,06000039,06000038 | 06000001,06000010,06000015 | 798.8737 | Yes | No | Yes | No | No | 00000044 | 00000044,06003415,06002950 | Yes | Watershed Planning | 3530000 | Yes |  |  | 145 | 76 | 50 | 95 | 120 | 0 | 1 | 10.8063 | 1 | 151.2735 | Yes | No |  |  |  | 999999 | Yes |  |  | Task 4A data |  |  | No |  |  | Yes | Alignment with RFPG goals and TWDB guidance principles.
1003 | 061000307 | Montgomery Flood Mapping Updates | County wide study to produce flood mappping updates including Atlas 14 rainfall. | 6 | San Jacinto | Montgomery | 12040102,12040101,12040103 | 1204010101,1204010102,1204010103,1204010104,1204010105,1204010202,1204010301,1204010304 | 120401010101,120401010301,120401010302,120401010303,120401010103,120401010304,120401010305,120401010306,120401020202,120401020203,120401020207,120401020206 | 06000001,06000012,06000013,06000014,06000003,06000015,06000016,06000017,06000034,06000035,06000039,06000038 | 06000001,06000010,06000015 | 1072.6111 | Yes | No | Yes | No | No | 06000037 | 06003031,06002853,06002534,06003037,06003030,06003018,06002421,06002530,06000037,06002641,06002419,06002420,06003302,06002535,06002536,06001452,06002422,06002638 | Yes | Watershed Planning | 4700000 | Yes |  |  | 21195 | 16931 | 37831 | 42140 | 67706 | 125 | 72 | 409.3316 | 72 | 852.3905 | Yes | No |  |  |  | 999999 | Yes |  |  | Task 4A data |  |  | No |  |  | Yes | Alignment with RFPG goals and TWDB guidance principles.
1004 | 061000317 | Arcadian Gardens Subdivision Drainage Improvements | Study to develop a Cost Benefit Analysis and elevate the project to a FMP. To achieve this goal, the key features of improvments are to rehabilitate roadside swales, build new storm sewers and improve the outfall drainage conditions. | 6 | San Jacinto | Harris | 12040104 | 1204010407 | 120401040704 | 06000096 | 06000001,06000011,06000012,06000015 | 0.31894 | No | No | Yes | No | No | 00000020 | 00000310,00000020 | No | Project Planning | 30000 | Yes |  |  | 5 | 4 | 0 | 5 | 5 | 0 |  | 0.011843 |  |  | No | No |  |  |  | 999999 | Yes |  |  | Harris County CIP |  |  | No |  |  | Yes | Alignment with RFPG goals and TWDB guidance principles.
1005 | 061000319 | Armand Bayou - Design and Construction of the B509-03-00 and B509-04-00 Stormwater Detention Basins | Study to develop a Benefit Cost Analysis needed for this project to become a FMP. Design and Construction of this stormwater detention basin could reduce the risk of flooding for over 400 structures in an Atlas 14 1% rainfall event. | 6 | San Jacinto | Harris | 12040204 | 1204020401 | 120402040100 | 06000106 | 06000001,06000011,06000012,06000015 | 4.7917 | No | No | Yes | No | No | 00000310 | 06002834,06003307,00000310,00000020 | No | Project Planning | 30000 | Yes |  |  | 63 | 16 | 390 | 100 | 468 | 0 | 0 | 2.8047 | 0 | 6.1562 | No | Yes |  |  |  | 999999 | Yes |  |  | HCFCD Bond Program Updates |  |  | No |  |  | Yes | Alignment with RFPG goals and TWDB guidance principles.
1006 | 061000321 | Armand Bayou Watershed- Basin Expansion and Extension and H&H Study (Phases 1 + 2) | Study to develop a Benefit Cost Analysis needed for this project to become a FMP. Channel modifications along B115-00-00 requires expansion of B500-04-00 and new detention property. | 6 | San Jacinto | Harris | 12040204 | 1204020401 | 120402040100 | 06000106 | 06000001,06000011,06000012,06000015 | 1.0924 | Yes | No | No | No | No | 00000310 | 06003307,00000310,00000020 | No | Project Planning | 30000 | Yes |  |  | 371 | 291 | 1624 | 770 | 2154 | 0 | 0 | 3.8352 | 0 |  | No | No |  |  |  | 999999 | Yes |  |  | HCFCD Bond Program Updates |  |  | No |  |  | Yes | Alignment with RFPG goals and TWDB guidance principles.
1007 | 061000323 | B106-WP01 & WP02 for Armand Bayou Watershed | Study to develop a Benefit Cost Analysis needed for this project to become a FMP. Conveyance improvements for B106-00-00 channel, including detention/mitigation storage. | 6 | San Jacinto | Harris | 12040204,12040104 | 1204010407,1204020401 | 120401040706,120402040100 | 06000098,06000106 | 06000001,06000011,06000012,06000015 | 9.7738 | Yes | No | Yes | No | No | 00000020 | 06002834,06003307,00000310,00000020 | No | Project Planning | 30000 | Yes |  |  | 473 | 344 | 1478 | 1005 | 2199 | 0 | 0 | 7.0468 | 0 | 20.9303 | No | Yes |  |  |  | 999999 | Yes |  |  | Harris County CIP |  |  | No |  |  | Yes | Alignment with RFPG goals and TWDB guidance principles.
1008 | 061000324 | Barker Reservoir Flood Risk Reduction and Park Project | Study to further the proposed project. FIF application information unavailable. | 6 | San Jacinto | Fort Bend,Harris,Waller | 12040104 | 1204010401 | 120401040103 | 06000073 | 06000001,06000011,06000012,06000015 | 27.076 | Yes | No | Yes | No | No | 06000928 | 00002853,00000310,00000020 | No | Project Planning | 30000 | Yes |  |  | 115 | 105 | 107 | 252 | 306 | 2 | 0 | 1.4075 | 0 | 20.4544 | No | Yes |  |  |  | 999999 | Yes |  |  | Unknown |  |  | No |  |  | Yes | Alignment with RFPG goals and TWDB guidance principles.
1009 | 061000327 | Blalock Road Drainage Improvement Project | Study to further the proposed project that includes increasing the capacity of the drainage system with a 9’x9’ RCB to replace dual 36-inch RCP along the east side of the road and an open ditch with driveway culverts on the west side of the road. | 6 | San Jacinto | Harris | 12040104 | 1204010403 | 120401040302,120401040303 | 06000079,06000080 | 06000001,06000011,06000012,06000015 | 6.6978 | No | No | Yes | No | No | 06002495 | 06002853,00000310,00000020 | No | Project Planning | 30000 | Yes |  |  | 35 | 25 | 258 | 200 | 365 | 1 | 0 | 0.28545 | 0 |  | No | No |  |  |  | 999999 | Yes |  |  | Unknown |  |  | No |  |  | Yes | Alignment with RFPG goals and TWDB guidance principles.
1010 | 061000328 | Brays Bayou - Keegans Bayou (D118-00-00) Flood Risk Reduction | Study to develop a BCR required for this project to become a FMP. A project could reduce the risk flooding for over 2,500 structures and could reduce the frequency and duration of flooding along about 100 miles of roadway. | 6 | San Jacinto | Fort Bend,Harris | 12040104 | 1204010404 | 120401040401 | 06000083 | 06000001,06000011,06000012,06000015 | 22.8776 | No | No | Yes | No | No | 00000310 | 00000009,00000310,00000020 | No | Project Planning | 30000 | Yes |  |  | 2549 | 2257 | 16066 | 19524 | 30383 | 27 | 0 | 39.2894 | 0 | 3.3895 | No | Yes |  |  |  | 999999 | Yes |  |  | HCFCD Bond Program Updates |  |  | No |  |  | Yes | Alignment with RFPG goals and TWDB guidance principles.
1011 | 061000311 | 37th Street, Galveston, Drainage Project | Further study and FMP development of existing storm sewer system replacement and upgrades using the city’s updated drainage criteria that now require a 25-year storm drainage capacity. | 6 | San Jacinto | Brazoria,Galveston | 12040204 | 1204020402 | 120402040200 | 06000107 | 06000001,06000011,06000012,06000015 | 253.1708 | No | Yes | Yes | No | No | 06002809 | 06002809,00000006 | No | Project Planning | 30000 | Yes |  |  | 40153 | 34123 | 89178 | 89001 | 150807 | 648 | 26 | 722.7742 | 26 | 2683.2136 | No | No |  |  |  | 999999 | Yes |  |  | Unknown |  |  | No |  |  | Yes | Alignment with RFPG goals and TWDB guidance principles.
1012 | 061000326 | I100-WP01 Vince Bayou Watershed Planning Project Recommendation | Study to develop a BCR required for this project to become a FMP. Alt-6 Detention basin and channel widening near Strawberry road on left bank of Vince Bayou. | 6 | San Jacinto | Harris | 12040204,12040104 | 1204010407,1204020401 | 120401040703,120402040100 | 06000095,06000106 | 06000001,06000011,06000012,06000015 | 2.0706 | Yes | No | No | No | No | 00000310 | 06003307,00000310,00000020 | No | Project Planning | 30000 | Yes |  |  | 766 | 571 | 1370 | 2594 | 3202 | 5 | 0 | 7.6053 | 0 | 0.2212 | No | Yes |  |  |  | 999999 | Yes |  |  | HCFCD Bond Program Updates |  |  | No |  |  | Yes | Alignment with RFPG goals and TWDB guidance principles.
1013 | 061000329 | I100-WP06 for Vince Bayou Watershed Planning Project | Study to develop a Benefit Cost Analysis needed for this project to become a FMP. Right-of-way acquisition, design, and construction of a stormwater detention basin and schannel widening near Strawberry Road and Young Street. | 6 | San Jacinto | Harris | 12040204,12040104 | 1204010405,1204010407,1204020401 | 120401040703,120401040502,120402040100 | 06000095,06000086,06000106 | 06000001,06000011,06000012,06000015 | 4.4239 | Yes | No | Yes | No | No | 00000020 | 06003307,00000310,00000020 | No | Project Planning | 30000 | Yes |  |  | 948 | 709 | 2004 | 3069 | 4153 | 8 | 1 | 14.0786 | 1 | 1.5509 | No | Yes |  |  |  | 999999 | Yes |  |  | Harris County CIP |  |  | No |  |  | Yes | Alignment with RFPG goals and TWDB guidance principles.
1014 | 061000330 | I100-WP10 for Vince Bayou Watershed Planning Project | Study to develop a Benefit Cost Analysis needed for this project to become a FMP. Right-of-way acquisition, Design, and Consruction of Two Stormwater Detention Basins near Westside Dr. and Westside. Ct. | 6 | San Jacinto | Harris | 12040204,12040104 | 1204010405,1204010407,1204020401 | 120401040703,120401040502,120402040100 | 06000095,06000086,06000106 | 06000001,06000011,06000012,06000015 | 4.4239 | No | No | Yes | No | No | 00000020 | 06003307,00000310,00000020 | No | Project Planning | 30000 | Yes |  |  | 948 | 709 | 2004 | 3069 | 4153 | 8 | 1 | 14.0786 | 1 | 1.5509 | No | Yes |  |  |  | 999999 | Yes |  |  | Harris County CIP |  |  | No |  |  | Yes | Alignment with RFPG goals and TWDB guidance principles.
1015 | 061000331 | I100-WP07 for Vince Bayou Watershed Planning Project | Study to develop a BCR needed for this project to become a FMP. Pasadena (CIP) Street Lowering (Various). Right-of-way acuisition, Design, and Consruction of Stormwaters Detention Basin and construction of Culverts near Pasadena Blvd.. | 6 | San Jacinto | Harris | 12040204,12040104 | 1204010405,1204010407,1204020401 | 120401040703,120401040502,120402040100 | 06000095,06000086,06000106 | 06000001,06000011,06000012,06000015 | 4.4239 | No | No | Yes | No | No | 00000020 | 06003307,00000310,00000020 | No | Project Planning | 30000 | Yes |  |  | 948 | 709 | 2004 | 3069 | 4153 | 8 | 1 | 14.0786 | 1 | 1.5509 | No | Yes |  |  |  | 999999 | Yes |  |  | Harris County CIP |  |  | No |  |  | Yes | Alignment with RFPG goals and TWDB guidance principles.
1016 | 061000332 | I100-WP11 for Vince Bayou Watershed Planning Project | Study to develop a Benefit Cost Analysis needed for this project to become a FMP. Right-of-way acquisition, Design, and Consruction of Stormwater Detention Basins near Spencer Hwy. and Tulip Street. | 6 | San Jacinto | Harris | 12040204,12040104 | 1204010405,1204010407,1204020401 | 120401040703,120401040502,120402040100 | 06000095,06000086,06000106 | 06000001,06000011,06000012,06000015 | 4.4239 | No | No | Yes | No | No | 00000020 | 06003307,00000310,00000020 | No | Project Planning | 30000 | Yes |  |  | 948 | 709 | 2004 | 3069 | 4153 | 8 | 1 | 14.0786 | 1 | 1.5509 | No | Yes |  |  |  | 999999 | Yes |  |  | Harris County CIP |  |  | No |  |  | Yes | Alignment with RFPG goals and TWDB guidance principles.
1017 | 061000333 | Carpenters Planing Study Cloverleaf Community Flood Risk Reduction Project (Phase 1 and 2) | Study to develop a BCR required for this project to become a FMP. Drainage system upgrade using combination of 9'x7' RCB spanning 3,000' and a 109 acre-feet detention facility providing drainage relief for this portion of the Cloverleaf Community. | 6 | San Jacinto | Harris | 12040104 | 1204010406,1204010407 | 120401040702,120401040606 | 06000094,06000092 | 06000001,06000011,06000012,06000015 | 0.7363 | No | No | Yes | No | No | 00000310 | 06002853,00000310,00000020 | No | Project Planning | 30000 | Yes |  |  | 0 | 0 | 0 | 0 | 0 | 0 |  |  |  |  | No | Yes |  |  |  | 999999 | Yes |  |  | HCFCD Bond Program Updates |  |  | No |  |  | Yes | Alignment with RFPG goals and TWDB guidance principles.
1018 | 061000337 | Spring Creek Watershed Plan- Recommended Alternative for PA-02: J131-01-00 Storm Sewer improvements & channel modification | Study to develop a BCR required for this project to become a FMP. Channel modifications along J131-01 & storm sewer improvements under Zion Road, reduces sheetflow by providing positive drainage outfall for ~200 ac of land. | 6 | San Jacinto | Harris | 12040102 | 1204010202 | 120401020209 | 06000041 | 06000001,06000011,06000012,06000015 | 0.30165 | Yes | No | Yes | No | No | 00000310 | 06003302,00000310,00000020 | No | Project Planning | 30000 | Yes |  |  | 6 | 6 | 2 | 7 | 7 | 0 | 1 | 0.34245 | 1 |  | No | Yes |  |  |  | 999999 | Yes |  |  | HCFCD Bond Program Updates |  |  | No |  |  | Yes | Alignment with RFPG goals and TWDB guidance principles.
1019 | 061000340 | Willow Creek Watershed Plan- FM2920 Stormwater Detention Basin | Study to develop a Benefit Cost Analysis needed for this project to become a FMP. Proposed 826 acre-feet detention basin located near FM 2920 crossing of Willow Creek. | 6 | San Jacinto | Harris | 12040102 | 1204010201,1204010202 | 120401020106,120401020105,120401020210 | 06000031,06000030,06000042 | 06000001,06000011,06000012,06000015 | 10.9637 | Yes | No | No | No | No | 00000310 | 06002853,00000310,00000020 | No | Project Planning | 30000 | Yes |  |  | 828 | 581 | 1048 | 1833 | 2443 | 6 | 5 | 24.8491 | 5 | 55.8085 | No | Yes |  |  |  | 999999 | Yes |  |  | HCFCD Bond Program Updates |  |  | No |  |  | Yes | Alignment with RFPG goals and TWDB guidance principles.
1020 | 061000341 | Willow Creek Watershed Plan- Kuykendahl Basin | Study to develop a Benefit Cost Analysis needed for this project to become a FMP. Proposed 727 acre-feet detention basin located near Kuykendahl Road crossing of Willow Creek. | 6 | San Jacinto | Harris | 12040102 | 1204010201,1204010202 | 120401020106,120401020105,120401020210 | 06000031,06000030,06000042 | 06000001,06000011,06000012,06000015 | 10.9637 | Yes | No | No | No | No | 00000310 | 06002853,00000310,00000020 | No | Project Planning | 30000 | Yes |  |  | 828 | 581 | 1048 | 1833 | 2443 | 6 | 5 | 24.8491 | 5 | 55.8085 | No | Yes |  |  |  | 999999 | Yes |  |  | HCFCD Bond Program Updates |  |  | No |  |  | Yes | Alignment with RFPG goals and TWDB guidance principles.
1021 | 061000342 | Willow Creek Watershed Plan- M121 Basin Stormwater Detention Basin | Study to develop a Benefit Cost Analysis needed for this project to become a FMP. Proposed 1010 acre-feet detention basin located near M121 tributary | 6 | San Jacinto | Harris | 12040102 | 1204010201,1204010202 | 120401020106,120401020105,120401020210 | 06000031,06000030,06000042 | 06000001,06000011,06000012,06000015 | 10.9637 | Yes | No | No | No | No | 00000310 | 06002853,00000310,00000020 | No | Project Planning | 30000 | Yes |  |  | 828 | 581 | 1048 | 1833 | 2443 | 6 | 5 | 24.8491 | 5 | 55.8085 | No | Yes |  |  |  | 999999 | Yes |  |  | HCFCD Bond Program Updates |  |  | No |  |  | Yes | Alignment with RFPG goals and TWDB guidance principles.
1022 | 061000343 | Galveston Bay Watershed Plan- PA01 (N+6) Channel & Crossing Improvements | Develop BCA to become FMP. Channel deepening from N Broadway St to N Utah St, convert open channel segment to closed conduit w/ 8'x5' concrete boxes b/w N Utah St & Main St, replace concrete pipe w/ dual 8'x5' concrete box culvert outfall to F212. | 6 | San Jacinto | Harris | 12040204 | 1204020401 | 120402040100 | 06000106 | 06000001,06000011,06000012,06000015 | 1.133 | Yes | No | No | No | No | 00000310 | 06002834,06002493,00000310,00000020 | No | Project Planning | 30000 | Yes |  |  | 259 | 234 | 206 | 562 | 648 | 7 | 0 | 5.096 | 0 | 0.13704 | No | Yes |  |  |  | 999999 | Yes |  |  | HCFCD Bond Program Updates |  |  | No |  |  | Yes | Alignment with RFPG goals and TWDB guidance principles.
1023 | 061000344 | White Oak Bayou - Design and Construction of Woodland Trails Stormwater Detention Basin | Study to develop a BCA to become FMP. This stormwater detention basin compliments the federal project on White Oak Bayou which will reduce the risk of flooding for 1,800 structures in an Atlas 14 1% rainfall event. | 6 | San Jacinto | Harris | 12040102,12040104 | 1204010201,1204010403,1204010406 | 120401020104,120401020106,120401040601,120401040302,120401040604,120401040303,120401040304,120401040301 | 06000029,06000031,06000087,06000079,06000090,06000080,06000081,06000078 | 06000001,06000011,06000012,06000015 | 79.4479 | Yes | No | Yes | No | No | 00000310 | 06002853,00000310,00000020 | No | Project Planning | 30000 | Yes |  |  | 11098 | 9581 | 60414 | 43026 | 90865 | 90 | 0 | 163.8038 | 0 | 24.3062 | No | Yes |  |  |  | 999999 | Yes |  |  | HCFCD Bond Program Updates |  |  | No |  |  | Yes | Alignment with RFPG goals and TWDB guidance principles.
1024 | 061000348 | Galveston Bay - Right-of-Way Acquisition, Design and Construction of General Drainage Improvements Along F216-00-00 | Study to develop a Benefit Cost Analysis needed for this project to become a FMP. The project could reduce the risk of flooding for more than 450 structures in an Atlas 14 1% rainfall event. | 6 | San Jacinto | Harris | 12040204,12040104 | 1204010407,1204020401 | 120401040706,120402040100 | 06000098,06000106 | 06000001,06000011,06000012,06000015 | 0.75113 | No | No | Yes | No | No | 00000310 | 06002834,00000310,00000020 | No | Project Planning | 30000 | Yes |  |  | 215 | 124 | 395 | 307 | 604 | 0 | 0 | 4.0905 | 0 | 0.22162 | No | Yes |  |  |  | 999999 | Yes |  |  | HCFCD Bond Program Updates |  |  | No |  |  | Yes | Alignment with RFPG goals and TWDB guidance principles.
1025 | 061000349 | Galveston Bay - Right-of-Way Acquisition, Design and Construction of General Drainage Improvements Along F101-06-00 | Study to develop a Benefit Cost Analysis needed for this project to become a FMP. The project could reduce the risk of flooding for over 40 structures in an Atlas 14 1% rainfall event. | 6 | San Jacinto | Harris | 12040204,12040104 | 1204010407,1204020401 | 120401040706,120402040100 | 06000098,06000106 | 06000001,06000011,06000012,06000015 | 2.0145 | No | No | Yes | No | No | 00000310 | 06002834,00000310,00000020 | No | Project Planning | 30000 | Yes | [12 empty] | No | Yes |  |  |  | 999999 | Yes |  |  | HCFCD Bond Program Updates |  |  | No |  |  | Yes | Alignment with RFPG goals and TWDB guidance principles.
1026 | 061000350 | Galveston Bay Watershed Plan- PA04 (S+4) Crossing Improvements | Recommended alternative directly addresses need for improved channel conveyance by increasing the size of the crossings at El Jardin Dr and Youpon Dr. to 8'x5' box culverts. | 6 | San Jacinto | Chambers,Harris | 12040204 | 1204020401 | 120402040100 | 06000106 | 06000001,06000011,06000012,06000015 | 0.49999 | Yes | No | Yes | No | No | 00000310 | 06003512,06003307,00000310,00000020 | No | Project Planning | 30000 | Yes |  |  | 190 | 185 | 82 | 390 | 391 | 0 | 0 | 2.7617 | 0 | 0.41368 | No | Yes |  |  |  | 999999 | Yes |  |  | HCFCD Bond Program Updates |  |  | No |  |  | Yes | Alignment with RFPG goals and TWDB guidance principles.
1027 | 061000353 | TC Jester Detention Basin | Study to develop a Benefit Cost Analysis needed for this project to become a FMP. Construction of a 25 acre stormwater detention basin. Estimated construction cost is $10,047,910. This application is requesting $10,000,000.00 of these funds. | 6 | San Jacinto | Harris | 12040102,12040104 | 1204010201,1204010202,1204010406 | 120401020106,120401020107,120401020210,120401020212,120401020213,120401040601,120401040602,120401040603 | 06000031,06000032,06000042,06000044,06000045,06000087,06000088,06000089 | 06000001,06000011,06000012,06000015 | 92.8062 | No | No | Yes | No | No | 00000310 | 06002853,00000310,00000020 | No | Project Planning | 30000 | Yes |  |  | 2995 | 2413 | 10129 | 11452 | 18540 | 53 | 4 | 59.8598 | 4 | 44.0742 | No | Yes |  |  |  | 999999 | Yes |  |  | HCFCD Bond Program Updates |  |  | No |  |  | Yes | Alignment with RFPG goals and TWDB guidance principles.
1028 | 061000389 | White Oak - SPT and E116 (E116-00-00) Improvements : PA01 thru PA-05 | Study to develop a Benefit Cost Analysis needed for these projects to become a FMP. The "E116-00-00 Flood Reduction Feasibilty Study" was completed in March 2022 and provides a decrease riverine and urban flood risk in the area. | 6 | San Jacinto | Harris | 12040104 | 1204010403 | 120401040302,120401040304 | 06000079,06000081 | 06000001,06000011,06000012,06000015 | 6.8976 | Yes | No | Yes | No | No | 00000310 | 06002853,00000310,00000020 | No | Project Planning | 30000 | Yes |  |  | 1174 | 1074 | 1997 | 3836 | 4852 | 7 | 0 | 14.7971 | 0 | 4.9462 | No | Yes |  |  |  | 999999 | Yes |  |  | HCFCD Bond Program Updates |  |  | No |  |  | Yes | Alignment with RFPG goals and TWDB guidance principles.
1029 | 061000404 | Halls Bayou - Planning, Right-Of-Way, Design and Construction of Halls Bayou Flood Risk Management Project | Develop BCA to become a FMP. Projects as part of the Halls Ahead Bond Implementation Program, could reduce the risk of flooding for more than 700 structures in an Atlas 14 1% rainfall event. | 6 | San Jacinto | Harris | 12040104 | 1204010403,1204010406,1204010407 | 120401040605,120401040601,120401040302,120401040604,120401040606,120401040304,120401040603,120401040701 | 06000091,06000087,06000079,06000090,06000092,06000081,06000089,06000093 | 06000001,06000011,06000012,06000015 | 44.4051 | Yes | No | Yes | No | No | 00000310 | 06002853,00000310,00000020 | No | Other | 30000 | Yes |  |  | 12422 | 10065 | 18324 | 34403 | 43171 | 98 | 7 | 121.9914 | 7 | 9.6442 | No | Yes |  |  |  | 999999 | Yes |  |  | HCFCD Bond Program Updates |  |  | No |  |  | Yes | Alignment with RFPG goals and TWDB guidance principles.
1030 | 061000318 | Fort Bend County Willow Fork Channel Improvements | Further study and BCA development. Combo of 11 different channel improvements were identified along Willow Fork and its tributaries as part of the Fort Bend County Master Drainage Plan that, when combined, will provide a 100-year level of service. | 6 | San Jacinto | Fort Bend,Harris,Waller | 12040104 | 1204010401,1204010404 | 120401040102,120401040103,120401040104,120401040101,120401040401 | 06000072,06000073,06000074,06000071,06000083 | 06000001,06000011,06000012,06000015 | 46.0992 | Yes | No | No | No | No | 00002044 | 00000024,00000009,00000310,00000020 | No | Project Planning | 30000 | Yes |  |  | 404 | 288 | 992 | 651 | 1450 | 10 | 2 | 8.4667 | 2 | 80.035 | No | No |  |  |  | 999999 | Yes |  |  | Unknown |  |  | No |  |  | Yes | Alignment with RFPG goals and TWDB guidance principles.
1031 | 061000356 | Westador Stormwater Detention Basin | Study to develop a BCR required for this project to become a FMP. The Westador Detention Basin is a proposed detention mitigation project within the Cypress Creek Watershed and located south of Cypress Creek and east and west of K141‐00‐00. | 6 | San Jacinto | Harris | 12040102,12040104 | 1204010201,1204010202,1204010406 | 120401020106,120401020107,120401020210,120401020212,120401020213,120401040601,120401040602,120401040603 | 06000031,06000032,06000042,06000044,06000045,06000087,06000088,06000089 | 06000001,06000011,06000012,06000015 | 92.8062 | Yes | No | Yes | No | No | 00000310 | 06002853,00000310,00000020 | No | Project Planning | 30000 | Yes |  |  | 2995 | 2413 | 10129 | 11452 | 18540 | 53 | 4 | 59.8598 | 4 | 44.0742 | No | Yes |  |  |  | 999999 | Yes |  |  | HCFCD Bond Program Updates |  |  | No |  |  | Yes | Alignment with RFPG goals and TWDB guidance principles.
1032 | 061000357 | Cypress Creek Implementation Plan - Various Detention Sites | Study to develop a Benefit Cost Analysis needed for this project to become a FMP. The Implementation Plan identifies that approximately 14,000 acre-feet of stormwater detention volume across 23 different sites reducing flooding risk. | 6 | San Jacinto | Harris | 12040102,12040104 | 1204010201,1204010202,1204010402,1204010403,1204010406 | 120401020104,120401020106,120401020105,120401020107,120401020210,120401020213,120401040601,120401040201,120401040301,120401040602 | 06000029,06000031,06000030,06000032,06000042,06000045,06000087,06000075,06000078,06000088 | 06000001,06000011,06000012,06000015 | 118.3625 | Yes | No | Yes | No | No | 00000310 | 06002853,00000310,00000020 | No | Project Planning | 30000 | Yes |  |  | 4100 | 3398 | 11611 | 14049 | 21959 | 73 | 3 | 80.1973 | 3 | 75.1647 | No | Yes |  |  |  | 999999 | Yes |  |  | HCFCD Bond Program Updates |  |  | No |  |  | Yes | Alignment with RFPG goals and TWDB guidance principles.
1033 | 061000358 | Little Cypress Creek - Management, Right-of-Way Acquisition, Design and Construction of the Little Cypress Creek Frontier Program | Study to develop a BCR required for this to become a FMP. The Little Cypress Creek Frontier program will reduce the risk of flooding and include detention, sediment control, vegetation management and other flood risk management projects. | 6 | San Jacinto | Harris | 12040102 | 1204010201,1204010202 | 120401020103,120401020104,120401020106,120401020101,120401020105,120401020205,120401020210 | 06000028,06000029,06000031,06000026,06000030,06000037,06000042 | 06000001,06000011,06000012,06000015 | 52.0985 | Yes | No | No | No | No | 00000310 | 06002853,00000310,00000020 | No | Project Planning | 30000 | Yes |  |  | 1213 | 1029 | 830 | 2734 | 2896 | 15 | 4 | 18.5899 | 4 | 192.0175 | No | Yes |  |  |  | 999999 | Yes |  |  | HCFCD Bond Program Updates |  |  | No |  |  | Yes | Alignment with RFPG goals and TWDB guidance principles.
1034 | 061000360 | G103-38-00 (Kingwood Diversion Ditch) | Study to develop a BCR required for this to become a FMP. Improvements to the Kingwood Diversion Ditch include channel modifications, flow diversion from Bens Branch, bridge replacements, as well as a new outfall to the West Fork San Jacinto River. | 6 | San Jacinto | Harris, Montgomery | 12040101,12040103 | 1204010104,1204010105,1204010301,1204010304 | 120401010501,120401010404,120401030110,120401030402 | 06000024,06000023,06000055,06000070 | 06000001,06000011,06000012,06000015 | 26.7522 | Yes | No | No | No | No | 00000310 | 06002853,00000310,00000020 | No | Project Planning | 30000 | Yes |  |  | 3464 | 3027 | 10310 | 10058 | 17400 | 54 | 2 | 60.6099 | 2 | 9.4894 | No | Yes |  |  |  | 999999 | Yes |  |  | HCFCD Bond Program Updates |  |  | No |  |  | Yes | Alignment with RFPG goals and TWDB guidance principles.
1035 | 061000361 | G103-80-03.1B (Taylor Gully) | Study to develop a BCR required for this project to become a FMP. Improvements to Taylor Gully include two miles of channel conveyance improvements to the upper limits of Taylor Gully and a concrete low flow structure. | 6 | San Jacinto | Harris | 12040101,12040103 | 1204010104,1204010105,1204010301,1204010304 | 120401010501,120401010404,120401030110,120401030402 | 06000024,06000023,06000055,06000070 | 06000001,06000011,06000012,06000015 | 21.6537 | Yes | No | No | No | No | 00000310 | 06002853,00000310,00000020 | No | Project Planning | 30000 | Yes |  |  | 3223 | 2962 | 9252 | 9865 | 16230 | 47 | 2 | 57.8739 | 2 | 8.8643 | No | Yes |  |  |  | 999999 | Yes |  |  | HCFCD Bond Program Updates |  |  | No |  |  | Yes | Alignment with RFPG goals and TWDB guidance principles.
1036 | 061000362 | Goose Creek O119-00-00-P001 (Alt 2A1) | Study to develop a Benefit Cost Analysis needed for this project to become a FMP. Construction of channel modifications and in-line stormwater detention along O119 to facilitate Harris County drainage improvements in Highland Mobile Estates. | 6 | San Jacinto | Harris | 12040203,12040104 | 1204010407,1204020301 | 120401040705,120402030104 | 06000097,06000102 | 06000001,06000011,06000012,06000015 | 0.2278 | Yes | No | No | No | No | 00000310 | 06002853,00000310,00000020 | No | Project Planning | 30000 | Yes | [12 empty] | No | Yes |  |  |  | 999999 | Yes |  |  | HCFCD Bond Program Updates |  |  | No |  |  | Yes | Alignment with RFPG goals and TWDB guidance principles.
1037 | 061000363 | Goose Creek O119-00-00-P001 (Alt 2A3) | Study to develop a Benefit Cost Analysis needed for this project to become a FMP. Secondary option for the recommended alternative with less benefits and project cost. | 6 | San Jacinto | Harris | 12040203,12040104 | 1204010407,1204020301 | 120401040705,120402030104 | 06000097,06000102 | 06000001,06000011,06000012,06000015 | 0.2278 | Yes | No | No | No | No | 00000310 | 06002853,00000310,00000020 | No | Project Planning | 30000 | Yes | [12 empty] | No | Yes |  |  |  | 999999 | Yes |  |  | HCFCD Bond Program Updates |  |  | No |  |  | Yes | Alignment with RFPG goals and TWDB guidance principles.
1038 | 061000364 | Sims Bayou C116 Storm Sewer Improvement (C116-00-00-P001) From Mykawa Road to Telephone Road | Study to develop a BCR required for this project to become a FMP. To increase the system C116 capacity, Alternative 1 adds capacity to the C116 system trunkline through an additional parallel trunkline, from Dixie Drive to Sims Bayou. | 6 | San Jacinto | Harris | 12040104 | 1204010405 | 120401040502 | 06000086 | 06000001,06000011,06000012,06000015 | 1.3923 | No | No | Yes | No | No | 00000310 | 06002853,00000310,00000020 | No | Project Planning | 30000 | Yes |  |  | 0 | 0 | 0 | 0 | 0 | 0 |  |  |  |  | No | Yes |  |  |  | 999999 | Yes |  |  | HCFCD Bond Program Updates |  |  | No |  |  | Yes | Alignment with RFPG goals and TWDB guidance principles.
1039 | 061000366 | Greens Bayou - Planning, Right-of-Way Acquisition, Design and Construction of Channel Conveyance Improvements along P138-01-01 | Study to develop a Benefit Cost Analysis needed for this project to become a FMP. Potential federal funded project, the risk of flooding could be reduced for approximately 100 structures in a pre-Atlas 1% rainfall event. | 6 | San Jacinto | Harris | 12040104 | 1204010406 | 120401040604,120401040603 | 06000090,06000089 | 06000001,06000011,06000012,06000015 | 1.0199 | Yes | No | Yes | No | No | 00000310 | 00000310,00000020 | No | Project Planning | 30000 | Yes |  |  | 7 | 5 | 52 | 44 | 74 | 0 | 0 | 0.020733 | 0 |  | No | Yes |  |  |  | 999999 | Yes |  |  | HCFCD Bond Program Updates |  |  | No |  |  | Yes | Alignment with RFPG goals and TWDB guidance principles.
1040 | 061000367 | Cedar Bayou Flood Risk Reduction Study - Property Acquisition in segment from SH 146 to Galveston Bay along Cedar Bayou (Q100-00-00) | Study to develop a Benefit Cost Analysis needed for this project to become a FMP. Property Acquisition in segment from SH 146 to Galveston Bay along Cedar Bayou. | 6 | San Jacinto | Chambers,Harris | 12040203,12040104 | 1204010407,1204020301,1204020302 | 120401040706,120402030106,120402030200 | 06000098,06000104,06000105 | 06000001,06000011,06000012,06000015 | 28.4158 | No | No | Yes | No | No | 00000310 | 00000020,00000310,00000013 | No | Project Planning | 30000 | Yes |  |  | 230 | 174 | 466 | 774 | 1046 | 7 | 0 | 7.6221 | 0 | 47.4024 | No | Yes |  |  |  | 999999 | Yes |  |  | HCFCD Bond Program Updates |  |  | No |  |  | Yes | Alignment with RFPG goals and TWDB guidance principles.
1041 | 061000369 | Cedar Bayou Flood Risk Reduction Study - Property Acquisition in segment from IH-10 to SH 146 along Cedar Bayou (Q100-00-00) | Study to develop a Benefit Cost Analysis needed for this project to become a FMP. Property Acquisition in segment from IH-10 to SH 146 along Cedar Bayou. | 6 | San Jacinto | Chambers,Harris | 12040203,12040104 | 1204010407,1204020301 | 120401040706,120402030105,120402030106 | 06000098,06000103,06000104 | 06000001,06000011,06000012,06000015 | 18.7141 | Yes | No | Yes | No | No | 00000310 | 00000013,00004000,06003343,00000020,00000310 | No | Project Planning | 30000 | Yes |  |  | 319 | 260 | 727 | 729 | 1274 | 0 | 0 | 5.2541 | 0 | 25.3285 | No | Yes |  |  |  | 999999 | Yes |  |  | HCFCD Bond Program Updates |  |  | No |  |  | Yes | Alignment with RFPG goals and TWDB guidance principles.
1042 | 061000373 | City of Tomball Drainage Improvements | Study to the the drainage project for the City of Tomball is comprised of building storm sewer systems and channel conveyance to enable flood waters to be removed from portions of the city bounded by Holderrieth Road, SH 249, UPRR, and FM 2920. | 6 | San Jacinto | Harris,Montgomery | 12040102 | 1204010201,1204010202 | 120401020106,120401020205,120401020210,120401020209 | 06000031,06000037,06000042,06000041 | 06000001,06000011,06000012,06000015 | 13.0409 | No | No | Yes | No | No | 06003302 | 06003302,00000310,00000020 | No | Project Planning | 30000 | Yes |  |  | 47 | 29 | 256 | 457 | 607 | 0 | 0 | 3.7131 | 0 | 4.596 | No | No |  |  |  | 999999 | Yes |  |  | Unknown |  |  | No |  |  | Yes | Alignment with RFPG goals and TWDB guidance principles.
1043 | 061000384 | Houston Braeburn Glen Area Flood Mitigation | Further study of a proposed project that includes upsizing of the existing stormwater system with new pipes, inlets, and manholes. Lateral improvement will be completed on Mahoning Drive and Valley View Lane. | 6 | San Jacinto | Fort Bend,Harris | 12040104 | 1204010404 | 120401040401 | 06000083 | 06000001,06000011,06000012,06000015 | 95.5707 | No | No | Yes | No | No | 00002853 | 06002853,00000310,00000020 | No | Project Planning | 30000 | Yes |  |  | 32129 | 29534 | 141564 | 177428 | 267993 | 448 | 1 | 412.1999 | 1 | 41.8258 | No | Yes |  |  |  | 999999 | Yes |  |  | Houston Drainage Studies |  |  | No |  |  | Yes | Alignment with RFPG goals and TWDB guidance principles.
1044 | 061000388 | Roman Forest Boulevard Bridge Elevation Project | Further study of this project involves the study, design, elevation, and replacement of the Roman Forest Boulevard Bridge to mitigate the risks associated with storms and riverine flooding for the approximate 15,000 citizens. | 6 | San Jacinto | Montgomery | 12040103 | 1204010301,1204010304 | 120401030109,120401030402 | 06000054,06000070 | 06000001,06000011,06000012,06000015 | 2.1907 | Yes | No | No | No | No | 06000037 | 06000037,06002420 | No | Project Planning | 30000 | Yes |  |  | 86 | 73 | 95 | 253 | 270 | 0 | 0 | 3.1773 | 0 |  | No | No |  |  |  | 999999 | Yes |  |  | Unknown |  |  | No |  |  | Yes | Alignment with RFPG goals and TWDB guidance principles.
1045 | 061000170 | Spring Gully Watershed Planning Project Near-Term Planning Project: PA03 | Planning-level study needed. PA03 warrented a near-term solution. Flooded structures centralized in a short reach along the main stem O200-00-00 which the best strategy for the area was buyouts. | 6 | San Jacinto | Harris | 12040203,12040104 | 1204010407,1204020301 | 120401040705,120401040706,120401040704,120402030105,120402030104,120402030106 | 06000097,06000098,06000096,06000103,06000102,06000104 | 06000001,06000011,06000012,06000015 | 34.8319 | Yes | No | Yes | No | No | 00000310 | 06003343,00000310,00000020 | No | Project Planning | 600000 | Yes |  |  | 1883 | 1509 | 5995 | 4487 | 9371 | 64 | 1 | 32.8241 | 1 | 73.128 | No | Yes |  |  |  | 999999 | Yes |  |  | Spring Gully Watershed Plan |  |  | No |  |  | Yes | Alignment with RFPG goals and TWDB guidance principles.
1046 | 061000171 | Spring Gully Watershed Planning Project- Near-term Planning Project: PA04 | Planning-level study. Lowering WSEL in O203-00-00 to around 29 feet MSL. Most benefit when O203-00-00 and Thompson Road Storm drain system upsized, but Thompson road storm drain design. | 6 | San Jacinto | Harris | 12040203,12040104 | 1204010407,1204020301 | 120401040705,120401040706,120401040704,120402030105,120402030104,120402030106 | 06000097,06000098,06000096,06000103,06000102,06000104 | 06000001,06000011,06000012,06000015 | 34.8319 | Yes | No | Yes | No | No | 00000310 | 06003343,00000310,00000020 | No | Project Planning | 210000 | Yes |  |  | 1883 | 1509 | 5995 | 4487 | 9371 | 64 | 1 | 32.8241 | 1 | 73.128 | No | Yes |  |  |  | 999999 | Yes |  |  | Spring Gully Watershed Plan |  |  | No |  |  | Yes | Alignment with RFPG goals and TWDB guidance principles.
1047 | 061000172 | Spring Gully Watershed Planning Project - Near-term planning project: PA05 | Planning-level study needed. A stormwater detention basin near confluence of O207-00-00 nd O207-01-00 reuired to lower WSEl . Reduced flow rates only after relief channel in Phase III implemented. | 6 | San Jacinto | Harris | 12040203,12040104 | 1204010407,1204020301 | 120401040705,120401040706,120401040704,120402030105,120402030104,120402030106 | 06000097,06000098,06000096,06000103,06000102,06000104 | 06000001,06000011,06000012,06000015 | 34.8319 | Yes | No | Yes | No | No | 00000310 | 06003343,00000310,00000020 | No | Project Planning | 170000 | Yes |  |  | 1883 | 1509 | 5995 | 4487 | 9371 | 64 | 1 | 32.8241 | 1 | 73.128 | No | Yes |  |  |  | 999999 | Yes |  |  | Spring Gully Watershed Plan |  |  | No |  |  | Yes | Alignment with RFPG goals and TWDB guidance principles.
1048 | 061000312 | Addicks Reservoir - Right-Of-Way Acquisition, Design and Construction of a Stormwater Detention Basin on South Mayde Creek | Develop BCA to become a FMP. This project is part of the South Mayde Creek Plan that could reduce the risk of flooding for more than 70 homes and reduce the rainfall event by more than 340 acres in a pre-Atlas 1% rainfall event. | 6 | San Jacinto | Harris | 12040104 | 1204010401,1204010402,1204010403 | 120401040102,120401040202,120401040104,120401040203,120401040303 | 06000072,06000076,06000074,06000077,06000080 | 06000001,06000011,06000012,06000015 | 15.5018 | Yes | No | Yes | No | No | 00000310 | 06002853,00000310,00000020 | No | Project Planning | 30000 | Yes |  |  | 692 | 638 | 1332 | 2455 | 3061 | 12 | 0 | 11.6486 | 0 | 27.2947 | No | Yes |  |  |  | 999999 | Yes |  |  | HCFCD Bond Program Updates |  |  | No |  |  | Yes | Alignment with RFPG goals and TWDB guidance principles.
1049 | 061000313 | Addicks Reservoir - Design and Construction of Dinner Creek Stormwater Detention Basin | Develop BCA to become a FMP. Project would provide additional stormwater detention in support of flood damage reduction and could reduce the risk of flooding for approximately 30 multi-family structures in Addicks Reservoir Watershed. | 6 | San Jacinto | Harris | 12040104 | 1204010401,1204010402,1204010403 | 120401040102,120401040202,120401040104,120401040203,120401040303 | 06000072,06000076,06000074,06000077,06000080 | 06000001,06000011,06000012,06000015 | 15.5018 | Yes | No | Yes | No | No | 00000310 | 06002853,00000310,00000020 | No | Project Planning | 30000 | Yes |  |  | 692 | 638 | 1332 | 2455 | 3061 | 12 | 0 | 11.6486 | 0 | 27.2947 | No | Yes |  |  |  | 999999 | Yes |  |  | HCFCD Bond Program Updates |  |  | No |  |  | Yes | Alignment with RFPG goals and TWDB guidance principles.
1050 | 061000315 | Addicks Reservoir - Right-Of-Way Acquisition, Design and Construction of Channel Conveyance Improvements, Bypass Channel, and Detention for South Mayde Creek | Study to develop a BCA needed for this project to become a FMP. This project is part of the South Mayde Creek Plan to reduce flood risk 70+ homes & reduce the rainfall event by 340+ acres in pre-Atlas 1% rainfall event. | 6 | San Jacinto | Harris | 12040104 | 1204010401,1204010402,1204010403 | 120401040202,120401040104,120401040203,120401040303 | 06000076,06000074,06000077,06000080 | 06000001,06000011,06000012,06000015 | 13.199 | Yes | No | Yes | No | No | 00000310 | 06002853,00000310,00000020 | No | Project Planning | 30000 | Yes |  |  | 944 | 854 | 2378 | 3968 | 5217 | 21 | 0 | 15.6626 | 0 | 19.4295 | No | Yes |  |  |  | 999999 | Yes |  |  | HCFCD Bond Program Updates |  |  | No |  |  | Yes | Alignment with RFPG goals and TWDB guidance principles.
1051 | 061000403 | Halls Bayou - Design and Construction of a Stormwater Detention Basin in Brock Park | Develop BCA to become a FMP. Provides additional stormwater detention in support of flood damage reduction as part of the Halls Ahead Bond Implementation Program. The project will be a partnership with the City of Houston. | 6 | San Jacinto | Harris | 12040104 | 1204010403,1204010406,1204010407 | 120401040605,120401040601,120401040302,120401040604,120401040606,120401040304,120401040603,120401040701 | 06000091,06000087,06000079,06000090,06000092,06000081,06000089,06000093 | 06000001,06000011,06000012,06000015 | 44.4051 | Yes | No | Yes | No | No | 00000310 | 06002853,00000310,00000020 | No | Project Planning | 30000 | Yes |  |  | 12422 | 10065 | 18324 | 34403 | 43171 | 98 | 7 | 121.9914 | 7 | 9.6442 | No | Yes |  |  |  | 999999 | Yes |  |  | HCFCD Bond Program Updates |  |  | No |  |  | Yes | Alignment with RFPG goals and TWDB guidance principles.
1052 | 061000419 | Houston Huntington Village Area Flood Mitigation | Further study to develop this project into a FMP. The project includes storm sewer improvements in the Huntington Village neighborhood to reduce structural flood loss. | 6 | San Jacinto | Fort Bend,Harris | 12040104 | 1204010404 | 120401040401 | 06000083 | 06000001,06000011,06000012,06000015 | 95.5707 | No | No | Yes | No | No | 00002853 | 06002853,00000310,00000020 | No | Project Planning | 30000 | Yes |  |  | 32129 | 29534 | 141564 | 177428 | 267993 | 448 | 1 | 412.1999 | 1 | 41.8258 | No | Yes |  |  |  | 999999 | Yes |  |  | Houston Drainage Studies |  |  | No |  |  | Yes | Alignment with RFPG goals and TWDB guidance principles.
1053 | 061000435 | City of Southside Place - Auden Street Drainage Improvement Project | This project provides for design and construction of a new stormwater conveyance system for the City of Southside Place, that will have the capacity to covey a City standard storm event (2-year storm). | 6 | San Jacinto | Harris | 12040104 | 1204010404 | 120401040402 | 06000084 | 06000001,06000011,06000012,06000015 | 45.6012 | No | No | Yes | No | No | 06003305 | 06003305,00000310,00000020 | No | Project Planning | 30000 | Yes |  |  | 8855 | 8148 | 65641 | 38977 | 93959 | 146 | 1 | 124.9714 | 1 | 8.6752 | No | Yes |  |  |  | 999999 | Yes |  |  | Unknown |  |  | No |  |  | Yes | Alignment with RFPG goals and TWDB guidance principles.
1054 | 061000441 | Addicks Reservoir - Design and Construction of a Bridge Replacement for Greenhouse Road at South Mayde Creek | Develop BCA to become a FMP. This project is part of the South Mayde Creek Plan that could reduce the risk of flooding for more than 70 homes and reduce the rainfall event by more than 340 acres in a pre-Atlas 1% rainfall event. | 6 | San Jacinto | Harris | 12040104 | 1204010401,1204010402,1204010403 | 120401040102,120401040202,120401040104,120401040203,120401040303 | 06000072,06000076,06000074,06000077,06000080 | 06000001,06000011,06000012,06000015 | 15.5018 | Yes | No | No | No | No | 00000310 | 06002853,00000310,00000020 | No | Project Planning | 30000 | Yes |  |  | 692 | 638 | 1332 | 2455 | 3061 | 12 | 0 | 11.6486 | 0 | 27.2947 | No | Yes |  |  |  | 999999 | Yes |  |  | HCFCD Bond Program Updates |  |  | No |  |  | Yes | Alignment with RFPG goals and TWDB guidance principles.
1055 | 061000405 | Hunting Bayou Wallisville Outfall (H103-00-00) - Gellhorn Drive | Study to develop a Benefit Cost Analysis needed for this project to become a FMP. Diversion channel expansion for Gellhorn Drive flood reductions. | 6 | San Jacinto | Harris | 12040104 | 1204010406,1204010407 | 120401040606,120401040701 | 06000092,06000093 | 06000001,06000011,06000012,06000015 | 4.9292 | Yes | No | Yes | No | No | 00000310 | 06002853,00000310,00000020 | No | Project Planning | 30000 | Yes |  |  | 396 | 328 | 9520 | 1163 | 10304 | 1 | 2 | 13.0283 | 2 | 0.66479 | No | Yes |  |  |  | 999999 | Yes |  |  | HCFCD Bond Program Updates |  |  | No |  |  | Yes | Alignment with RFPG goals and TWDB guidance principles.
1056 | 061000406 | Hunting Bayou Wallisville Outfall (H103-00-00) - Denver Harbor | Study to develop a Benefit Cost Analysis needed for this project to become a FMP. Denver Harbor drainage system improvements. | 6 | San Jacinto | Harris | 12040104 | 1204010406,1204010407 | 120401040606,120401040701 | 06000092,06000093 | 06000001,06000011,06000012,06000015 | 4.9292 | Yes | No | Yes | No | No | 00000310 | 06002853,00000310,00000020 | No | Project Planning | 30000 | Yes |  |  | 396 | 328 | 9520 | 1163 | 10304 | 1 | 2 | 13.0283 | 2 | 0.66479 | No | Yes |  |  |  | 999999 | Yes |  |  | HCFCD Bond Program Updates |  |  | No |  |  | Yes | Alignment with RFPG goals and TWDB guidance principles.
1057 | 061000415 | City of Manvel Rogers Rd. Drainage Improvements | Further study Alleluia Trail Rogers Rd & All Roads off Rogers drainage improvements, including storm sewer rehabilitation and ditch deepening. | 6 | San Jacinto | Brazoria | 12040204 | 1204020401,1204020404,1204020402 | 120402040100,120402040400,120402040200 | 06000106,06000107,06000109 | 06000001,06000011,06000012,06000015 | 27.4094 | No | No | Yes | No | No | 06002985 | 00001801,00000003,06002985 | No | Project Planning | 30000 | Yes |  |  | 1250 | 966 | 6741 | 1895 | 8190 | 8 | 0 | 43.3129 | 0 | 178.8015 | No | No |  |  |  | 999999 | Yes |  |  | Harris County CIP |  |  | No |  |  | Yes | Alignment with RFPG goals and TWDB guidance principles.
1058 | 061000420 | Clear Creek - Friendswood Detention Basin Near FM 528 in Friendswood | Develop BCA to become a FMP. ROW acquisition, design, and construction of 39 ac stormwater detention basin holding 500 ac-ft near FM 528; Additional solutions include buyouts, improving channel conveyance, and tributary detention. | 6 | San Jacinto | Brazoria,Galveston,Harris | 12040204 | 1204020401,1204020402 | 120402040200,120402040100 | 06000107,06000106 | 06000001,06000011,06000012,06000015 | 102.4084 | Yes | No | Yes | No | No | 00000310 | 00000310,00000020 | No | Project Planning | 30000 | Yes |  |  | 14917 | 13124 | 40863 | 43963 | 72758 | 155 | 9 | 264.1785 | 9 | 161.8218 | No | Yes |  |  |  | 999999 | Yes |  |  | HCFCD Bond Program Updates |  |  | No |  |  | Yes | Alignment with RFPG goals and TWDB guidance principles.
1059 | 061000421 | Clear Creek - Hughes Stormwater Detention (SWD) Basin | Develop BCA to become a FMP. Project identified in Clear Creek Federal Project study for flood management but did not yield high enough cost benefit ratio for Federal funding. Therefore, Harris and Galveston County have decided to fund this effort. | 6 | San Jacinto | Brazoria,Galveston,Fort Bend,Harris | 12040204,12040104 | 1204010405,1204020401,1204020402,1204020404 | 120401040502,120401040501,120402040200,120402040400,120402040100 | 06000086,06000085,06000107,06000109,06000106 | 06000001,06000011,06000012,06000015 | 200.2733 | Yes | No | Yes | No | No | 00000310 | 00000310,00000020 | No | Project Planning | 30000 | Yes |  |  | 27164 | 22913 | 66214 | 75350 | 120966 | 233 | 12 | 458.1355 | 12 | 532.7203 | No | Yes |  |  |  | 999999 | Yes |  |  | HCFCD Bond Program Updates |  |  | No |  |  | Yes | Alignment with RFPG goals and TWDB guidance principles.
1060 | 061000422 | Danubina Drainage Improvements | Study to further this project and develop an FMP. This CDBG-MIT application involves the installation and construction of various storm sewer and detention infrastructure. | 6 | San Jacinto | Chambers,Harris | 12040203 | 1204020301 | 120402030106 | 06000104 | 06000001,06000011,06000012,06000015 | 48.3625 | No | No | Yes | No | No | 00003343 | 06003343,00000310,00000020 | No | Project Planning | 30000 | Yes |  |  | 550 | 440 | 1188 | 1514 | 2324 | 7 | 0 | 13.8222 | 0 | 98.2421 | No | No |  |  |  | 999999 | Yes |  |  | Unknown |  |  | No |  |  | Yes | Alignment with RFPG goals and TWDB guidance principles.
1061 | 061000423 | North Alexander Drainage Improvements | Further study to develop this project into a FMP. This CDBG-MIT application involves the installation and construction of various storm sewer and detention infrastructure. | 6 | San Jacinto | Chambers,Harris | 12040203 | 1204020301 | 120402030106 | 06000104 | 06000001,06000011,06000012,06000015 | 48.3625 | No | No | Yes | No | No | 00003343 | 06003343,00000310,00000020 | No | Project Planning | 30000 | Yes |  |  | 550 | 440 | 1188 | 1514 | 2324 | 7 | 0 | 13.8222 | 0 | 98.2421 | No | No |  |  |  | 999999 | Yes |  |  | Unknown |  |  | No |  |  | Yes | Alignment with RFPG goals and TWDB guidance principles.
1062 | 061000424 | City of Friendswood - Clear Creek Inline & Offline Detention - Bay Area Blvd. Phase I | This project, which includes terraces, detention, and a trail network, will reduce water surface elevations on Clear Creek within the City of Friendswood and will make the Blackhawk Wastewater Treatment Facility more resilient. | 6 | San Jacinto | Galveston,Harris | 12040204 | 1204020401,1204020402 | 120402040200,120402040100 | 06000107,06000106 | 06000001,06000011,06000012,06000015 | 20.8292 | No | No | Yes | No | No | 06002833 | 06002833,00000020,00000310,00000006 | No | Project Planning | 30000 | Yes |  |  | 1680 | 1601 | 2108 | 4640 | 5467 | 2 | 5 | 37.7204 | 5 | 18.3731 | No | Yes |  |  |  | 999999 | Yes |  |  | Unknown |  |  | No |  |  | Yes | Alignment with RFPG goals and TWDB guidance principles.
1063 | 061000426 | Sawdust Road Bridge Elevation Project | Further study of study, design, elevation, & replacement of the Sawdust Road Bridge to mitigate the risks associated with riverine flooding for the citizens residing in the Grogan’s Point and Timberlakes - Timberridge Subdivisions. | 6 | San Jacinto | Harris, Montgomery | 12040102,12040101 | 1204010104,1204010201,1204010202 | 120401010402,120401010404,120401020107,120401020210,120401020209,120401020211,120401020212,120401020213 | 06000021,06000023,06000032,06000042,06000041,06000043,06000044,06000045 | 06000001,06000011,06000012,06000015 | 32.9446 | Yes | No | No | No | No | 06000037 | 06000037 | No | Project Planning | 30000 | Yes |  |  | 794 | 633 | 2664 | 3432 | 5042 | 5 | 0 | 18.3722 | 0 | 15.1531 | No | No |  |  |  | 999999 | Yes |  |  | Unknown |  |  | No |  |  | Yes | Alignment with RFPG goals and TWDB guidance principles.
1064 | 061000433 | Spring Shadows South | Study to develop a Benefit Cost Analysis needed to elevate project to a FMP. FIF application information unavailable. | 6 | San Jacinto | Harris | 12040104 | 1204010403 | 120401040302,120401040303 | 06000079,06000080 | 06000001,06000011,06000012,06000015 | 5.8197 | No | No | Yes | No | No | 00002853 | 06002853,00000310,00000020 | No | Project Planning | 30000 | Yes |  |  | 1006 | 935 | 2542 | 2806 | 4553 | 6 | 0 | 11.761 | 0 |  | No | Yes |  |  |  | 999999 | Yes |  |  | Unknown |  |  | No |  |  | Yes | Alignment with RFPG goals and TWDB guidance principles.
1065 | 061000436 | Unincorporated Areas of Bacliff and San Leon Roadside Ditches & Driveway Culverts Improvements | Further study of this unfunded CDBG-MIT project consists of various areas of roadside ditch and driveway culvert improvements in Bacliff and San Leon. | 6 | San Jacinto | Galveston,Chambers | 12040204 | 1204020402 | 120402040200 | 06000107 | 06000001,06000011,06000012,06000015 | 6.949 | No | No | Yes | No | No | 00000006 | 00000013,00000006 | No | Project Planning | 30000 | Yes |  |  | 3337 | 2777 | 1585 | 5554 | 5906 | 5 | 0 | 50.3564 | 0 | 48.6221 | No | No |  |  |  | 999999 | Yes |  |  | Unknown |  |  | No |  |  | Yes | Alignment with RFPG goals and TWDB guidance principles.
1066 | 061000402 | Carpenters (N100-00-00) Channel Improvements | Study to develop a Cost Benefit Analysis and elevate the project to a FMP. Carpenters Bayou (N100-00-00) channel conveyance improvements. | 6 | San Jacinto | Harris | 12040104 | 1204010407 | 120401040702 | 06000094 | 06000001,06000011,06000012,06000015 | 0.84856 | Yes | No | Yes | No | No | 00000020 | 06002853,00000310,00000020 | No | Project Planning | 30000 | Yes |  |  | 153 | 148 | 156 | 529 | 531 | 3 | 0 | 2.019 | 0 |  | No | Yes |  |  |  | 999999 | Yes |  |  | Harris County CIP |  |  | No |  |  | Yes | Alignment with RFPG goals and TWDB guidance principles.
1067 | 061000440 | Brazoria County Camp Mohawk County Park Development | Develop Benefit Cost Analysis in support of the purchase of approximately 160 acres of flood prone area adjacent to and surrounding Camp Mohawk County Park to be used as open space. | 6 | San Jacinto | Brazoria | 12040204 | 1204020401,1204020402,1204020403,1204020404 | 120402040300,120402040200,120402040400,120402040100 | 06000108,06000107,06000109,06000106 | 06000001,06000011,06000012,06000015 | 1481.8698 | No | No | Yes | No | No | 00000003 | 06003026,06002790,00003020,06002985,00000003,00001801,06003027,06003145,06002993,06003024 | No | Project Planning | 30000 | Yes |  |  | 18848 | 14344 | 38626 | 35449 | 65547 | 248 | 0 | 328.0633 | 0 | 8584.1602 | No | Yes |  |  |  | 999999 | Yes |  |  | Brazoria County HMAP |  |  | No |  |  | Yes | Alignment with RFPG goals and TWDB guidance principles.
1068 | 061000438 | Greens Bayou, Jackson Bayou, White Oak Bayou, Cypress Creek and San Jacinto River Areas Subdivision Drainage Mitigation Project | This proposed solution recommends establishing positive drainage and clear flow lines, which are expected to reduce the water surface elevation in the subdivision to mitigate the structural flood risk for all 1,445 beneficiaries. | 6 | San Jacinto | Harris,Waller,Liberty,Montgomery | 12040203,12040104,12040101,12040103,12040204,12040102 | 1204010103,1204010104,1204010105,1204010201,1204010202,1204010301,1204010302,1204010304,1204010401,1204010402,1204010403,1204010405,1204010406,1204010407,1204020301,1204020302,1204020401 | 120402040300,120402040200,120402040400,120402040100 | 06000108,06000107,06000109,06000106 | 06000001,06000011,06000012,06000015 | 1042.2029 | No | No | Yes | No | No | 00000020 | 00000310,00000020 | No | Project Planning | 30000 | Yes |  |  | 53765 | 42231 | 217825 | 168760 | 335950 | 937 | 47 | 1051.7412 | 47 | 2742.0369 | No | Yes |  |  |  | 999999 | Yes |  |  | Harris County CIP |  |  | No |  |  | Yes | Alignment with RFPG goals and TWDB guidance principles.
1069 | 061000439 | Greens Bayou, White Oak Bayou and Cypress Creek Areas Subdivision Drainage Mitigation Project | The mitigation solution for Cypress Creek Estates is to install storm sewer systems along West Shadow Lake, East Shadow Lake, North Shadow Lake and Winding Lane, to re-grade the roadside ditches, and to remove and replace of all driveways and culverts. | 6 | San Jacinto | Harris,Waller | 12040102,12040101,12040104 | 1204010105,1204010201,1204010202,1204010401,1204010402,1204010403,1204010406,1204010407 | 120402040300,120402040200,120402040400,120402040100 | 06000108,06000107,06000109,06000106 | 06000001,06000011,06000012,06000015 | 542.6077 | No | No | Yes | No | No | 00000020 | 06002853,06002795,06002457,06003390,00000020,06003302,06003597,00000310 | No | Project Planning | 30000 | Yes |  |  | 33860 | 27436 | 176102 | 131015 | 267186 | 562 | 32 | 601.4052 | 32 | 1841.8568 | No | Yes |  |  |  | 999999 | Yes |  |  | Harris County CIP |  |  | No |  |  | Yes | Alignment with RFPG goals and TWDB guidance principles.
1070 | 061000464 | Carpenters Bayou (West Acres, Shadowglen & Old River Terrace Neighborhood) | Further study to develop a BCA required to elevate project to FMP. The project is to reduce flooding in the Problem Area #5 identified by the Carpenters Bayou Watershed Planning Project Report, 2021. | 6 | San Jacinto | Harris | 12040101,12040104 | 1204010105,1204010406,1204010407 | 120401010502,120401040605,120401040703,120401040705,120401040702,120401040606,120401040704 | 06000025,06000091,06000095,06000097,06000094,06000092,06000096 | 06000001,06000011,06000012,06000015 | 31.0257 | Yes | No | Yes | No | No | 00000020 | 06000037,06002536,06003030,06002638 | No | Project Planning | 30000 | Yes |  |  | 812 | 489 | 2731 | 2613 | 4689 | 24 | 2 | 18.8263 | 2 | 96.263 | No | Yes |  |  |  | 999999 | Yes |  |  | Harris County CIP |  |  | No |  |  | Yes | Alignment with RFPG goals and TWDB guidance principles.
1071 | 061000465 | Catalina | Study to develop a BCR and other data needed to elevate project to a FMP. FIF application information unavailable. | 6 | San Jacinto | Harris | 12040204 | 1204020401 | 120402040100 | 06000106 | 06000001,06000011,06000012,06000015 | 261.6 | Yes | No | Yes | No | No | 00002853 | 06000037,06003030 | No | Project Planning | 30000 | Yes |  |  | 33653 | 28408 | 87865 | 92717 | 155360 | 395 | 16 | 578.0193 | 16 | 596.6868 | No | Yes |  |  |  | 999999 | Yes |  |  | Unknown |  |  | No |  |  | Yes | Alignment with RFPG goals and TWDB guidance principles.
1072 | 061000345 | Spring Gully Watershed Planning Project- Project Phase I | Develop BCA to become FMP. 108 ac-ft of detention storage. Basin A w/ 95 ac-ft of storage, 10 ft depth, inlet & outlet structures consist of 2 culverts & weir. Basin B w/ 13 ac-ft of storage, 10.5 ft depth, inlet & outlet structures of culvert & weir. | 6 | San Jacinto | Harris | 12040104 | 1204010407 | 120401040705 | 06000097 | 06000001,06000011,06000012,06000015 | 3.3129 | Yes | No | Yes | No | No | 00000310 | 00000310,00000020 | No | Project Planning | 30000 | Yes |  |  | 346 | 266 | 441 | 588 | 917 | 0 | 0 | 2.4146 | 0 |  | No | Yes |  |  |  | 999999 | Yes |  |  | HCFCD Bond Program Updates |  |  | No |  |  | Yes | Alignment with RFPG goals and TWDB guidance principles.
1073 | 061000346 | Spring Gully Watershed Planning Project- Project Phase II | Develop BCA to become a FMP. Independent of Phase I. Phase II includes addition of Stormwater Detention Basin C, with 80 acre-feet of detention storage w/ 9.5 ft depth & an inlet and outlet structure consisting of a culvert & a weir. | 6 | San Jacinto | Harris | 12040104 | 1204010407 | 120401040705 | 06000097 | 06000001,06000011,06000012,06000015 | 3.3129 | Yes | No | Yes | No | No | 00000310 | 00000310,00000020 | No | Project Planning | 30000 | Yes |  |  | 346 | 266 | 441 | 588 | 917 | 0 | 0 | 2.4146 | 0 |  | No | Yes |  |  |  | 999999 | Yes |  |  | HCFCD Bond Program Updates |  |  | No |  |  | Yes | Alignment with RFPG goals and TWDB guidance principles.
1074 | 061000347 | Spring Gully Watershed Planning Project- Project Phase III | Complete after phase 2. Relief channel intended to outfall into Stormwater Detention Basin C from Phase 2. Consists of trapezoidal 850-foot channel with cross culvert sized at Prairie Street. Upstream of the culvert crossing, the bottom width is 8 ft. | 6 | San Jacinto | Harris | 12040104 | 1204010407 | 120401040705 | 06000097 | 06000001,06000011,06000012,06000015 | 3.3129 | Yes | No | Yes | No | No | 00000310 | 00000310,00000020 | No | Project Planning | 30000 | Yes |  |  | 346 | 266 | 441 | 588 | 917 | 0 | 0 | 2.4146 | 0 |  | No | Yes |  |  |  | 999999 | Yes |  |  | HCFCD Bond Program Updates |  |  | No |  |  | Yes | Alignment with RFPG goals and TWDB guidance principles.
1075 | 061000185 | Upper Greens Bayou Watershed Study | Watershed wide study using latest data, including MAAPnext models and Atlas 14 rainfall. Study to identify flooding issues within watershed, identify projects to reduce flooding, and provide cost estimates and benefit and cost metrics for each project. | 6 | San Jacinto | Harris | 12040102,12040101,12040104 | 1204010105,1204010201,1204010403,1204010406,1204010407 | 120401010502,120401010501,120401020106,120401020107,120401040605,120401040703,120401040601,120401040702,120401040302,120401040604,120401040606,120401040304,120401040301,120401040602,120401040603,120401040701 | 06000025,06000024,06000031,06000032,06000091,06000095,06000087,06000094,06000079,06000090,06000092,06000081,06000078,06000088,06000089,06000093 | 06000001,06000010,06000015 | 201.4798 | Yes | No | No | No | No | 00000310 | 06002853,06003597,00000310,00000020 | Yes | Watershed Planning | 980000 | Yes |  |  | 24236 | 18993 | 94342 | 84452 | 155940 | 418 | 17 | 320.1966 | 17 | 161.0032 | No | Yes |  |  |  | 999999 | Yes |  |  | Unknown |  |  | No |  |  | Yes | Alignment with RFPG goals and TWDB guidance principles.
1076 | 061000394 | Halls Bayou - Right-Of-Way, Design, and Construction of Channel Conveyance Improvements on P118-08-00 | Develop BCA to become a FMP. This project could reduce the risk of flooding for over 210 structures and could reduce the 1% rainfall event for over 170 acres as part of the Halls Ahead Bond Implementation Program. | 6 | San Jacinto | Harris | 12040104 | 1204010403,1204010406,1204010407 | 120401040605,120401040601,120401040302,120401040604,120401040606,120401040304,120401040603,120401040701 | 06000091,06000087,06000079,06000090,06000092,06000081,06000089,06000093 | 06000001,06000011,06000012,06000015 | 7.2928 | Yes | No | Yes | No | No | 00000310 | 06002853,00000310,00000020 | No | Project Planning | 30000 | Yes |  |  | 39 | 36 | 11 | 64 | 64 | 2 | 0 | 0.67308 | 0 | 0.045808 | No | Yes |  |  |  | 999999 | Yes |  |  | HCFCD Bond Program Updates |  |  | No |  |  | Yes | Alignment with RFPG goals and TWDB guidance principles.
1077 | 061000395 | Halls Bayou - Right-Of-Way, Design, and Construction of Channel Conveyance Improvements on P118-09-00 | Develop BCA to become a FMP. Part of Halls Ahead Bond Implementation Program, could reduce flood risk for 80+ structures, size of the floodplain by 30+ acres & frequency & duration of flooding of up to half a mile of roadway in an Atlas 14 1% event. | 6 | San Jacinto | Harris | 12040104 | 1204010403,1204010406,1204010407 | 120401040605,120401040601,120401040302,120401040604,120401040606,120401040304,120401040603,120401040701 | 06000091,06000087,06000079,06000090,06000092,06000081,06000089,06000093 | 06000001,06000011,06000012,06000015 | 5.6788 | Yes | No | Yes | No | No | 00000310 | 06002853,00000310,00000020 | No | Project Planning | 30000 | Yes |  |  | 260 | 211 | 127 | 425 | 446 | 3 | 0 | 4.3908 | 0 | 0.19472 | No | Yes |  |  |  | 999999 | Yes |  |  | HCFCD Bond Program Updates |  |  | No |  |  | Yes | Alignment with RFPG goals and TWDB guidance principles.
1078 | 061000396 | Halls Bayou - Right-Of-Way, Design, and Construction of Channel Conveyance Improvements on P118-21-00 | Develop BCA to become a FMP. Part of Halls Ahead Bond Implementation Program, could reduce flood risk for 60+ structures & floodplain by 40+ acres. | 6 | San Jacinto | Harris | 12040104 | 1204010403,1204010406,1204010407 | 120401040605,120401040601,120401040302,120401040604,120401040606,120401040304,120401040603,120401040701 | 06000091,06000087,06000079,06000090,06000092,06000081,06000089,06000093 | 06000001,06000011,06000012,06000015 | 6.3084 | Yes | No | Yes | No | No | 00000310 | 06002853,00000310,00000020 | No | Project Planning | 30000 | Yes |  |  | 3555 | 3132 | 4723 | 10527 | 12360 | 35 | 1 | 29.3118 | 1 | 1.6733 | No | Yes |  |  |  | 999999 | Yes |  |  | HCFCD Bond Program Updates |  |  | No |  |  | Yes | Alignment with RFPG goals and TWDB guidance principles.
1079 | 061000397 | Halls Bayou - Right-Of-Way, Design, and Construction of Channel Conveyance Improvements on P118-23-00 and P118-23-02 | Study to develop a BCR required for this project to become a FMP. Would reduce flood risk for 300+ structures, size of floodplain by 200+ acres. Facilitates future drainage projects by more outfall depth. | 6 | San Jacinto | Harris | 12040104 | 1204010403,1204010406,1204010407 | 120401040605,120401040601,120401040302,120401040604,120401040606,120401040304,120401040603,120401040701 | 06000091,06000087,06000079,06000090,06000092,06000081,06000089,06000093 | 06000001,06000011,06000012,06000015 | 1.5696 | Yes | No | Yes | No | No | 00000310 | 06002853,00000310,00000020 | No | Project Planning | 30000 | Yes |  |  | 1432 | 1009 | 2130 | 4495 | 5511 | 8 | 1 | 9.6468 | 1 |  | No | Yes |  |  |  | 999999 | Yes |  |  | HCFCD Bond Program Updates |  |  | No |  |  | Yes | Alignment with RFPG goals and TWDB guidance principles.
1080 | 061000399 | Halls Bayou - Right-Of-Way, Design, and Construction of Channel Conveyance Improvements on P118-25-00 & P118-25-01 | Study to develop a BCR required for this project to become a FMP. Would reduce flood risk for 600+ structures. Facilitates future drainage projects by more outfall depth. | 6 | San Jacinto | Harris | 12040104 | 1204010403,1204010406,1204010407 | 120401040605,120401040601,120401040302,120401040604,120401040606,120401040304,120401040603,120401040701 | 06000091,06000087,06000079,06000090,06000092,06000081,06000089,06000093 | 06000001,06000011,06000012,06000015 | 6.0113 | Yes | No | Yes | No | No | 00000310 | 06002853,00000310,00000020 | No | Project Planning | 30000 | Yes |  |  | 3188 | 2296 | 5412 | 7828 | 10940 | 13 | 1 | 31.8388 | 1 | 0.22157 | No | Yes |  |  |  | 999999 | Yes |  |  | HCFCD Bond Program Updates |  |  | No |  |  | Yes | Alignment with RFPG goals and TWDB guidance principles.
1081 | 061000400 | Halls Bayou - Right-Of-Way, Design, and Construction of Channel Conveyance Improvements on P118-27-00 | Develop BCA to become a FMP. Part of Halls Ahead Bond Implementation Program, could reduce flood risk for 150+ structures, size of the floodplain by 90+ acres, frequency & duration of flooding along 3+ miles of roadway in an Atlas 14 1% event. | 6 | San Jacinto | Harris | 12040104 | 1204010403,1204010406,1204010407 | 120401040605,120401040601,120401040302,120401040604,120401040606,120401040304,120401040603,120401040701 | 06000091,06000087,06000079,06000090,06000092,06000081,06000089,06000093 | 06000001,06000011,06000012,06000015 | 6.0113 | Yes | No | Yes | No | No | 00000310 | 06002853,00000310,00000020 | No | Project Planning | 30000 | Yes |  |  | 3188 | 2296 | 5412 | 7828 | 10940 | 13 | 1 | 31.8388 | 1 | 0.22157 | No | Yes |  |  |  | 999999 | Yes |  |  | HCFCD Bond Program Updates |  |  | No |  |  | Yes | Alignment with RFPG goals and TWDB guidance principles.
1082 | 061000032 | Willow Creek - Overflow Flooding between Burlington Northern Railroad and Hufsmith-Kohrville Rd. Analysis | Study recommended as part of the Willow Creek Watershed Plan. Planning level analysis to identify flooding reasons in Northern Point subdivison south of SH99. | 6 | San Jacinto | Harris | 12040102 | 1204010201,1204010202 | 120401020106,120401020105,120401020205,120401020210,120401020209,120401020212 | 06000031,06000030,06000037,06000042,06000041,06000044 | 06000001,06000011,06000012,06000015 | 2.1739 | Yes | No | Yes | No | No | 00000310 | 06002853,06003302,00000310,00000020 | No | Project Planning | 590000 | Yes |  |  | 10 | 0 | 1 | 8 | 9 | 0 | 1 | 0.50293 | 1 | 2.6586 | No | Yes |  |  |  | 999999 | Yes |  |  | Willow Creek Watershed Plan |  |  | No |  |  | Yes | Alignment with RFPG goals and TWDB guidance principles.
1083 | 061000176 | Lower Greens Feasibility Study | Feasibility study will identify the existing causes of flooding and solutions to reduce the risk of flooding in the lower stretch of Greens Bayou. Potential solutions channel conveyance improvements, detention, or bridge adjustments or replacements. | 6 | San Jacinto | Harris | 12040102,12040101,12040104 | 1204010105,1204010201,1204010403,1204010406,1204010407 | 120401010502,120401010501,120401020106,120401020107,120401040605,120401040703,120401040601,120401040702,120401040302,120401040604,120401040606,120401040304,120401040301,120401040602,120401040603,120401040701 | 06000025,06000024,06000031,06000032,06000091,06000095,06000087,06000094,06000079,06000090,06000092,06000081,06000078,06000088,06000089,06000093 | 06000001,06000011,06000012,06000015 | 26.6528 | Yes | No | No | No | No | 00000310 | 06002853,06003597,00000310,00000020 | No | Project Planning | 1000000 | Yes |  |  | 5930 | 5094 | 8865 | 16919 | 21011 | 58 | 3 | 68.0333 | 3 | 2.357 | No | Yes |  |  |  | 999999 | Yes |  |  | Lower Greens Bayou Feasibility Report |  |  | No |  |  | Yes | Alignment with RFPG goals and TWDB guidance principles.
1084 | 061000425 | Clear Creek - Rehabilitation of the A214-00-00 channel to Restore Channel Conveyance Capacity | Major maintenance to restore channel conveyance capacity. | 6 | San Jacinto | Galveston,Harris | 12040204,12040104 | 1204010405,1204020401,1204020402,1204020404 | 120401040502,120401040501,120402040200,120402040400,120402040100 | 06000086,06000085,06000107,06000109,06000106 | 06000001,06000011,06000012,06000015 | 4.6173 | Yes | No | Yes | No | No | 00000310 | 06002833,00000310,00000020 | No | Project Planning | 30000 | Yes |  |  | 424 | 421 | 490 | 1153 | 1319 | 0 | 0 | 8.9099 | 0 | 3.3783 | No | Yes |  |  |  | 999999 | Yes |  |  | HCFCD Bond Program Updates |  |  | No |  |  | Yes | Alignment with RFPG goals and TWDB guidance principles.
1085 | 061000022 | Lower Clear Creek & Dickinson Bayou Flood Mitigation Plan - Dickinson Bayou Alternative 2 | Further refine the DB Alt. 2 in the LCCDBFMP (2021), including alternative analysis to McFarland Detention Basin, W Cemetery Rd. Detention Basin, Hilton Detention Basin, Magnolia Bayou & Borden Gully Detention Basins, and Diversion Channel at Desel Dr.. | 6 | San Jacinto | Brazoria,Galveston,Fort Bend,Chambers,Harris | 12040204 | 1204020401 | 120402040100 | 06000106 | 06000001,06000011,06000012,06000015 | 86.0205 | Yes | Yes | Yes | No | No | 06003147 | 00000020,00000310,00000006 | No | Project Planning | 1090000 | Yes |  |  | 13029 | 11413 | 36689 | 37976 | 64095 | 147 | 9 | 240.151 | 9 | 128.5207 | No | Yes |  |  |  | 999999 | Yes |  |  | Lower Clear Creek & Dickinson Bayou Flood Mitigation Plan |  |  | No |  |  | Yes | Alignment with RFPG goals and TWDB guidance principles.
1086 | 061000334 | Goose Creek Flood Risk Reduction Phase 1 | Study to develop a Benefit Cost Analysis needed for this project to become a FMP. 1.65 Miles of Goose Creek channel modifications (Downstream of IH 10) with proposed detention basin "J". | 6 | San Jacinto | Harris | 12040104 | 1204010407 | 120401040705,120401040706 | 06000097,06000098 | 06000001,06000011,06000012,06000015 | 34.8319 | Yes | No | Yes | No | No | 00000310 | 06003343,00000310,00000020 | No | Project Planning | 30000 | Yes |  |  | 1883 | 1509 | 5995 | 4487 | 9371 | 64 | 1 | 32.8241 | 1 | 73.128 | No | Yes |  |  |  | 999999 | Yes |  |  | HCFCD Bond Program Updates |  |  | No |  |  | Yes | Alignment with RFPG goals and TWDB guidance principles.
1087 | 061000335 | Goose Creek Flood Risk Reduction Phase 2 | Study to develop a Benefit Cost Analysis needed for this project to become a FMP. 1.00 Mile of Goose Creek channel modifications (Upstream of IH 10) with proposed detention basin "I". | 6 | San Jacinto | Harris | 12040104 | 1204010407 | 120401040705,120401040706 | 06000097,06000098 | 06000001,06000011,06000012,06000015 | 34.8319 | Yes | No | Yes | No | No | 00000310 | 06003343,00000310,00000020 | No | Project Planning | 30000 | Yes |  |  | 1883 | 1509 | 5995 | 4487 | 9371 | 64 | 1 | 32.8241 | 1 | 73.128 | No | Yes |  |  |  | 999999 | Yes |  |  | HCFCD Bond Program Updates |  |  | No |  |  | Yes | Alignment with RFPG goals and TWDB guidance principles.
1088 | 061000336 | Goose Creek Flood Risk Reduction Phase 3 | Study to develop a Benefit Cost Analysis needed for this project to become a FMP. Local channel modifications and crossing structure improvements along O117 and O126. | 6 | San Jacinto | Harris | 12040104 | 1204010407 | 120401040705 | 06000097 | 06000001,06000011,06000012,06000015 | 34.8319 | Yes | No | Yes | No | No | 00000310 | 06003343,00000310,00000020 | No | Project Planning | 30000 | Yes |  |  | 1883 | 1509 | 5995 | 4487 | 9371 | 64 | 1 | 32.8241 | 1 | 73.128 | No | Yes |  |  |  | 999999 | Yes |  |  | HCFCD Bond Program Updates |  |  | No |  |  | Yes | Alignment with RFPG goals and TWDB guidance principles.
1089 | 061000374 | Cedar Bayou Flood Risk Reduction Study - Q128 Channel Improvements from US 90 to Q100 Confluence | Study to develop a Benefit Cost Analysis needed for this project to become a FMP. Cedar Bayou channel improvements from US 90 to Confluence with Q100. | 6 | San Jacinto | Harris | 12040103,12040203,12040104 | 1204010302,1204010407,1204020301,1204020302 | 120401030205,120401040705,120401040706,120401040704,120402030105,120402030104,120402030103,120402030106,120402030102,120402030200,120402030101 | 06000060,06000097,06000098,06000096,06000103,06000102,06000101,06000104,06000100,06000105,06000099 | 06000001,06000011,06000012,06000015 | 4.9094 | Yes | No | Yes | No | No | 00000310 | 00000033,00000310,00000020 | No | Project Planning | 30000 | Yes |  |  | 142 | 81 | 60 | 178 | 199 | 0 | 0 | 6.2482 | 0 | 160.9647 | No | Yes |  |  |  | 999999 | Yes |  |  | HCFCD Bond Program Updates |  |  | No |  |  | Yes | Alignment with RFPG goals and TWDB guidance principles.
1090 | 061000368 | Cedar Bayou Flood Risk Reduction Study - Q130 Channel improvements from Crosby Eastgate Rd. to Q100 Confluence | Study to develop a Benefit Cost Analysis needed for this project to become a FMP. Cedar Bayou Flood Risk Reduction Study - Q130 Channel improvements from Crosby Eastgate Rd. to Q100 Confluence. | 6 | San Jacinto | Harris,Liberty | 12040103,12040203,12040104 | 1204010302,1204010407,1204020301,1204020302 | 120401030205,120401040705,120401040706,120401040704,120402030105,120402030104,120402030103,120402030106,120402030102,120402030200,120402030101 | 06000060,06000097,06000098,06000096,06000103,06000102,06000101,06000104,06000100,06000105,06000099 | 06000001,06000011,06000012,06000015 | 3.5186 | Yes | No | No | No | No | 00000310 | 00000033,00000020,00000310,00000013 | No | Project Planning | 30000 | Yes |  |  | 174 | 138 | 55 | 241 | 241 | 0 | 0 | 3.1316 | 0 | 141.0839 | No | Yes |  |  |  | 999999 | Yes |  |  | HCFCD Bond Program Updates |  |  | No |  |  | Yes | Alignment with RFPG goals and TWDB guidance principles.
1091 | 061000354 | Halls Bayou Drainage Project Bond C-26 & C-27 | Study to develop a Benefit Cost Analysis needed for this project to become a FMP. FIF application information unavailable. | 6 | San Jacinto | Harris | 12040104 | 1204010403,1204010406,1204010407 | 120401040605,120401040601,120401040302,120401040604,120401040606,120401040304,120401040603,120401040701 | 06000091,06000087,06000079,06000090,06000092,06000081,06000089,06000093 | 06000001,06000011,06000012,06000015 | 1.5696 | No | No | No | No | Yes | 00000310 | 06002853,00000310,00000020 | No | Project Planning | 30000 | Yes |  |  | 1432 | 1009 | 2130 | 4495 | 5511 | 8 | 1 | 9.6468 | 1 |  | No | Yes |  |  |  | 999999 | Yes |  |  | HCFCD Bond Program Updates |  |  | No |  |  | Yes | Alignment with RFPG goals and TWDB guidance principles.
1092 | 061000355 | Halls Bayou Drainage Project Bond C-01 | Study to develop a Benefit Cost Analysis needed for this project to become a FMP. FIF application information unavailable. | 6 | San Jacinto | Harris | 12040104 | 1204010403,1204010406,1204010407 | 120401040605,120401040601,120401040302,120401040604,120401040606,120401040304,120401040603,120401040701 | 06000091,06000087,06000079,06000090,06000092,06000081,06000089,06000093 | 06000001,06000011,06000012,06000015 | 6.0113 | No | No | No | No | Yes | 00000310 | 06002853,00000310,00000020 | No | Project Planning | 30000 | Yes |  |  | 3188 | 2296 | 5412 | 7828 | 10940 | 13 | 1 | 31.8388 | 1 | 0.22157 | No | Yes |  |  |  | 999999 | Yes |  |  | HCFCD Bond Program Updates |  |  | No |  |  | Yes | Alignment with RFPG goals and TWDB guidance principles.
1093 | 061000122 | Widen Drainage Systems and Culverts in City of Clear Lake Shores | Further study to widen drainage systems and increase culvert size to accommodate increased water flows. Coordinate efforts with water district. | 6 | San Jacinto | Galveston, Harris | 12040204 | 1204020401 | 120402040100 | 06000106 | 06000001,06000011,06000012,06000015 | 0.71043 | No | No | Yes | No | No | 06002808 | 06002808,00000006 | No | Project Planning | 100000 | No |  |  | 633 | 529 | 2597 | 1131 | 3407 | 4 | 0 | 8.8208 |  |  | No | No |  |  |  |  | Yes |  |  | Galveston County Hazard Mitigation Plan |  |  | No |  |  | Yes | Alignment with RFPG goals and TWDB guidance principles.
1094 | 061000001 | Durant Street Storm Sewer and Pavement Improvements - Phase 1 | Further study of Durant Street Phase 1 to reduce flood risk with upgrades to storm sewer system, concrete curb, gutter, pavement, and sidewalk. | 6 | San Jacinto | Brazoria | 12040204 | 1204020404 | 120402040400 | 06000109 | 06000001,06000011,06000012,06000015 | 0.001817 | No | No | Yes | No | No | 00003020 | 00001801,00000003,00003020,00000006 | No | Project Planning | 110000 | Yes | Bonds/Other Financing | 110000 | [10 empty] | No | No |  |  |  | 999999 | No |  |  | City of Alvin CIP |  |  | No |  |  | Yes | Alignment with RFPG goals and TWDB guidance principles.
1095 | 061000034 | Galveston Bay Watershed Plan- Analysis of PA07 100-year Conveyance Project | Project recommended by the Galveston Bay Watershed Plan. Modeling required to determine no negative Proposed subdivision drainage improvements to the Battle Ground Estates include replacement of driveway crossings and widening F101-08. | 6 | San Jacinto | Chambers,Harris | 12040204,12040104 | 1204010407,1204020401 | 120401040706,120402040100 | 06000098,06000106 | 06000001,06000011,06000012,06000015 | 19.293 | Yes | No | Yes | No | No | 00000310 | 06002834,00000310,00000020 | No | Project Planning | 400000 | Yes |  |  | 3302 | 2855 | 8623 | 7511 | 14150 | 108 | 0 | 55.0564 | 0 | 17.8172 | No | Yes |  |  |  | 999999 | Yes |  |  | Galveston Bay Watershed Plan |  |  | No |  |  | Yes | Alignment with RFPG goals and TWDB guidance principles.
1096 | 061000035 | Galveston Bay Watershed Plan- Analysis of PA08 100-year Conveyance Project | Project recommended by the Galveston Bay Watershed Plan. Modeling required to determine no negative impacts. Storm sewer improvements to Monument Estates, increase roadside ditch capacity, and expand bypass channel outflowing into F101-00-00. | 6 | San Jacinto | Chambers,Harris | 12040204,12040104 | 1204010407,1204020401 | 120401040706,120402040100 | 06000098,06000106 | 06000001,06000011,06000012,06000015 | 19.293 | Yes | No | Yes | No | No | 00000310 | 06002834,00000310,00000020 | No | Project Planning | 800000 | Yes |  |  | 3302 | 2855 | 8623 | 7511 | 14150 | 108 | 0 | 55.0564 | 0 | 17.8172 | No | No |  |  |  | 999999 | Yes |  |  | Galveston Bay Watershed Plan |  |  | No |  |  | Yes | Alignment with RFPG goals and TWDB guidance principles.
1097 | 061000039 | City of Alvin Master Drainage Plan | Comprehensive review of current drainage, studies and recommendations for future projects and studies to create a Master Drainage Plan for the City of Alvin. | 6 | San Jacinto | Brazoria,Galveston,Fort Bend | 12040204 | 1204020401,1204020402,1204020403,1204020404 | 120402040300,120402040200,120402040400,120402040100 | 06000108,06000107,06000109,06000106 | 06000001,06000011,06000012,06000015 | 25.0883 | No | No | Yes | No | No | 00003020 | 00001801,00000003,00003020 | No | Watershed Planning | 100000 | Yes | Entity/ Budget Funds | 50000 | 3445 | 2605 | 15192 | 8721 | 21569 | 18 | 0 | 56.8068 | 0 | 262.2956 | Yes | No |  |  |  | 999999 | No |  |  | City of Alvin 2020 HMP |  |  | No |  |  | Yes | Alignment with RFPG goals and TWDB guidance principles.
1098 | 061000003 | City of Arcola Regional Drainage Improvements | Further study of proposed flood risk reduction project that includes various drainage improvement alternatives. | 6 | San Jacinto | Fort Bend | 12040204 | 1204020404 | 120402040400 | 06000109 | 06000001,06000011,06000012,06000015 | 2.5981 | No | No | Yes | No | No | 00002557 | 00000009,06002537 | No | Project Planning | 233000 | Yes |  |  | 41 | 37 | 3 | 39 | 39 | 0 | 0 | 0.21682 | 0 | 1.2274 | No | No |  |  |  | 999999 | No |  |  | Fort Bend County HMP |  |  | No |  |  | Yes | Alignment with RFPG goals and TWDB guidance principles.
1099 | 061000015 | City of Bellaire Cypress Ditch Drainage Improvements | Perform engineering services to develop and advance a flood risk reduction project in the Cypress Ditch area, servicing the southern part of the City of Bellaire. | 6 | San Jacinto | Harris | 12040104 | 1204010404 | 120401040402,120401040401 | 06000084,06000083 | 06000001,06000011,06000012,06000015 | 3.585 | No | No | Yes | No | No | 06002854 | 06002854,00000310,00000020 | No | Project Planning | 1000000 | Yes | Bonds/Other Financing | 250000 | 5879 | 5539 | 25741 | 16463 | 37604 | 71 | 0 | 70.9143 | 0 | 0.15174 | Yes | No |  |  |  | 999999 | Yes |  |  | City of Bellaire CIP |  |  | No |  |  | Yes | Alignment with RFPG goals and TWDB guidance principles.
1100 | 061000002 | Durant Street Storm Sewer and Pavement Improvements - Phase 2 | Further study of Durant Street Phase 2 to reduce flood risk with upgrades to storm sewer system, concrete curb, gutter, pavement, and sidewalk. | 6 | San Jacinto | Brazoria | 12040204 | 1204020404 | 120402040400 | 06000109 | 06000001,06000011,06000012,06000015 | 0.0021304 | No | No | Yes | No | No | 00003020 | 00001801,00000003,00003020,00000006 | No | Project Planning | 90000 | Yes | Bonds/Other Financing | 90000 | [10 empty] | No | No |  |  |  | 999999 | No |  |  | City of Alvin CIP |  |  | No |  |  | Yes | Alignment with RFPG goals and TWDB guidance principles.
1101 | 061000041 | City of Manvel SH. 6 Drainage Improvements | Further study of state Highway 6 drainage improvements, including storm sewer upgrades to meet current capacities, ditch deepening, and sub regional detention ponds. Project will also widen and reshape ditches, and upgrade culverts. | 6 | San Jacinto | Brazoria | 12040204 | 1204020401,1204020402,1204020404 | 120402040200,120402040400,120402040100 | 06000107,06000109,06000106 | 06000001,06000011,06000012,06000015 | 27.4094 | No | No | Yes | No | No | 06002985 | 00001801,00000003,06002985 | No | Project Planning | 3000000 | Yes |  |  | 1250 | 966 | 6741 | 1895 | 8190 | 8 | 0 | 43.3129 | 0 | 178.8015 | No | Yes |  |  |  | 999999 | No |  |  | Brazoria County HMAP |  |  | No |  |  | Yes | Alignment with RFPG goals and TWDB guidance principles.
1102 | 061000042 | Chambers County Dam and Levee Failure Inundation Map Update | Further study for all participating jurisdiction to update dam and levee failure inundation maps, and update floodplain and floodway maps throughout the county. The updated maps will also be made available to the public. | 6 | San Jacinto | Chambers | 12040203 | 1204020301,1204020302 | 120402030105,120402030104,120402030106,120402030200 | 06000103,06000102,06000104,06000105 | 06000001,06000010,06000015 | 865.5478 | No | No | Yes | No | No | 00000013 | 00004001,00000013,06003602 | No | Watershed Planning | 25000 | Yes |  |  | 151 | 56 | 715 | 127 | 797 | 0 | 0 | 7.2969 | 0 | 354.0844 | No | Yes |  |  |  | 999999 | Yes |  |  | Chambers County HMAP |  |  | No |  |  | Yes | Alignment with RFPG goals and TWDB guidance principles.
1103 | 061000043 | City of Alvin Detention Pond Construction - Mustang and Dickinson Bayou | Further assessment and design of detention ponds needed along Mustang and Dickinson Bayous to reduce flood risk in the City of Alvin. | 6 | San Jacinto | Brazoria,Galveston,Fort Bend | 12040204 | 1204020401,1204020402,1204020403,1204020404 | 120402040300,120402040200,120402040400,120402040100 | 06000108,06000107,06000109,06000106 | 06000001,06000011,06000012,06000015 | 25.0883 | Yes | No | No | No | No | 00003020 | 06000037,06003030 | No | Project Planning | 200000 | Yes | Entity/ Budget Funds | 50000 | 3445 | 2605 | 15192 | 8721 | 21569 | 18 | 0 | 56.8068 | 0 | 262.2956 | No | Yes |  |  |  | 999999 | No |  |  | City of Alvin 2020 HMP |  |  | No |  |  | Yes | Alignment with RFPG goals and TWDB guidance principles.
1104 | 061000067 | City of Alvin Dickinson Bayou Watershed Study | Study of Dickinson Bayou Watershed to determine drainage improvement alternatives. | 6 | San Jacinto | Brazoria,Galveston,Fort Bend | 12040204 | 1204020401,1204020402,1204020403,1204020404 | 120402040300,120402040200,120402040400,120402040100 | 06000108,06000107,06000109,06000106 | 06000001,06000010,06000015 | 25.0883 | Yes | No | No | No | No | 00003020 | 00001801,00000003,00003020 | No | Watershed Planning | 500000 | Yes | Entity/ Budget Funds | 125000 | 3445 | 2605 | 15192 | 8721 | 21569 | 18 | 0 | 56.8068 | 0 | 262.2956 | No | Yes |  |  |  | 999999 | Yes |  |  | City of Alvin 2020 HMP |  |  | No |  |  | Yes | Alignment with RFPG goals and TWDB guidance principles.
1105 | 061000044 | Chambers County Property Protection | Study to determine flood risk reduction potential of clearing obstacles, widen and reshape ditches, and upgrade culverts to restore adequate drainage to mitigate flooding throughout all participating jurisdictions. | 6 | San Jacinto | Chambers | 12040203 | 1204020301,1204020302 | 120402030105,120402030104,120402030106,120402030200 | 06000103,06000102,06000104,06000105 | 06000001,06000011,06000012,06000015 | 865.5478 | No | No | Yes | No | No | 00000013 | 00000013,00000280,06003602 | No | Project Planning | 500000 | Yes |  |  | 151 | 56 | 715 | 127 | 797 | 0 | 0 | 7.2969 | 0 | 354.0844 | No | Yes |  |  |  | 999999 | Yes |  |  | Chambers County HMAP |  |  | No |  |  | Yes | Alignment with RFPG goals and TWDB guidance principles.
1106 | 061000050 | West Chocolate Bayou (CR 383 Ditch) | Further study including Atlas 14 rainfall incorporation and Benefit Cost Analysis of proposed channel modifications included in the City of Pearland master drainage plan. | 6 | San Jacinto | Brazoria,Fort Bend | 12040204 | 1204020404 | 120402040400 | 06000109 | 06000001,06000011,06000012,06000015 | 3.3721 | Yes | No | No | No | No | 06001583 | 06000037,06003030 | No | Project Planning | 252400 | Yes |  |  | 0 | 0 | 0 | 0 | 0 | 0 | 0 | 0.011529 | 0 | 0.044744 | No | Yes |  |  |  | 999999 | Yes |  |  | Pearland - BDD4 MDP |  |  | No |  |  | Yes | Alignment with RFPG goals and TWDB guidance principles.
1107 | 061000054 | Cannon Ditch Segment 2 | Further study including Atlas 14 rainfall incorporation and Benefit Cost Analysis of proposed channel modifications included in the City of Pearland master drainage plan. | 6 | San Jacinto | Brazoria | 12040204 | 1204020401,1204020402 | 120402040200,120402040100 | 06000107,06000106 | 06000001,06000011,06000012,06000015 | 5.7086 | Yes | No | No | No | No | 06001583 | 00001801,00000003,06002790,06002985 | No | Project Planning | 932000 | Yes |  |  | 574 | 342 | 298 | 641 | 814 | 0 | 0 | 2.7788 | 0 | 26.8471 | No | Yes |  |  |  | 999999 | Yes |  |  | Pearland - BDD4 MDP |  |  | No |  |  | Yes | Alignment with RFPG goals and TWDB guidance principles.
1108 | 061000064 | Mustang Bayou Middle Segment | Further study including Atlas 14 rainfall incorporation and Benefit Cost Analysis of proposed channel modifications included in the City of Pearland master drainage plan. | 6 | San Jacinto | Brazoria,Fort Bend | 12040204 | 1204020404 | 120402040400 | 06000109 | 06000001,06000011,06000012,06000015 | 5.3506 | Yes | No | No | No | No | 06001583 | 00000003,06002790,06002985,00000009,00001801 | No | Project Planning | 1212000 | Yes |  |  | 257 | 202 | 1668 | 487 | 2051 | 1 | 0 | 5.6158 | 0 | 39.2909 | No | Yes |  |  |  | 999999 | Yes |  |  | Pearland - BDD4 MDP |  |  | No |  |  | Yes | Alignment with RFPG goals and TWDB guidance principles.
1109 | 061000066 | Mustang Bayou Upper Segment | Further study including Atlas 14 rainfall incorporation and Benefit Cost Analysis of proposed channel modifications included in the City of Pearland master drainage plan. | 6 | San Jacinto | Fort Bend | 12040204 | 1204020401,1204020404 | 120402040400,120402040100 | 06000109,06000106 | 06000001,06000011,06000012,06000015 | 7.0702 | Yes | No | No | No | No | 06001583 | 06002853,00000009,06002789 | No | Project Planning | 2040000 | Yes |  |  | 415 | 367 | 120 | 771 | 778 | 0 | 3 | 4.4755 | 3 | 19.5139 | No | Yes |  |  |  | 999999 | Yes |  |  | Pearland - BDD4 MDP |  |  | No |  |  | Yes | Alignment with RFPG goals and TWDB guidance principles.
1110 | 061000083 | Liberty County Drainage Projects | Further study of proposed drainage projects throughout the county- including adding ditches, detention ponds and detention basins in identified locations throughout the county in order to improve drainage. | 6 | San Jacinto | Liberty | 12040103,12040203 | 1204010301,1204010302,1204010304,1204020301 | 120401030201,120401030108,120401030109,120401030205,120401030402,120401030203,120401030204,120401030202,120401030401,120402030104,120402030103,120402030102,120402030101 | 06000056,06000053,06000054,06000060,06000070,06000058,06000059,06000057,06000069,06000102,06000101,06000100,06000099 | 06000001,06000011,06000012,06000015 | 1169.7637 | No | No | Yes | No | No | 00000033 | 06003573,00000033,00004000,06002530,06002647,06002646,06002531,06003602 | No | Project Planning | 2000000 | Yes |  |  | 3618 | 2271 | 2546 | 3575 | 4854 | 8 | 7 | 144.1685 | 7 | 1379.4773 | No | No |  |  |  | 999999 | Yes |  |  | Liberty County Hazard Mitigation Plan |  |  | No |  |  | Yes | Alignment with RFPG goals and TWDB guidance principles.
1111 | 061000076 | Dredging Cedar Bayou | Study of proposed Cedar Bayou dredging to determine flood risk reduction potential. | 6 | San Jacinto | Chambers | 12040203 | 1204020301,1204020302 | 120402030105,120402030104,120402030106,120402030200 | 06000103,06000102,06000104,06000105 | 06000001,06000011,06000012,06000015 | 44.2277 | Yes | No | No | No | No | 00000013 | 00004000,06003573,06003343,00000013,06003602 | No | Project Planning | 7070000 | Yes |  |  | 119 | 44 | 677 | 91 | 735 | 0 | 0 | 6.2904 | 0 | 341.0837 | No | Yes |  |  |  | 999999 | Yes |  |  | Chambers County HMAP |  |  | No |  |  | Yes | Alignment with RFPG goals and TWDB guidance principles.
1112 | 061000135 | Recanalization Feasibility Study | Dechannelize existing feeder creeks that flow from north to south and improve drainage for strom water runoff. | 6 | San Jacinto | Liberty | 12040103,12040203 | 1204010301,1204010302,1204010304,1204020301 | 120401030201,120401030108,120401030109,120401030205,120401030402,120401030203,120401030204,120401030202,120401030401,120402030104,120402030103,120402030102,120402030101 | 06000056,06000053,06000054,06000060,06000070,06000058,06000059,06000057,06000069,06000102,06000101,06000100,06000099 | 06000001,06000011,06000012,06000015 | 1169.7637 | Yes | No | Yes | No | No | 00000033 | 00000280,00000033,00000287,00004000,00004001,06003602 | No | Project Planning | 486000 | Yes |  |  | 3618 | 2271 | 2546 | 3575 | 4854 | 8 | 7 | 144.1685 | 7 | 1379.4773 | No | No |  |  |  | 999999 | Yes |  |  | Liberty County Hazard Mitigation Plan |  |  | No |  |  | Yes | Alignment with RFPG goals and TWDB guidance principles.
1113 | 061000142 | Shadowbend Drainage Improvements Phase 2 | Further study of component of 1993 master Drainage Plan Phase 1 to include Atlas 14 rainfall. | 6 | San Jacinto | Galveston,Harris | 12040204 | 1204020401,1204020402 | 120402040200,120402040100 | 06000107,06000106 | 06000001,06000011,06000012,06000015 | 20.8292 | No | No | Yes | No | No | 06002833 | 06002833,00000020,00000310,00000006 | No | Project Planning | 950000 | Yes | Entity/ Budget Funds |  | 1680 | 1601 | 2108 | 4640 | 5467 | 2 | 5 | 37.7204 | 5 | 18.3731 | No | No |  |  |  | 999999 | Yes |  |  | Galveston County Hazard Mitigation Plan |  |  | No |  |  | Yes | Alignment with RFPG goals and TWDB guidance principles.
1114 | 061000148 | Liberty County Culvert Replacement Project | Increase culvert size in identified flood hazard problem areas within Liberty County. | 6 | San Jacinto | Liberty | 12040103,12040203 | 1204010301,1204010302,1204010304,1204020301 | 120401030201,120401030108,120401030109,120401030205,120401030402,120401030203,120401030204,120401030202,120401030401,120402030104,120402030103,120402030102,120402030101 | 06000056,06000053,06000054,06000060,06000070,06000058,06000059,06000057,06000069,06000102,06000101,06000100,06000099 | 06000001,06000011,06000012,06000015 | 1169.7637 | No | No | Yes | No | No | 00000033 | 06003573,00000033,00004000,06002530,06002647,06002646,06002531,06003602 | No | Project Planning | 120000 | Yes |  |  | 3618 | 2271 | 2546 | 3575 | 4854 | 8 | 7 | 144.1685 | 7 | 1379.4773 | No | No |  |  |  | 999999 | Yes |  |  | Liberty County Hazard Mitigation Plan |  |  | No |  |  | Yes | Alignment with RFPG goals and TWDB guidance principles.
1115 | 061000160 | Liberty County Regional Flood Drainage Plan | Regional drainage study to establish a county wide drainage plan including atlas 14 rainfall. | 6 | San Jacinto | Liberty | 12040103,12040203 | 1204010301,1204010302,1204010304,1204020301 | 120401030201,120401030108,120401030109,120401030205,120401030402,120401030203,120401030204,120401030202,120401030401,120402030104,120402030103,120402030102,120402030101 | 06000056,06000053,06000054,06000060,06000070,06000058,06000059,06000057,06000069,06000102,06000101,06000100,06000099 | 06000001,06000011,06000012,06000015 | 1169.7637 | No | No | Yes | No | No | 00000033 | 06003573,00000033,00004000,06002530,06002647,06002646,06002531,06003602 | No | Project Planning | 486000 | Yes |  |  | 3618 | 2271 | 2546 | 3575 | 4854 | 8 | 7 | 144.1685 | 7 | 1379.4773 | No | No |  |  |  | 999999 | Yes |  |  | Liberty County Hazard Mitigation Plan |  |  | No |  |  | Yes | Alignment with RFPG goals and TWDB guidance principles.
1116 | 061000173 | Update Liberty County FIRMs to Include Bench Marks | Add bench marks to updated Flood Insurance Rate Maps. | 6 | San Jacinto | Liberty | 12040103,12040203 | 1204010301,1204010302,1204010304,1204020301 | 120401030201,120401030108,120401030109,120401030205,120401030402,120401030203,120401030204,120401030202,120401030401,120402030104,120402030103,120402030102,120402030101 | 06000056,06000053,06000054,06000060,06000070,06000058,06000059,06000057,06000069,06000102,06000101,06000100,06000099 | 06000001,06000010,06000015 | 1169.7637 | No | No | Yes | No | No | 00000033 | 00002531,00000033,06003602 | No | Watershed Planning | 50000 | Yes |  |  | 3618 | 2271 | 2546 | 3575 | 4854 | 8 | 7 | 144.1685 | 7 | 1379.4773 | No | No |  |  |  | 999999 | Yes |  |  | Liberty County Hazard Mitigation Plan |  |  | No |  |  | Yes | Alignment with RFPG goals and TWDB guidance principles.
1117 | 061000175 | Regional Implementation of Large Diameter Deep Tunnel Systems for Storm Water Management | Further study of regional Implementation of Large Diameter Deep Tunnel Systems for Storm Water Management. | 6 | San Jacinto | Harris | 12040203,12040104,12040101,12040103,12040204,12040102 | 1204010104,1204010105,1204010201,1204010202,1204010301,1204010302,1204010304,1204010401,1204010402,1204010403,1204010404,1204010405,1204010406,1204010407,1204020301,1204020302,1204020401 | 120401010502,120401040605,120401040703,120401040705,120401040702,120401040606,120401040704 | 06000025,06000091,06000095,06000097,06000094,06000092,06000096 | 06000001,06000011,06000012,06000015 | 1770.8157 | Yes | No | Yes | No | No | 00000310 | 00002853,00000310,00000020,06003602 | No | Project Planning | 20000000 | Yes |  |  | 143642 | 120807 | 590954 | 545505 | 976798 | 2332 | 89 | 2407.7336 | 89 | 5993.4692 | No | Yes |  |  |  | 999999 | Yes |  |  | Z100-00-00-P026 |  |  | No |  |  | Yes | Alignment with RFPG goals and TWDB guidance principles.
1118 | 061000197 | Harris County Wide - Investigation of City of Houston Properties for Conversion to Stormwater Detention Basins | Further study for design and construction of stormwater detention basins on various City of Houston properties could reduce the risk of flooding in the area. | 6 | San Jacinto | Harris | 12040203,12040104,12040101,12040103,12040204,12040102 | 1204010104,1204010105,1204010201,1204010202,1204010301,1204010302,1204010304,1204010401,1204010402,1204010403,1204010404,1204010405,1204010406,1204010407,1204020301,1204020302,1204020401 | 120401020104,120401020106,120401040601,120401040305,120401040302,120401040604,120401040303,120401040304,120401040301,120401040701 | 06000029,06000031,06000087,06000082,06000079,06000090,06000080,06000081,06000078,06000093 | 06000001,06000011,06000012,06000015 | 1770.8157 | Yes | No | Yes | No | No | 00000310 | 06002853,00000310,00000020,06003602 | No | Project Planning | 500000 | Yes |  |  | 143642 | 120807 | 590954 | 545505 | 976798 | 2332 | 89 | 2407.7336 | 89 | 5993.4692 | No | Yes |  |  |  | 999999 | Yes |  |  | HCFCD Bond Program Updates |  |  | No |  |  | Yes | Alignment with RFPG goals and TWDB guidance principles.
1119 | 061000225 | City of Bellaire Master Drainage Plan | Conduct planning study to produce a Master Drainage Plan for the City of Bellaire, identifying and developing specific flood-related capital improvements and implementation plans necessary to acheive a desired level of service / flood protection. | 6 | San Jacinto | Harris | 12040104 | 1204010404 | 120401040402,120401040401 | 06000084,06000083 | 06000001,06000011,06000012,06000015 | 3.585 | Yes | No | No | No | No | 06002854 | 06002854,00000310,00000020 | Yes | Watershed Planning | 1500000 | Yes | Bonds/Other Financing | 375000 | 5879 | 5539 | 25741 | 16463 | 37604 | 71 | 0 | 70.9143 | 0 | 0.15174 | Yes | No |  |  |  | 999999 | Yes |  |  | Task 4A data |  |  | Yes |  |  | Yes | Alignment with RFPG goals and TWDB guidance principles.
1120 | 061000233 | City of Dayton Master Drainage Plan | Study to develop Master Drainage Plan using future and existing land use and flood/storm water drainage needs including Atlas 14 rainfall. | 6 | San Jacinto | Liberty | 12040203 | 1204020301 | 120402030104,120402030103,120402030102,120402030101 | 06000102,06000101,06000100,06000099 | 06000001,06000011,06000012,06000015 | 30.584 | Yes | No | No | No | No | 00002531 | 06002531,00000033,06003602 | No | Watershed Planning | 480000 | Yes |  |  | 32 | 26 | 25 | 74 | 74 | 0 |  | 0.92757 |  | 65.6001 | Yes | No |  |  |  | 999999 | Yes |  |  | Task 4A data |  |  | Yes |  |  | Yes | Alignment with RFPG goals and TWDB guidance principles.
1121 | 061000237 | City of Friendswood Master Drainage Plan | Study to develop Master Drainage Plan using future and existing land use and flood/storm water drainage needs including Atlas 14 rainfall. | 6 | San Jacinto | Galveston,Harris | 12040204 | 1204020401,1204020402 | 120402040200,120402040100 | 06000107,06000106 | 06000001,06000011,06000012,06000015 | 20.8292 | No | No | Yes | No | No | 06002833 | 06002833,00000020,00000310,00000006 | Yes | Watershed Planning | 750000 | Yes |  |  | 1680 | 1601 | 2108 | 4640 | 5467 | 2 | 5 | 37.7204 | 5 | 18.3731 | Yes | No |  |  |  | 999999 | Yes |  |  | Task 4A data |  |  | No |  |  | Yes | Alignment with RFPG goals and TWDB guidance principles.
1122 | 061000248 | City of Huntsville Master Drainage Plan | Study to develop Master Drainage Plan using future and existing land use and flood/storm water drainage needs including Atlas 14 rainfall. | 6 | San Jacinto | Walker | 12040101,12040103 | 1204010101,1204010102,1204010303 | 120401010104,120401010102,120401010201,120401010202,120401030302 | 06000004,06000002,06000005,06000006,06000062 | 06000001,06000011,06000012,06000015 | 43.2448 | No | No | Yes | No | No | 00002584 | 06002584,00000053 | Yes | Watershed Planning | 349000 | Yes |  |  | 114 | 96 | 193 | 244 | 349 | 1 | 1 | 2.6969 | 1 | 9.2616 | Yes | No |  |  |  | 999999 | Yes |  |  | Task 4A data |  |  | No |  |  | Yes | Alignment with RFPG goals and TWDB guidance principles.
1123 | 061000263 | City of Mont Belvieu Master Drainage Plan | Study to develop Master Drainage Plan using future and existing land use and flood/storm water drainage needs including Atlas 14 rainfall. | 6 | San Jacinto | Chambers,Harris,Liberty | 12040203 | 1204020301 | 120402030105,120402030104 | 06000103,06000102 | 06000001,06000011,06000012,06000015 | 17.1975 | Yes | Yes | No | No | No | 00003573 | 00003573,00000013,06003602 | No | Watershed Planning | 390000 | Yes |  |  | 30 | 11 | 18 | 15 | 30 | 0 | 0 | 1.5434 | 0 | 5.0983 | Yes | No |  |  |  | 999999 | Yes |  |  | Task 4A data |  |  | Yes |  |  | Yes | Alignment with RFPG goals and TWDB guidance principles.
1124 | 061000296 | City of Webster Master Drainage Plan | Study to develop Master Drainage Plan using future and existing land use and flood/storm water drainage needs including Atlas 14 rainfall. | 6 | San Jacinto | Harris | 12040204 | 1204020401 | 120402040100 | 06000106 | 06000001,06000011,06000012,06000015 | 6.5977 | No | No | Yes | No | No | 06003306 | 06003306,00000310,00000020 | Yes | Watershed Planning | 280000 | Yes |  |  | 209 | 164 | 1330 | 1940 | 2809 | 0 | 1 | 8.485 | 1 | 18.7376 | Yes | No |  |  |  | 999999 | Yes |  |  | Task 4A data |  |  | No |  |  | Yes | Alignment with RFPG goals and TWDB guidance principles.
1125 | 061000297 | City of West University Place Master Drainage Plan | Study to develop refine Master Drainage Plan and Projects using future and existing land use and flood/storm water drainage needs including Atlas 14 rainfall. | 6 | San Jacinto | Harris | 12040104 | 1204010404 | 120401040402 | 06000084 | 06000001,06000011,06000012,06000015 | 1.9972 | Yes | No | No | No | No | 06003595 | 06003595,00000310,00000020 | No | Watershed Planning | 190000 | Yes | Internal CIP Dollars | 38000 | 940 | 923 | 2414 | 2931 | 4613 | 6 | 0 | 11.8923 | 0 |  | Yes | No |  |  |  | 999999 | Yes |  |  | Task 4A data |  |  | Yes |  |  | Yes | Alignment with RFPG goals and TWDB guidance principles.
1126 | 061000302 | Chambers Flood Mapping Updates | County wide study to produce flood mappping updates including Atlas 14 rainfall. | 6 | San Jacinto | Chambers | 12040203 | 1204020301,1204020302 | 120402030105,120402030104,120402030106,120402030200 | 06000103,06000102,06000104,06000105 | 06000001,06000010,06000015 | 865.5478 | Yes | No | Yes | No | No | 00000013 | 06003512,06003573,00000013,00004000,06002493,06003307,06003345,06003544,06003343,06003344,06003396,06003602 | Yes | Watershed Planning | 631000 | Yes |  |  | 151 | 56 | 715 | 127 | 797 | 0 | 0 | 7.2969 | 0 | 354.0844 | Yes | No |  |  |  | 999999 | Yes |  |  | Task 4A data |  |  | No |  |  | Yes | Alignment with RFPG goals and TWDB guidance principles.
1127 | 061000308 | San Jacinto Flood Mapping Updates | County wide study to produce flood mappping updates including Atlas 14 rainfall. | 6 | San Jacinto | San Jacinto | 12040103 | 1204010301,1204010302,1204010303,1204010304 | 120401030201,120401030108,120401030106,120401030107,120401030303,120401030305,120401030202,120401030301,120401030302,120401030304,120401030306,120401030401,120401030307,120401030308 | 06000056,06000053,06000051,06000052,06000063,06000065,06000057,06000061,06000062,06000064,06000066,06000069,06000067,06000068 | 06000001,06000010,06000015 | 625.6853 | Yes | No | Yes | No | No | 00000047 | 00000047 | Yes | Watershed Planning | 1419000 | Yes |  |  | 1028 | 933 | 580 | 1376 | 1376 | 0 | 1 | 47.9233 | 1 | 63.1179 | Yes | No |  |  |  | 999999 | Yes |  |  | Task 4A data |  |  | No |  |  | Yes | Alignment with RFPG goals and TWDB guidance principles.
1128 | 061000309 | Walker Flood Mapping Updates | County wide study to produce flood mappping updates including Atlas 14 rainfall. | 6 | San Jacinto | Walker | 12040101,12040103 | 1204010101,1204010102,1204010301,1204010303 | 120401010104,120401010101,120401010102,120401010103,120401010201,120401010202,120401010203,120401010204,120401030101,120401030106,120401030303,120401030305,120401030301,120401030302 | 06000004,06000001,06000002,06000003,06000005,06000006,06000007,06000008,06000046,06000051,06000063,06000065,06000061,06000062 | 06000001,06000010,06000015 | 797.8365 | Yes | No | Yes | No | No | 00000053 | 06002584,06003391,00000053 | Yes | Watershed Planning | 1747000 | Yes |  |  | 505 | 437 | 266 | 545 | 657 | 1 | 2 | 25.4257 | 2 | 180.4647 | Yes | No |  |  |  | 999999 | Yes |  |  | Task 4A data |  |  | No |  |  | Yes | Alignment with RFPG goals and TWDB guidance principles.
1129 | 061000310 | Waller Flood Mapping Updates | County wide study to produce flood mappping updates including Atlas 14 rainfall. | 6 | San Jacinto | Waller | 12040102,12040104 | 1204010201,1204010202,1204010401,1204010402 | 120401020102,120401020103,120401020204,120401020101,120401020201,120401020202,120401020203,120401020205,120401020207,120401020206,120401040102,120401040103,120401040101,120401040203 | 06000027,06000028,06000036,06000026,06000033,06000034,06000035,06000037,06000039,06000038,06000072,06000073,06000071,06000077 | 06000001,06000010,06000015 | 515.9483 | Yes | No | Yes | No | No | 00000024 | 06003390,06002853,06002795,06002794 | Yes | Watershed Planning | 2300000 | Yes |  | 230000 | 1067 | 708 | 1171 | 1859 | 2410 | 6 | 19 | 40.9138 | 19 | 1357.3173 | Yes | No |  |  |  | 999999 | Yes |  |  | Task 4A data |  |  | No |  |  | Yes | Alignment with RFPG goals and TWDB guidance principles.
1130 | 061000338 | Willow Creek Watershed Plan- Immediate: Selective Clearing BNRR to Mouth | Study to develop a BCR required for this project to become a FMP. Selective clearing from BNRR to mouth to increase riverine storm water conveyance, maintain tree canopy & veg. diversity, minimize impact on riparian & uplands habitats. | 6 | San Jacinto | Harris | 12040102 | 1204010201,1204010202 | 120401020106,120401020105,120401020210 | 06000031,06000030,06000042 | 06000001,06000011,06000012,06000015 | 10.9637 | Yes | No | No | No | No | 00000310 | 06002853,00000310,00000020 | No | Project Planning | 30000 | Yes |  |  | 828 | 581 | 1048 | 1833 | 2443 | 6 | 5 | 24.8491 | 5 | 55.8085 | No | Yes |  |  |  | 999999 | Yes |  |  | HCFCD Bond Program Updates |  |  | No |  |  | Yes | Alignment with RFPG goals and TWDB guidance principles.
1131 | 061000339 | Willow Creek Watershed Plan - M120 Detention/Preservation Site | Study to develop BCA to become a FMP. Pursue purchase of property for regional detention, floodplain preservation, & habitat preservation. | 6 | San Jacinto | Harris | 12040102 | 1204010201,1204010202 | 120401020106,120401020105,120401020210 | 06000031,06000030,06000042 | 06000001,06000011,06000012,06000015 | 10.9637 | Yes | No | Yes | No | No | 00000310 | 06002853,00000310,00000020 | No | Project Planning | 30000 | Yes |  |  | 828 | 581 | 1048 | 1833 | 2443 | 6 | 5 | 24.8491 | 5 | 55.8085 | No | Yes |  |  |  | 999999 | Yes |  |  | HCFCD Bond Program Updates |  |  | No |  |  | Yes | Alignment with RFPG goals and TWDB guidance principles.
1132 | 061000322 | Jackson Bayou Watershed Planning Project- Immediate: First Street Crossing Mitigation | Develop BCA to become a FMP. Priority ranking #1, 0.5 mile upstream along Jackson Bayou identified to fulfill mitigation efforts. Culvert upsizing recommended at First Street. Improvements produced need or 32.4 acre-feet of detention. | 6 | San Jacinto | Harris | 12040104 | 1204010407 | 120401040704 | 06000096 | 06000001,06000011,06000012,06000015 | 0.51402 | Yes | No | Yes | No | No | 00000310 | 00000310,00000020 | No | Project Planning | 30000 | Yes |  |  | 111 | 83 | 495 | 126 | 598 | 8 | 0 | 1.3959 | 0 | 1.7424 | No | Yes |  |  |  | 999999 | Yes |  |  | HCFCD Bond Program Updates |  |  | No |  |  | Yes | Alignment with RFPG goals and TWDB guidance principles.
1133 | 061000051 | West Fork Chocolate (Cold River Ranch Ditch) | Further study of proposed channel modifications to Cold River Ranch Ditch included in the City of Pearland master drainage plan to include Atlas 14 rainfall. | 6 | San Jacinto | Brazoria | 12040204 | 1204020404 | 120402040400 | 06000109 | 06000001,06000011,06000012,06000015 | 1.6085 | Yes | No | No | No | No | 06001583 | 00001801,00000003,06002985,06002993 | No | Project Planning | 200000 | Yes |  |  | 60 | 54 | 7 | 56 | 56 | 0 |  | 1.1901 |  | 0.44331 | No | Yes |  |  |  | 999999 | Yes |  |  | Pearland - BDD4 MDP |  |  | No |  |  | Yes | Alignment with RFPG goals and TWDB guidance principles.
1134 | 061000052 | West Fork Chocolate Bayou | Further study including Atlas 14 rainfall incorporation and Benefit Cost Analysis of proposed channel modifications included in the City of Pearland master drainage plan. | 6 | San Jacinto | Brazoria,Fort Bend | 12040204 | 1204020404 | 120402040400 | 06000109 | 06000001,06000011,06000012,06000015 | 13.8918 | Yes | No | No | No | No | 06001583 | 00000003,06002985,00000009,06002537,06002993,00001801 | No | Project Planning | 2072000 | Yes |  |  | 295 | 239 | 120 | 393 | 442 | 0 | 0 | 6.0073 | 0 | 157.0391 | No | Yes |  |  |  | 999999 | Yes |  |  | Pearland - BDD4 MDP |  |  | No |  |  | Yes | Alignment with RFPG goals and TWDB guidance principles.
1135 | 061000053 | East Chocolate Bayou (E103-00-00) | Further study including Atlas 14 rainfall incorporation and Benefit Cost Analysis of proposed channel modifications included in the City of Pearland master drainage plan. | 6 | San Jacinto | Brazoria | 12040204 | 1204020404 | 120402040400 | 06000109 | 06000001,06000011,06000012,06000015 | 0.48644 | Yes | No | No | No | No | 06001583 | 00001801,00000003,06002993 | No | Project Planning | 48000 | Yes | [9 empty] | 0.01353 |  |  | No | Yes |  |  |  | 999999 | Yes |  |  | Pearland - BDD4 MDP |  |  | No |  |  | Yes | Alignment with RFPG goals and TWDB guidance principles.
1136 | 061000407 | Luce Bayou (Z100-00-00-P026) Bypass Channel | Study to develop a Benefit Cost Analysis needed for this project to become a FMP. Construction of channel bypass to provide Luce main stem upstream and local overland flooding relief. | 6 | San Jacinto | Harris | 12040101,12040103,12040203,12040104 | 1204010105,1204010302,1204010304,1204010407,1204020301 | 120401010502,120401010501,120401030205,120401030402,120401040704,120402030103,120402030102 | 06000025,06000024,06000060,06000070,06000096,06000101,06000100 | 06000001,06000011,06000012,06000015 | 74.8873 | Yes | No | Yes | No | No | 00000310 | 06002853,00000310,00000020,06003602 | No | Project Planning | 30000 | Yes |  |  | 1939 | 1465 | 3188 | 3368 | 5763 | 25 | 0 | 39.7733 | 0 | 1122.3877 | No | Yes |  |  |  | 999999 | Yes |  |  | HCFCD Bond Program Updates |  |  | No |  |  | Yes | Alignment with RFPG goals and TWDB guidance principles.
1137 | 061000412 | Luce Bayou (Z100-00-00-P026) Channelization | Study to develop a Benefit Cost Analysis needed for this project to become a FMP. Construction of channel improvements along Luce main stem. | 6 | San Jacinto | Harris | 12040101,12040103,12040203,12040104 | 1204010105,1204010302,1204010304,1204010407,1204020301 | 120401010502,120401010501,120401030205,120401030402,120401040704,120402030103,120402030102 | 06000025,06000024,06000060,06000070,06000096,06000101,06000100 | 06000001,06000011,06000012,06000015 | 74.8873 | Yes | No | Yes | No | No | 00000310 | 06002853,00000310,00000020,06003602 | No | Project Planning | 30000 | Yes |  |  | 1939 | 1465 | 3188 | 3368 | 5763 | 25 | 0 | 39.7733 | 0 | 1122.3877 | No | Yes |  |  |  | 999999 | Yes |  |  | HCFCD Bond Program Updates |  |  | No |  |  | Yes | Alignment with RFPG goals and TWDB guidance principles.
1138 | 061000413 | Luce Bayou (Z100-00-00-P026) Upstream Detention | Study to develop a Benefit Cost Analysis needed for this project to become a FMP. Construction of regional detention upstream of Luce Bayou, including acquiring open land north of Harris County. | 6 | San Jacinto | Harris | 12040101,12040103,12040203,12040104 | 1204010105,1204010302,1204010304,1204010407,1204020301 | 120401010502,120401010501,120401030205,120401030402,120401040704,120402030103,120402030102 | 06000025,06000024,06000060,06000070,06000096,06000101,06000100 | 06000001,06000011,06000012,06000015 | 74.8873 | Yes | No | Yes | No | No | 00000310 | 06002853,00000310,00000020,06003602 | No | Project Planning | 30000 | Yes |  |  | 1939 | 1465 | 3188 | 3368 | 5763 | 25 | 0 | 39.7733 | 0 | 1122.3877 | No | Yes |  |  |  | 999999 | Yes |  |  | HCFCD Bond Program Updates |  |  | No |  |  | Yes | Alignment with RFPG goals and TWDB guidance principles.
1139 | 061000437 | Evaluation of Dredging of Channels that Exit Into Lake Houston | Study to develop a Benefit Cost Analysis needed for this project to become a FMP. FIF application information unavailable. | 6 | San Jacinto | Harris,Liberty,Montgomery | 12040101,12040103 | 1204010105,1204010302,1204010304 | 120401010501,120401030205,120401030402 | 06000024,06000060,06000070 | 06000001,06000011,06000012,06000015 | 155.7761 | No | No | Yes | No | No | 00000020 | 06000279,00000310,00000287,06003602 | No | Project Planning | 30000 | Yes |  |  | 6662 | 5121 | 15791 | 13878 | 25574 | 64 | 1 | 169.0808 | 1 | 326.6515 | No | Yes |  |  |  | 999999 | Yes |  |  | Harris County CIP |  |  | No |  |  | Yes | Alignment with RFPG goals and TWDB guidance principles.
1140 | 061000014 | City of Bellaire Regional Detention Facilities Development | Effort to identify and develop/design regional detention facilities to either provide flood risk reduction or to facilitate the construction of local or regional drainage improvement projects. | 6 | San Jacinto | Harris | 12040104 | 1204010404 | 120401040402,120401040401 | 06000084,06000083 | 06000001,06000011,06000012,06000015 | 3.585 | No | No | Yes | No | No | 06002854 | 06002854,00000310,00000020 | No | Project Planning | 1000000 | Yes | Bonds/Other Financing | 250000 | 5879 | 5539 | 25741 | 16463 | 37604 | 71 | 0 | 70.9143 | 0 | 0.15174 | Yes | No |  |  |  | 999999 | Yes |  |  | City of Bellaire CIP |  |  | No |  |  | Yes | Alignment with RFPG goals and TWDB guidance principles.
1141 | 061000376 | Cedar Bayou Flood Risk Reduction Study - Channel improvements from US 90 to FM 1942 | Study to develop a Benefit Cost Analysis needed for this project to become a FMP. Cedar Bayou channel improvements from US 90 to FM 1942. | 6 | San Jacinto | Chambers,Harris,Liberty | 12040103,12040203,12040104 | 1204010302,1204010407,1204020301,1204020302 | 120401030205,120401040705,120401040706,120401040704,120402030105,120402030104,120402030103,120402030106,120402030102,120402030200,120402030101 | 06000060,06000097,06000098,06000096,06000103,06000102,06000101,06000104,06000100,06000105,06000099 | 06000001,06000011,06000012,06000015 | 46.6426 | Yes | No | Yes | No | No | 00000310 | 00000033,00000310,00000020,06003602 | No | Project Planning | 30000 | Yes |  |  | 228 | 119 | 127 | 288 | 345 | 0 | 0 | 11.8363 | 0 | 891.7798 | No | Yes |  |  |  | 999999 | Yes |  |  | HCFCD Bond Program Updates |  |  | No |  |  | Yes | Alignment with RFPG goals and TWDB guidance principles.
1142 | 061000379 | Cedar Bayou Flood Risk Reduction Study - Channel improvements upstream of FM 1960 | Study to develop a Benefit Cost Analysis needed for this project to become a FMP. Cedar Bayou channel improvements upstream of FM 1960. | 6 | San Jacinto | Harris,Liberty | 12040103,12040203,12040104 | 1204010302,1204010407,1204020301,1204020302 | 120401030205,120401040705,120401040706,120401040704,120402030105,120402030104,120402030103,120402030106,120402030102,120402030200,120402030101 | 06000060,06000097,06000098,06000096,06000103,06000102,06000101,06000104,06000100,06000105,06000099 | 06000001,06000011,06000012,06000015 | 23.0081 | Yes | No | Yes | No | No | 00000310 | 00000033,00000310,00000020,06003602 | No | Project Planning | 30000 | Yes |  |  | 75 | 51 | 50 | 147 | 147 | 0 | 0 | 4.9219 | 0 | 463.4785 | No | Yes |  |  |  | 999999 | Yes |  |  | HCFCD Bond Program Updates |  |  | No |  |  | Yes | Alignment with RFPG goals and TWDB guidance principles.
1143 | 061000125 | Update Liberty County Floodplain Maps | Study by participating jurisdictions to update floodway maps throughout the county, including Atlas 14 rainfalls. | 6 | San Jacinto | Chambers,Harris,Liberty,Montgomery,San Jacinto | 12040103,12040203 | 1204010301,1204010302,1204010304,1204020301 | 120401030108,120401030109,120401030201,120401030202,120401030203,120401030204,120401030205,120401030401,120401030402,120402030101,120402030102,120402030103,120402030104 | 06000053,06000054,06000056,06000057,06000058,06000059,06000060,06000069,06000070,06000099,06000100,06000101,06000102 | 06000001,06000010,06000015 | 1169.7637 | Yes | No | No | No | No | 00000033 | 06003573,00000033,00004000,06002530,06002647,06002646,06002531,00004001,06003602 | No | Watershed Planning | 1243000 | Yes |  |  | 3618 | 2271 | 2546 | 3575 | 4854 | 8 | 7 | 144.1685 | 7 | 1379.4773 | No | No |  |  |  | 999999 | Yes |  |  | Liberty County Hazard Mitigation Plan |  |  | No |  |  | Yes | Alignment with RFPG goals and TWDB guidance principles.
1144 | 061000320 | Warren Lake and Dam Retrofit | Further study of Retrofit dam to improve detention of flood & storm water runoff, new 137.3 ac wetlands complex added of storage capacity & conversion of fields to tallgrass prairies to add approximately 856 ac-ft of total storage during rainfall events. | 6 | San Jacinto | Harris | 12040102 | 1204010201 | 120401020103 | 06000028 | 06000001,06000011,06000012,06000015 | 2.1116 | Yes | No | Yes | No | No | 00004002 | 00000310,00000020 | No | Project Planning | 30000 | Yes |  |  | 0 | 0 | 0 | 0 | 0 | 0 |  |  |  | 183.1902 | No | No |  |  |  | 999999 | Yes |  |  | Project Barker |  |  | No |  |  | Yes | Alignment with RFPG goals and TWDB guidance principles.
1145 | 071000026 | Shackelford County Update FEMA Mapping | Update existing FEMA mapping | 7 | Upper Brazos | Shackelford | 12060102, 12060103, 12060104, 12060105 | 1206010208, 1206010209, 1206010303, 1206010401, 1206010402, 1206010501, 1206010502, 1206010503, 1206010504, 1206010506 | 120601020802, 120601020803, 120601020805, 120601020806, 120601020901, 120601020903, 120601020904, 120601020905, 120601020906, 120601020907, 120601020908, 120601030305, 120601040103, 120601040104, 120601040105, 120601040106, 120601040107, 120601040108 | 07000252, 07000254, 07000255, 07000256, 07000257, 07000258, 07000259, 07000260, 07000266, 07000267, 07000281, 07000303, 07000319, 07000321, 07000322, 07000324, 07000325, 07000326, 07000327, 07000334, 07000335, 07000336, 07000337, 07000342, 07000343, 0700 | 07000011, 07000012 | 912.4061 | Yes | No | No | No | No | 07000111 | 07000111 | No | Watershed Planning | 932000 | No | None | 0 | 347 | 134 | 178 | 163 | 178 | 0 | 4 | 43.3288 | 0 | 23798.9785 | Yes | Yes | BLE |  |  | 070000000001 | Yes | BLE | 2017-03-01 | BLE 2024 |  | None | No | None |  | Yes | Alignment with Region Goals
1146 | 071000071 | Shackelford County DMP | Evaluate county to identify future projects, analyze roads/stream crossing for emergency response vehicles to high hazard areas | 7 | Upper Brazos | Shackelford | 12060102, 12060103, 12060104, 12060105 | 1206010208, 1206010209, 1206010303, 1206010401, 1206010402, 1206010501, 1206010502, 1206010503, 1206010504, 1206010506 | 120601020802, 120601020803, 120601020805, 120601020806, 120601020901, 120601020903, 120601020904, 120601020905, 120601020906, 120601020907, 120601020908, 120601030305, 120601040103, 120601040104, 120601040105, 120601040106, 120601040107, 120601040108 | 07000252, 07000254, 07000255, 07000256, 07000257, 07000258, 07000259, 07000260, 07000266, 07000267, 07000281, 07000303, 07000319, 07000321, 07000322, 07000324, 07000325, 07000326, 07000327, 07000334, 07000335, 07000336, 07000337, 07000342, 07000343, 0700 | 07000011, 07000012 | 912.4061 | Yes | No | No | No | No | 07000111 | 07000111 | No | Watershed Planning | 500000 | No | None | 0 | 347 | 134 | 178 | 163 | 178 | 0 | 4 | 43.3288 | 0 | 23798.9785 | Yes | Yes | BLE |  |  | 070000000001 | Yes | BLE | 2017-03-01 | BLE 2024 |  | None | No | None |  | Yes | Alignment with Region Goals
1147 | 071000109 | Shackelford County GIS Development | Develop a GIS inventory of stormwater infrastructure | 7 | Upper Brazos | Shackelford | 12060102, 12060103, 12060104, 12060105 | 1206010208, 1206010209, 1206010303, 1206010401, 1206010402, 1206010501, 1206010502, 1206010503, 1206010504, 1206010506 | 120601020802, 120601020803, 120601020805, 120601020806, 120601020901, 120601020903, 120601020904, 120601020905, 120601020906, 120601020907, 120601020908, 120601030305, 120601040103, 120601040104, 120601040105, 120601040106, 120601040107, 120601040108 | 07000252, 07000254, 07000255, 07000256, 07000257, 07000258, 07000259, 07000260, 07000266, 07000267, 07000281, 07000303, 07000319, 07000321, 07000322, 07000324, 07000325, 07000326, 07000327, 07000334, 07000335, 07000336, 07000337, 07000342, 07000343, 0700 | 07000011, 07000012 | 912.4061 | Yes | No | No | No | No | 07000111 | 07000111 | No | Other | 100000 | No | None | 0 | 347 | 134 | 178 | 163 | 178 | 0 | 4 | 43.3288 | 0 | 23798.9785 | No | No | None |  |  |  | Yes | None |  | BLE 2024 |  | None | No | None |  | Yes | Alignment with Region Goals
1148 | 071000062 | Jones County DMP | Evaluate county to identify future projects, analyze roads/stream crossing for emergency response vehicles to high hazard areas | 7 | Upper Brazos | Jones | 12050004, 12060102, 12060103 | 1205000409, 1206010203, 1206010204, 1206010205, 1206010206, 1206010207, 1206010208, 1206010209, 1206010301, 1206010302, 1206010303 | 120500040901, 120601020310, 120601020404, 120601020504, 120601020505, 120601020601, 120601020602, 120601020603, 120601020604, 120601020605, 120601020606, 120601020607, 120601020709, 120601020710, 120601020711, 120601020712, 120601020802, 120601020803 | 07000065, 07000246, 07000247, 07000248, 07000249, 07000250, 07000252, 07000253, 07000254, 07000256, 07000258, 07000261, 07000262, 07000266, 07000267, 07000268, 07000269, 07000277, 07000278, 07000279, 07000280, 07000281, 07000287, 07000293, 07000294, 0700 | 07000011, 07000012 | 932.882 | Yes | No | No | No | No | 07000112 | 07000112 | No | Watershed Planning | 500000 | No | None | 0 | 1145 | 499 | 1118 | 1103 | 1118 | 2 | 8 | 189.0489 | 0 | 47148.8594 | Yes | Yes | BLE |  |  | 070000000001 | Yes | BLE | 2017-03-01 | BLE 2024 |  | None | No | None |  | Yes | Alignment with Region Goals
1149 | 071000027 | Stephens County Update FEMA Mapping | Update existing FEMA mapping | 7 | Upper Brazos | Stephens | 12060104, 12060105, 12060201, 12070201 | 1206010402, 1206010403, 1206010501, 1206010504, 1206010505, 1206010506, 1206020103, 1206020104, 1206020105, 1206020107, 1206020108, 1207020101 | 120601040201, 120601040202, 120601040204, 120601040205, 120601040301, 120601040302, 120601040303, 120601050107, 120601050403, 120601050404, 120601050405, 120601050406, 120601050407, 120601050408, 120601050409, 120601050501, 120601050502, 120601050503, 12 | 07000321, 07000322, 07000323, 07000330, 07000331, 07000332, 07000333, 07000349, 07000350, 07000351, 07000352, 07000353, 07000354, 07000355, 07000356, 07000357, 07000358, 07000359, 07000360, 07000361, 07000362, 07000364, 07000366 | 07000011, 07000012 | 561.2769 | Yes | No | No | No | No | 00000113 | 00000113 | No | Watershed Planning | 920000 | No | None | 0 | 657 | 99 | 510 | 709 | 709 | 1 | 2 | 64.1849 | 0 | 28369.0117 | Yes | No | None |  |  |  | Yes | None |  | BLE 2024 |  | None | No | None |  | Yes | Alignment with Region Goals
1150 | 071000072 | Stephens County DMP | Evaluate county to identify future projects, analyze roads/stream crossing for emergency response vehicles to high hazard areas | 7 | Upper Brazos | Stephens | 12060104, 12060105, 12060201, 12070201 | 1206010402, 1206010403, 1206010501, 1206010504, 1206010505, 1206010506, 1206020103, 1206020104, 1206020105, 1206020107, 1206020108, 1207020101 | 120601040201, 120601040202, 120601040204, 120601040205, 120601040301, 120601040302, 120601040303, 120601050107, 120601050403, 120601050404, 120601050405, 120601050406, 120601050407, 120601050408, 120601050409, 120601050501, 120601050502, 120601050503 | 07000321, 07000322, 07000323, 07000330, 07000331, 07000332, 07000333, 07000349, 07000350, 07000351, 07000352, 07000353, 07000354, 07000355, 07000356, 07000357, 07000358, 07000359, 07000360, 07000361, 07000362, 07000364, 07000366 | 07000011, 07000012 | 561.2769 | Yes | No | No | No | No | 00000113 | 00000113 | No | Watershed Planning | 500000 | No | None | 0 | 657 | 99 | 510 | 709 | 709 | 1 | 2 | 64.1849 | 0 | 28369.0117 | Yes | No | None |  |  |  | Yes | None |  | BLE 2024 |  | None | No | None |  | Yes | Alignment with Region Goals
1151 | 071000110 | Stephens County GIS Development | Develop a GIS inventory of stormwater infrastructure | 7 | Upper Brazos | Stephens | 12060104, 12060105, 12060201, 12070201 | 1206010402, 1206010403, 1206010501, 1206010504, 1206010505, 1206010506, 1206020103, 1206020104, 1206020105, 1206020107, 1206020108, 1207020101 | 120601040201, 120601040202, 120601040204, 120601040205, 120601040301, 120601040302, 120601040303, 120601050107, 120601050403, 120601050404, 120601050405, 120601050406, 120601050407, 120601050408, 120601050409, 120601050501, 120601050502, 120601050503, 12 | 07000321, 07000322, 07000323, 07000330, 07000331, 07000332, 07000333, 07000349, 07000350, 07000351, 07000352, 07000353, 07000354, 07000355, 07000356, 07000357, 07000358, 07000359, 07000360, 07000361, 07000362, 07000364, 07000366 | 07000011, 07000012 | 561.2769 | Yes | No | No | No | No | 00000113 | 00000113 | No | Other | 100000 | No | None | 0 | 657 | 99 | 510 | 709 | 709 | 1 | 2 | 64.1849 | 0 | 28369.0117 | No | No | None |  |  |  | Yes | None |  | BLE 2024 |  | None | No | None |  | Yes | Alignment with Region Goals
1152 | 071000008 | Fisher County Initial FEMA Mapping | Create FEMA Mapping in previously unmapped areas | 7 | Upper Brazos | Fisher | 12050004, 12060102, 12060103 | 1205000406, 1205000407, 1205000408, 1205000409, 1206010201, 1206010202, 1206010203, 1206010204, 1206010206, 1206010301 | 120500040607, 120500040704, 120500040801, 120500040802, 120500040803, 120500040805, 120500040806, 120500040807, 120500040901, 120601020102, 120601020103, 120601020104, 120601020105, 120601020106, 120601020201, 120601020202, 120601020203, 120601020204 | 07000049, 07000055, 07000056, 07000058, 07000059, 07000060, 07000061, 07000064, 07000065, 07000231, 07000232, 07000235, 07000237, 07000238, 07000239, 07000240, 07000241, 07000242, 07000243, 07000244, 07000245, 07000246, 07000251, 07000284, 07000285, 0700 | 07000011, 07000012 | 899.7537 | Yes | No | No | No | No | 07000114 | 07000114 | No | Watershed Planning | 859000 | No | None | 0 | 120 | 24 | 60 | 89 | 89 | 0 | 0 | 89.1468 | 0 | 23747.1816 | Yes | Yes | BLE |  |  | 070000000001 | Yes | BLE | 2017-03-01 | BLE 2024 |  | None | No | None |  | Yes | Alignment with Region Goals
1153 | 071000059 | Fisher County DMP | Evaluate county to identify future projects, analyze roads/stream crossing for emergency response vehicles to high hazard areas | 7 | Upper Brazos | Fisher | 12050004, 12060102, 12060103 | 1205000406, 1205000407, 1205000408, 1205000409, 1206010201, 1206010202, 1206010203, 1206010204, 1206010206, 1206010301 | 120500040607, 120500040704, 120500040801, 120500040802, 120500040803, 120500040805, 120500040806, 120500040807, 120500040901, 120601020102, 120601020103, 120601020104, 120601020105, 120601020106, 120601020201, 120601020202, 120601020203, 120601020204, 12 | 07000049, 07000055, 07000056, 07000058, 07000059, 07000060, 07000061, 07000064, 07000065, 07000231, 07000232, 07000235, 07000237, 07000238, 07000239, 07000240, 07000241, 07000242, 07000243, 07000244, 07000245, 07000246, 07000251, 07000284, 07000285, 0700 | 07000011, 07000012 | 899.7537 | Yes | No | No | No | No | 07000114 | 07000114 | No | Watershed Planning | 500000 | No | None | 0 | 120 | 24 | 60 | 89 | 89 | 0 | 0 | 89.1468 | 0 | 23747.1816 | Yes | Yes | BLE |  |  | 070000000001 | Yes | BLE | 2017-03-01 | BLE 2024 |  | None | No | None |  | Yes | Alignment with Region Goals
1154 | 071000095 | Fisher County GIS Development | Develop a GIS inventory of stormwater infrastructure | 7 | Upper Brazos | Fisher | 12050004, 12060102, 12060103 | 1205000406, 1205000407, 1205000408, 1205000409, 1206010201, 1206010202, 1206010203, 1206010204, 1206010206, 1206010301 | 120500040607, 120500040704, 120500040801, 120500040802, 120500040803, 120500040805, 120500040806, 120500040807, 120500040901, 120601020102, 120601020103, 120601020104, 120601020105, 120601020106, 120601020201, 120601020202, 120601020203, 120601020204 | 07000049, 07000055, 07000056, 07000058, 07000059, 07000060, 07000061, 07000064, 07000065, 07000231, 07000232, 07000235, 07000237, 07000238, 07000239, 07000240, 07000241, 07000242, 07000243, 07000244, 07000245, 07000246, 07000251, 07000284, 07000285, 0700 | 07000011, 07000012 | 899.7537 | Yes | No | No | No | No | 07000114 | 07000114 | No | Other | 100000 | No | None | 0 | 120 | 24 | 60 | 89 | 89 | 0 | 0 | 89.1468 | 0 | 23747.1816 | No | No | None |  |  |  | Yes | None |  | BLE 2024 |  | None | No | None |  | Yes | Alignment with Region Goals
1155 | 071000003 | Borden County Initial FEMA Mapping | Create FEMA Mapping in previously unmapped areas | 7 | Upper Brazos | Borden | 12050004, 12080002, 12080006 | 1205000403, 1205000404, 1205000405, 1208000201, 1208000202, 1208000203, 1208000204, 1208000205, 1208000206, 1208000207, 1208000608 | 120500040306, 120500040308, 120500040406, 120500040501, 120500040503, 120500040504, 120800020108, 120800020109, 120800020202, 120800020203, 120800020204, 120800020304, 120800020305, 120800020306, 120800020401, 120800020402, 120800020403, 120800020404, 12 | 07000041, 07000045, 07000046, 07000066, 07000078, 07000082 | 07000011, 07000012 | 54.5617 | Yes | No | No | Yes | No | 00000115 | 00000115 | No | Watershed Planning | 882000 | No | None | 0 | 10 | 0 | 1 | 0 | 1 | 0 | 0 | 4.8244 | 0 | 1591.7179 | Yes | No | None |  |  |  | Yes | None |  | BLE 2024 |  | None | No | None |  | Yes | Alignment with Region Goals
1156 | 071000087 | Borden County GIS Development | Develop a GIS inventory of stormwater infrastructure | 7 | Upper Brazos | Borden | 12050004, 12080002, 12080006 | 1205000403, 1205000404, 1205000405, 1208000201, 1208000202, 1208000203, 1208000204, 1208000205, 1208000206, 1208000207, 1208000608 | 120500040306, 120500040308, 120500040406, 120500040501, 120500040503, 120500040504, 120800020108, 120800020109, 120800020202, 120800020203, 120800020204, 120800020304, 120800020305, 120800020306, 120800020401, 120800020402, 120800020403, 120800020404 | 07000041, 07000045, 07000046, 07000066, 07000078, 07000082 | 07000011, 07000012 | 54.5617 | Yes | No | No | Yes | No | 00000115 | 00000115 | No | Other | 100000 | No | None | 0 | 10 | 0 | 1 | 0 | 1 | 0 | 0 | 4.8244 | 0 | 1591.7179 | No | No | None |  |  |  | Yes | None |  | BLE 2024 |  | None | No | None |  | Yes | Alignment with Region Goals
1157 | 071000025 | Scurry County Update FEMA Mapping | Update existing FEMA mapping | 7 | Upper Brazos | Scurry | 12050004, 12060102, 12080002 | 1205000405, 1205000406, 1205000407, 1206010201, 1206010202, 1208000204, 1208000205, 1208000206, 1208000207, 1208000210 | 120500040504, 120500040505, 120500040506, 120500040602, 120500040605, 120500040606, 120500040607, 120500040701, 120500040702, 120500040703, 120500040704, 120601020102, 120601020201, 120601020202, 120601020203, 120601020204, 120800020407, 120800020506, 12 | 07000048, 07000049, 07000051, 07000052, 07000053, 07000054, 07000058, 07000066, 07000073, 07000074, 07000076, 07000238, 07000242, 07000243, 07000244, 07000245 | 07000011, 07000012 | 392.9887 | Yes | No | No | No | No | 00000116 | 00000116 | No | Watershed Planning | 897000 | No | None | 0 | 13 | 2 | 7 | 23 | 23 | 0 | 6 | 17.8811 | 0 | 6805.3726 | Yes | Yes | BLE |  |  | 070000000001 | Yes | BLE | 2017-03-01 | BLE 2024 |  | None | No | None |  | Yes | Alignment with Region Goals
1158 | 071000070 | Scurry County DMP | Evaluate county to identify future projects, analyze roads/stream crossing for emergency response vehicles to high hazard areas | 7 | Upper Brazos | Scurry | 12050004, 12060102, 12080002 | 1205000405, 1205000406, 1205000407, 1206010201, 1206010202, 1208000204, 1208000205, 1208000206, 1208000207, 1208000210 | 120500040504, 120500040505, 120500040506, 120500040602, 120500040605, 120500040606, 120500040607, 120500040701, 120500040702, 120500040703, 120500040704, 120601020102, 120601020201, 120601020202, 120601020203, 120601020204, 120800020407, 120800020506 | 07000048, 07000049, 07000051, 07000052, 07000053, 07000054, 07000058, 07000066, 07000073, 07000074, 07000076, 07000238, 07000242, 07000243, 07000244, 07000245 | 07000011, 07000012 | 392.9887 | Yes | No | No | No | No | 00000116 | 00000116 | No | Watershed Planning | 500000 | No | None | 0 | 13 | 2 | 7 | 23 | 23 | 0 | 6 | 17.8811 | 0 | 6805.3726 | Yes | Yes | BLE |  |  | 070000000001 | Yes | BLE | 2017-03-01 | BLE 2024 |  | None | No | None |  | Yes | Alignment with Region Goals
1159 | 071000108 | Scurry County GIS Development | Develop a GIS inventory of stormwater infrastructure | 7 | Upper Brazos | Scurry | 12050004, 12060102, 12080002 | 1205000405, 1205000406, 1205000407, 1206010201, 1206010202, 1208000204, 1208000205, 1208000206, 1208000207, 1208000210 | 120500040504, 120500040505, 120500040506, 120500040602, 120500040605, 120500040606, 120500040607, 120500040701, 120500040702, 120500040703, 120500040704, 120601020102, 120601020201, 120601020202, 120601020203, 120601020204, 120800020407, 120800020506, 12 | 07000048, 07000049, 07000051, 07000052, 07000053, 07000054, 07000058, 07000066, 07000073, 07000074, 07000076, 07000238, 07000242, 07000243, 07000244, 07000245 | 07000011, 07000012 | 392.9887 | Yes | No | No | No | No | 00000116 | 00000116 | No | Other | 100000 | No | None | 0 | 13 | 2 | 7 | 23 | 23 | 0 | 6 | 17.8811 | 0 | 6805.3726 | No | No | None |  |  |  | Yes | None |  | BLE 2024 |  | None | No | None |  | Yes | Alignment with Region Goals
1160 | 071000092 | Dawson County GIS Development | Develop a GIS inventory of stormwater infrastructure | 7 | Upper Brazos | Dawson | 12050004, 12080002, 12080004, 12080006 | 1205000403, 1208000201, 1208000202, 1208000203, 1208000204, 1208000205, 1208000406, 1208000407, 1208000605, 1208000606, 1208000607, 1208000608 | 120500040305, 120500040306, 120800020102, 120800020105, 120800020106, 120800020107, 120800020108, 120800020109, 120800020201, 120800020202, 120800020203, 120800020301, 120800020302, 120800020303, 120800020304, 120800020305, 120800020306, 120800020401 | 07000029, 07000078 | 07000011, 07000012 | 3.9611 | No | No | No | Yes | No | 00000117 | 00000117 | No | Other | 100000 | No | None | 0 | 0 | 0 | 0 | 0 | 0 | 0 | 0 | 2.9532 | 0 | 158.498 | No | No | None |  |  |  | Yes | None |  | BLE 2024 |  | None | No | None |  | Yes | Alignment with Region Goals
1161 | 071000004 | Callahan County Initial FEMA Mapping | Create FEMA Mapping in previously unmapped areas | 7 | Upper Brazos | Callahan | 12060102, 12060105, 12070201, 12090107, 12090108 | 1206010207, 1206010208, 1206010501, 1206010503, 1206010504, 1207020101, 1207020104, 1209010701, 1209010702, 1209010703, 1209010801 | 120601020707, 120601020709, 120601020710, 120601020801, 120601020802, 120601020803, 120601050101, 120601050102, 120601050103, 120601050104, 120601050105, 120601050106, 120601050301, 120601050302, 120601050303, 120601050401, 120601050402, 120601050406, 12 | 07000265, 07000266, 07000267, 07000275, 07000277, 07000278, 07000338, 07000339, 07000340, 07000341, 07000342, 07000344, 07000345, 07000347, 07000348, 07000352, 07000363, 07000365 | 07000011, 07000012 | 433.0795 | Yes | No | No | No | No | 00000165 | 00000165 | No | Watershed Planning | 895000 | No | None | 0 | 81 | 21 | 54 | 86 | 86 | 0 | 12 | 56.1455 | 0 | 3073.5063 | Yes | Yes | BLE |  |  | 070000000001 | Yes | BLE | 2017-03-01 | BLE 2024 |  | None | No | None |  | Yes | Alignment with Region Goals
1162 | 071000032 | Callahan County DMP | Evaluate county to identify future projects, analyze roads/stream crossing for emergency response vehicles to high hazard areas | 7 | Upper Brazos | Callahan | 12060102, 12060105, 12070201, 12090107, 12090108 | 1206010207, 1206010208, 1206010501, 1206010503, 1206010504, 1207020101, 1207020104, 1209010701, 1209010702, 1209010703, 1209010801 | 120601020707, 120601020709, 120601020710, 120601020801, 120601020802, 120601020803, 120601050101, 120601050102, 120601050103, 120601050104, 120601050105, 120601050106, 120601050301, 120601050302, 120601050303, 120601050401, 120601050402, 120601050406 | 07000265, 07000266, 07000267, 07000275, 07000277, 07000278, 07000338, 07000339, 07000340, 07000341, 07000342, 07000344, 07000345, 07000347, 07000348, 07000352, 07000363, 07000365 | 07000011, 07000012 | 433.0795 | Yes | No | No | No | No | 00000165 | 00000165 | No | Watershed Planning | 500000 | No | None | 0 | 81 | 21 | 54 | 86 | 86 | 0 | 12 | 56.1455 | 0 | 3073.5063 | Yes | Yes | BLE |  |  | 070000000001 | Yes | BLE | 2017-03-01 | BLE 2024 |  | None | No | None |  | Yes | Alignment with Region Goals
1163 | 071000088 | Callahan County GIS Development | Develop a GIS inventory of stormwater infrastructure | 7 | Upper Brazos | Callahan | 12060102, 12060105, 12070201, 12090107, 12090108 | 1206010207, 1206010208, 1206010501, 1206010503, 1206010504, 1207020101, 1207020104, 1209010701, 1209010702, 1209010703, 1209010801 | 120601020707, 120601020709, 120601020710, 120601020801, 120601020802, 120601020803, 120601050101, 120601050102, 120601050103, 120601050104, 120601050105, 120601050106, 120601050301, 120601050302, 120601050303, 120601050401, 120601050402, 120601050406, 12 | 07000265, 07000266, 07000267, 07000275, 07000277, 07000278, 07000338, 07000339, 07000340, 07000341, 07000342, 07000344, 07000345, 07000347, 07000348, 07000352, 07000363, 07000365 | 07000011, 07000012 | 433.0795 | Yes | No | No | No | No | 00000165 | 00000165 | No | Other | 100000 | No | None | 0 | 81 | 21 | 54 | 86 | 86 | 0 | 12 | 56.1455 | 0 | 3073.5063 | No | No | None |  |  |  | Yes | None |  | BLE 2024 |  | None | No | None |  | Yes | Alignment with Region Goals
1164 | 071000019 | Eastland County Update FEMA Mapping | Update existing FEMA mapping | 7 | Upper Brazos | Eastland | 12060105, 12060201, 12070201, 12090107 | 1206010504, 1206010505, 1206020108, 1207020101, 1207020102, 1207020103, 1207020104, 1209010703 | 120601050401, 120601050402, 120601050403, 120601050404, 120601050405, 120601050406, 120601050407, 120601050502, 120602010801, 120602010802, 120602010803, 120602010804, 120602010805, 120602010806, 120702010101, 120702010102, 120702010103, 120702010104 | 07000347, 07000348, 07000349, 07000350, 07000351, 07000352, 07000353, 07000357 | 07000011, 07000012 | 125.2427 | Yes | No | No | No | No | 00000167 | 00000167 | No | Watershed Planning | 327000 | No | None | 0 | 116 | 13 | 135 | 38 | 135 | 0 | 2 | 11.7266 | 0 | 325.3238 | Yes | No | None |  |  |  | Yes | None |  | BLE 2024 |  | None | No | None |  | Yes | Alignment with Region Goals
1165 | 071000094 | Eastland County GIS Development | Develop a GIS inventory of stormwater infrastructure | 7 | Upper Brazos | Eastland | 12060105, 12060201, 12070201, 12090107 | 1206010504, 1206010505, 1206020108, 1207020101, 1207020102, 1207020103, 1207020104, 1209010703 | 120601050401, 120601050402, 120601050403, 120601050404, 120601050405, 120601050406, 120601050407, 120601050502, 120602010801, 120602010802, 120602010803, 120602010804, 120602010805, 120602010806, 120702010101, 120702010102, 120702010103, 120702010104, 12 | 07000347, 07000348, 07000349, 07000350, 07000351, 07000352, 07000353, 07000357 | 07000011, 07000012 | 125.2427 | Yes | No | No | No | No | 00000167 | 00000167 | No | Other | 100000 | No | None | 0 | 116 | 13 | 135 | 38 | 135 | 0 | 2 | 11.7266 | 0 | 325.3238 | No | No | None |  |  |  | Yes | None |  | BLE 2024 |  | None | No | None |  | Yes | Alignment with Region Goals
1166 | 071000075 | Taylor County DMP | Evaluate county to identify future projects, analyze roads/stream crossing for emergency response vehicles to high hazard areas | 7 | Upper Brazos | Taylor | 12060102, 12090101, 12090107, 12090108 | 1206010205, 1206010206, 1206010207, 1206010208, 1209010102, 1209010103, 1209010104, 1209010701, 1209010801 | 120601020501, 120601020502, 120601020503, 120601020504, 120601020505, 120601020601, 120601020604, 120601020605, 120601020701, 120601020702, 120601020703, 120601020704, 120601020705, 120601020706, 120601020707, 120601020708, 120601020709, 120601020710, 12 | 07000261, 07000263, 07000264, 07000267, 07000269, 07000270, 07000271, 07000272, 07000273, 07000274, 07000275, 07000276, 07000277, 07000278, 07000279, 07000280, 07000291, 07000292, 07000293, 07000294, 07000295 | 07000011, 07000012 | 611.5342 | Yes | No | No | No | No | 00000168 | 00000168 | No | Watershed Planning | 500000 | No | None | 0 | 11167 | 9822 | 24575 | 25896 | 25896 | 11 | 72 | 244.5893 | 0 | 7516.3394 | Yes | Yes | BLE |  |  | 070000000001 | Yes | BLE | 2017-03-01 | BLE 2024 |  | None | No | None |  | Yes | Alignment with Region Goals
1167 | 071000113 | Taylor County GIS Development | Develop a GIS inventory of stormwater infrastructure | 7 | Upper Brazos | Taylor | 12060102, 12090101, 12090107, 12090108 | 1206010205, 1206010206, 1206010207, 1206010208, 1209010102, 1209010103, 1209010104, 1209010701, 1209010801 | 120601020501, 120601020502, 120601020503, 120601020504, 120601020505, 120601020601, 120601020604, 120601020605, 120601020701, 120601020702, 120601020703, 120601020704, 120601020705, 120601020706, 120601020707, 120601020708, 120601020709, 120601020710, 12 | 07000261, 07000263, 07000264, 07000267, 07000269, 07000270, 07000271, 07000272, 07000273, 07000274, 07000275, 07000276, 07000277, 07000278, 07000279, 07000280, 07000291, 07000292, 07000293, 07000294, 07000295 | 07000011, 07000012 | 611.5342 | Yes | No | No | No | No | 00000168 | 00000168 | No | Other | 100000 | No | None | 0 | 11167 | 9822 | 24575 | 25896 | 25896 | 11 | 72 | 244.5893 | 0 | 7516.3394 | No | No | None |  |  |  | Yes | None |  | BLE 2024 |  | None | No | None |  | Yes | Alignment with Region Goals
1168 | 071000024 | Nolan County Update FEMA Mapping | Update existing FEMA mapping | 7 | Upper Brazos | Nolan | 12060102, 12080002, 12080008, 12090101 | 1206010201, 1206010202, 1206010203, 1206010205, 1206010206, 1206010207, 1208000209, 1208000801, 1208000802, 1208000803, 1209010102 | 120601020101, 120601020102, 120601020103, 120601020104, 120601020201, 120601020301, 120601020302, 120601020303, 120601020304, 120601020305, 120601020306, 120601020307, 120601020308, 120601020309, 120601020310, 120601020502, 120601020601, 120601020701, 12 | 07000230, 07000233, 07000234, 07000235, 07000236, 07000237, 07000238, 07000239, 07000242, 07000246, 07000272, 07000282, 07000283, 07000284, 07000285, 07000286, 07000291, 07000295 | 07000011, 07000012 | 460.8642 | Yes | No | No | No | No | 00000170 | 00000170 | No | Watershed Planning | 920000 | No | None | 0 | 264 | 172 | 248 | 412 | 412 | 1 | 21 | 40.9714 | 0 | 9929.2949 | Yes | Yes | BLE |  |  | 070000000001 | Yes | BLE | 2017-03-01 | BLE 2024 |  | None | No | None |  | Yes | Alignment with Region Goals
1169 | 071000068 | Nolan County DMP | Evaluate county to identify future projects, analyze roads/stream crossing for emergency response vehicles to high hazard areas | 7 | Upper Brazos | Nolan | 12060102, 12080002, 12080008, 12090101 | 1206010201, 1206010202, 1206010203, 1206010205, 1206010206, 1206010207, 1208000209, 1208000801, 1208000802, 1208000803, 1209010102 | 120601020101, 120601020102, 120601020103, 120601020104, 120601020201, 120601020301, 120601020302, 120601020303, 120601020304, 120601020305, 120601020306, 120601020307, 120601020308, 120601020309, 120601020310, 120601020502, 120601020601, 120601020701, 12 | 07000230, 07000233, 07000234, 07000235, 07000236, 07000237, 07000238, 07000239, 07000242, 07000246, 07000272, 07000282, 07000283, 07000284, 07000285, 07000286, 07000291, 07000295 | 07000011, 07000012 | 460.8642 | Yes | No | No | No | No | 00000170 | 00000170 | No | Watershed Planning | 500000 | No | None | 0 | 264 | 172 | 248 | 412 | 412 | 1 | 21 | 40.9714 | 0 | 9929.2949 | Yes | Yes | BLE |  |  | 070000000001 | Yes | BLE | 2017-03-01 | BLE 2024 |  | None | No | None |  | Yes | Alignment with Region Goals
1170 | 071000106 | Nolan County GIS Development | Develop a GIS inventory of stormwater infrastructure | 7 | Upper Brazos | Nolan | 12060102, 12080002, 12080008, 12090101 | 1206010201, 1206010202, 1206010203, 1206010205, 1206010206, 1206010207, 1208000209, 1208000801, 1208000802, 1208000803, 1209010102 | 120601020101, 120601020102, 120601020103, 120601020104, 120601020201, 120601020301, 120601020302, 120601020303, 120601020304, 120601020305, 120601020306, 120601020307, 120601020308, 120601020309, 120601020310, 120601020502, 120601020601, 120601020701, 12 | 07000230, 07000233, 07000234, 07000235, 07000236, 07000237, 07000238, 07000239, 07000242, 07000246, 07000272, 07000282, 07000283, 07000284, 07000285, 07000286, 07000291, 07000295 | 07000011, 07000012 | 460.8642 | Yes | No | No | No | No | 00000170 | 00000170 | No | Other | 100000 | No | None | 0 | 264 | 172 | 248 | 412 | 412 | 1 | 21 | 40.9714 | 0 | 9929.2949 | No | No | None |  |  |  | Yes | None |  | BLE 2024 |  | None | No | None |  | Yes | Alignment with Region Goals
1171 | 071000067 | Mitchell County DMP | Evaluate county to identify future projects, analyze roads/stream crossing for emergency response vehicles to high hazard areas | 7 | Upper Brazos | Mitchell | 12060102, 12080002, 12080007, 12080008 | 1206010201, 1206010202, 1208000206, 1208000207, 1208000208, 1208000209, 1208000210, 1208000701, 1208000702, 1208000801, 1208000802 | 120601020101, 120601020201, 120800020606, 120800020607, 120800020701, 120800020703, 120800020704, 120800020706, 120800020804, 120800020805, 120800020806, 120800020807, 120800020902, 120800020903, 120800021001, 120800021002, 120800021003, 120800021004, 12 | 07000236, 07000242 | 07000011, 07000012 | 8.1832 | Yes | No | No | No | No | 00000172 | 00000172 | No | Watershed Planning | 500000 | No | None | 0 | 1 | 1 | 0 | 0 | 0 | 0 | 0 | 1.6472 | 0 | 257.3304 | Yes | Yes | BLE |  |  | 070000000001 | Yes | BLE | 2017-03-01 | BLE 2024 |  | None | No | None |  | Yes | Alignment with Region Goals
1172 | 071000105 | Mitchell County GIS Development | Develop a GIS inventory of stormwater infrastructure | 7 | Upper Brazos | Mitchell | 12060102, 12080002, 12080007, 12080008 | 1206010201, 1206010202, 1208000206, 1208000207, 1208000208, 1208000209, 1208000210, 1208000701, 1208000702, 1208000801, 1208000802 | 120601020101, 120601020201, 120800020606, 120800020607, 120800020701, 120800020703, 120800020704, 120800020706, 120800020804, 120800020805, 120800020806, 120800020807, 120800020902, 120800020903, 120800021001, 120800021002, 120800021003, 120800021004, 12 | 07000236, 07000242 | 07000011, 07000012 | 8.1832 | Yes | No | No | No | No | 00000172 | 00000172 | No | Other | 100000 | No | None | 0 | 1 | 1 | 0 | 0 | 0 | 0 | 0 | 1.6472 | 0 | 257.3304 | No | No | None |  |  |  | Yes | None |  | BLE 2024 |  | None | No | None |  | Yes | Alignment with Region Goals
1173 | 071000016 | Stonewall County Initial FEMA Mapping | Create FEMA Mapping in previously unmapped areas | 7 | Upper Brazos | Stonewall | 12050004, 12050007, 12060101, 12060103 | 1205000408, 1205000409, 1205000705, 1205000706, 1205000707, 1206010101, 1206010102, 1206010301, 1206010302 | 120500040801, 120500040802, 120500040803, 120500040804, 120500040805, 120500040806, 120500040807, 120500040901, 120500040902, 120500040903, 120500040904, 120500040905, 120500040906, 120500040907, 120500070506, 120500070507, 120500070508, 120500070606, 12 | 07000055, 07000056, 07000057, 07000059, 07000060, 07000061, 07000062, 07000063, 07000064, 07000065, 07000067, 07000068, 07000069, 07000083, 07000119, 07000122, 07000126, 07000129, 07000130, 07000132, 07000134, 07000136, 07000140, 07000141, 07000142, 0700 | 07000011, 07000012 | 924.7434 | Yes | No | No | No | No | 07000179 | 07000179 | No | Watershed Planning | 893000 | No | None | 0 | 67 | 11 | 12 | 12 | 12 | 0 | 6 | 49.3458 | 0 | 6456.623 | Yes | No | None |  |  |  | Yes | None |  | BLE 2024 |  | None | No | None |  | Yes | Alignment with Region Goals
1174 | 071000073 | Stonewall County DMP | Evaluate county to identify future projects, analyze roads/stream crossing for emergency response vehicles to high hazard areas | 7 | Upper Brazos | Stonewall | 12050004, 12050007, 12060101, 12060103 | 1205000408, 1205000409, 1205000705, 1205000706, 1205000707, 1206010101, 1206010102, 1206010301, 1206010302 | 120500040801, 120500040802, 120500040803, 120500040804, 120500040805, 120500040806, 120500040807, 120500040901, 120500040902, 120500040903, 120500040904, 120500040905, 120500040906, 120500040907, 120500070506, 120500070507, 120500070508, 120500070606, 12 | 07000055, 07000056, 07000057, 07000059, 07000060, 07000061, 07000062, 07000063, 07000064, 07000065, 07000067, 07000068, 07000069, 07000083, 07000119, 07000122, 07000126, 07000129, 07000130, 07000132, 07000134, 07000136, 07000140, 07000141, 07000142, 0700 | 07000011, 07000012 | 924.7434 | Yes | No | No | No | No | 07000179 | 07000179 | No | Watershed Planning | 500000 | No | None | 0 | 67 | 11 | 12 | 12 | 12 | 0 | 6 | 49.3458 | 0 | 6456.623 | Yes | No | None |  |  |  | Yes | None |  | BLE 2024 |  | None | No | None |  | Yes | Alignment with Region Goals
1175 | 071000111 | Stonewall County GIS Development | Develop a GIS inventory of stormwater infrastructure | 7 | Upper Brazos | Stonewall | 12050004, 12050007, 12060101, 12060103 | 1205000408, 1205000409, 1205000705, 1205000706, 1205000707, 1206010101, 1206010102, 1206010301, 1206010302 | 120500040801, 120500040802, 120500040803, 120500040804, 120500040805, 120500040806, 120500040807, 120500040901, 120500040902, 120500040903, 120500040904, 120500040905, 120500040906, 120500040907, 120500070506, 120500070507, 120500070508, 120500070606, 12 | 07000055, 07000056, 07000057, 07000059, 07000060, 07000061, 07000062, 07000063, 07000064, 07000065, 07000067, 07000068, 07000069, 07000083, 07000119, 07000122, 07000126, 07000129, 07000130, 07000132, 07000134, 07000136, 07000140, 07000141, 07000142, 0700 | 07000011, 07000012 | 924.7434 | Yes | No | No | No | No | 07000179 | 07000179 | No | Other | 100000 | No | None | 0 | 67 | 11 | 12 | 12 | 12 | 0 | 6 | 49.3458 | 0 | 6456.623 | No | No | None |  |  |  | Yes | None |  | BLE 2024 |  | None | No | None |  | Yes | Alignment with Region Goals
1176 | 071000021 | Haskell County Update FEMA Mapping | Update existing FEMA mapping | 7 | Upper Brazos | Haskell | 12050004, 12060101, 12060102, 12060103 | 1205000409, 1206010102, 1206010103, 1206010104, 1206010105, 1206010209, 1206010302, 1206010303, 1206010304 | 120500040903, 120500040904, 120500040906, 120500040907, 120601010201, 120601010203, 120601010206, 120601010301, 120601010302, 120601010303, 120601010304, 120601010401, 120601010402, 120601010404, 120601010405, 120601010501, 120601010502, 120601010503, 12 | 07000062, 07000063, 07000069, 07000083, 07000174, 07000177, 07000178, 07000180, 07000184, 07000185, 07000186, 07000187, 07000190, 07000198, 07000203, 07000204, 07000207, 07000210, 07000211, 07000212, 07000259, 07000260, 07000296, 07000297, 07000298, 0700 | 07000011, 07000012 | 907.4007 | Yes | No | No | No | No | 07000180 | 07000180 | No | Watershed Planning | 1024000 | No | None | 0 | 788 | 294 | 608 | 708 | 708 | 1 | 15 | 226.3879 | 0 | 59647.6094 | Yes | Yes | BLE |  |  | 070000000001 | Yes | BLE | 2017-03-01 | BLE 2024 |  | None | No | None |  | Yes | Alignment with Region Goals
1177 | 071000061 | Haskell County DMP | Evaluate county to identify future projects, analyze roads/stream crossing for emergency response vehicles to high hazard areas | 7 | Upper Brazos | Haskell | 12050004, 12060101, 12060102, 12060103 | 1205000409, 1206010102, 1206010103, 1206010104, 1206010105, 1206010209, 1206010302, 1206010303, 1206010304 | 120500040903, 120500040904, 120500040906, 120500040907, 120601010201, 120601010203, 120601010206, 120601010301, 120601010302, 120601010303, 120601010304, 120601010401, 120601010402, 120601010404, 120601010405, 120601010501, 120601010502, 120601010503, 12 | 07000062, 07000063, 07000069, 07000083, 07000174, 07000177, 07000178, 07000180, 07000184, 07000185, 07000186, 07000187, 07000190, 07000198, 07000203, 07000204, 07000207, 07000210, 07000211, 07000212, 07000259, 07000260, 07000296, 07000297, 07000298, 0700 | 07000011, 07000012 | 907.4007 | Yes | No | No | No | No | 07000180 | 07000180 | No | Watershed Planning | 500000 | No | None | 0 | 788 | 294 | 608 | 708 | 708 | 1 | 15 | 226.3879 | 0 | 59647.6094 | Yes | Yes | BLE |  |  | 070000000001 | Yes | BLE | 2017-03-01 | BLE 2024 |  | None | No | None |  | Yes | Alignment with Region Goals
1178 | 071000098 | Haskell County GIS Development | Develop a GIS inventory of stormwater infrastructure | 7 | Upper Brazos | Haskell | 12050004, 12060101, 12060102, 12060103 | 1205000409, 1206010102, 1206010103, 1206010104, 1206010105, 1206010209, 1206010302, 1206010303, 1206010304 | 120500040903, 120500040904, 120500040906, 120500040907, 120601010201, 120601010203, 120601010206, 120601010301, 120601010302, 120601010303, 120601010304, 120601010401, 120601010402, 120601010404, 120601010405, 120601010501, 120601010502, 120601010503, 12 | 07000062, 07000063, 07000069, 07000083, 07000174, 07000177, 07000178, 07000180, 07000184, 07000185, 07000186, 07000187, 07000190, 07000198, 07000203, 07000204, 07000207, 07000210, 07000211, 07000212, 07000259, 07000260, 07000296, 07000297, 07000298, 0700 | 07000011, 07000012 | 907.4007 | Yes | No | No | No | No | 07000180 | 07000180 | No | Other | 100000 | No | None | 0 | 788 | 294 | 608 | 708 | 708 | 1 | 15 | 226.3879 | 0 | 59647.6094 | No | No | None |  |  |  | Yes | None |  | BLE 2024 |  | None | No | None |  | Yes | Alignment with Region Goals
1179 | 071000010 | Kent County Initial FEMA Mapping | Create FEMA Mapping in previously unmapped areas | 7 | Upper Brazos | Kent | 12050003, 12050004, 12050006, 12050007 | 1205000305, 1205000405, 1205000406, 1205000407, 1205000408, 1205000605, 1205000701, 1205000702, 1205000704, 1205000705, 1205000706, 1205000707 | 120500030506, 120500040505, 120500040506, 120500040507, 120500040601, 120500040602, 120500040603, 120500040604, 120500040605, 120500040606, 120500040607, 120500040702, 120500040801, 120500040803, 120500060505, 120500060506, 120500070110, 120500070201, 12 | 07000001, 07000048, 07000049, 07000050, 07000051, 07000054, 07000059, 07000060, 07000071, 07000072, 07000073, 07000074, 07000075, 07000076, 07000097, 07000098, 07000120, 07000121, 07000122, 07000123, 07000124, 07000125, 07000126, 07000129, 07000130, 0700 | 07000011, 07000012 | 888.1366 | Yes | No | No | No | No | 07000181 | 07000181 | No | Watershed Planning | 965000 | No | None | 0 | 38 | 3 | 0 | 3 | 3 | 1 | 4 | 40.5557 | 0 | 3243.9077 | Yes | No | None |  |  |  | Yes | None |  | BLE 2024 |  | None | No | None |  | Yes | Alignment with Region Goals
1180 | 071000063 | Kent County DMP | Evaluate county to identify future projects, analyze roads/stream crossing for emergency response vehicles to high hazard areas | 7 | Upper Brazos | Kent | 12050003, 12050004, 12050006, 12050007 | 1205000305, 1205000405, 1205000406, 1205000407, 1205000408, 1205000605, 1205000701, 1205000702, 1205000704, 1205000705, 1205000706, 1205000707 | 120500030506, 120500040505, 120500040506, 120500040507, 120500040601, 120500040602, 120500040603, 120500040604, 120500040605, 120500040606, 120500040607, 120500040702, 120500040801, 120500040803, 120500060505, 120500060506, 120500070110, 120500070201, 12 | 07000001, 07000048, 07000049, 07000050, 07000051, 07000054, 07000059, 07000060, 07000071, 07000072, 07000073, 07000074, 07000075, 07000076, 07000097, 07000098, 07000120, 07000121, 07000122, 07000123, 07000124, 07000125, 07000126, 07000129, 07000130, 0700 | 07000011, 07000012 | 888.1366 | Yes | No | No | No | No | 07000181 | 07000181 | No | Watershed Planning | 500000 | No | None | 0 | 38 | 3 | 0 | 3 | 3 | 1 | 4 | 40.5557 | 0 | 3243.9077 | Yes | No | None |  |  |  | Yes | None |  | BLE 2024 |  | None | No | None |  | Yes | Alignment with Region Goals
1181 | 071000100 | Kent County GIS Development | Develop a GIS inventory of stormwater infrastructure | 7 | Upper Brazos | Kent | 12050003, 12050004, 12050006, 12050007 | 1205000305, 1205000405, 1205000406, 1205000407, 1205000408, 1205000605, 1205000701, 1205000702, 1205000704, 1205000705, 1205000706, 1205000707 | 120500030506, 120500040505, 120500040506, 120500040507, 120500040601, 120500040602, 120500040603, 120500040604, 120500040605, 120500040606, 120500040607, 120500040702, 120500040801, 120500040803, 120500060505, 120500060506, 120500070110, 120500070201, 12 | 07000001, 07000048, 07000049, 07000050, 07000051, 07000054, 07000059, 07000060, 07000071, 07000072, 07000073, 07000074, 07000075, 07000076, 07000097, 07000098, 07000120, 07000121, 07000122, 07000123, 07000124, 07000125, 07000126, 07000129, 07000130, 0700 | 07000011, 07000012 | 888.1366 | Yes | No | No | No | No | 07000181 | 07000181 | No | Other | 100000 | No | None | 0 | 38 | 3 | 0 | 3 | 3 | 1 | 4 | 40.5557 | 0 | 3243.9077 | No | No | None |  |  |  | Yes | None |  | BLE 2024 |  | None | No | None |  | Yes | Alignment with Region Goals
1182 | 071000030 | Throckmorton County Update FEMA Mapping | Update existing FEMA mapping | 7 | Upper Brazos | Throckmorton | 12060101, 12060102, 12060103, 12060104 | 1206010105, 1206010107, 1206010108, 1206010109, 1206010209, 1206010303, 1206010304, 1206010401, 1206010402 | 120601010502, 120601010503, 120601010504, 120601010505, 120601010507, 120601010701, 120601010702, 120601010703, 120601010704, 120601010705, 120601010706, 120601010802, 120601010803, 120601010804, 120601010805, 120601010806, 120601010807, 120601010808, 12 | 07000176, 07000185, 07000186, 07000187, 07000188, 07000189, 07000201, 07000202, 07000208, 07000209, 07000213, 07000214, 07000215, 07000216, 07000217, 07000218, 07000219, 07000220, 07000221, 07000224, 07000225, 07000260, 07000296, 07000304, 07000305, 0700 | 07000011, 07000012 | 912.4889 | Yes | No | No | No | No | 07000182 | 07000182 | No | Watershed Planning | 1010000 | No | None | 0 | 98 | 20 | 67 | 38 | 67 | 0 | 6 | 65.2744 | 0 | 63522.1289 | Yes | Yes | BLE |  |  | 070000000001 | Yes | BLE | 2017-03-01 | BLE 2024 |  | None | No | None |  | Yes | Alignment with Region Goals
1183 | 071000076 | Throckmorton County DMP | Evaluate county to identify future projects, analyze roads/stream crossing for emergency response vehicles to high hazard areas | 7 | Upper Brazos | Throckmorton | 12060101, 12060102, 12060103, 12060104 | 1206010105, 1206010107, 1206010108, 1206010109, 1206010209, 1206010303, 1206010304, 1206010401, 1206010402 | 120601010502, 120601010503, 120601010504, 120601010505, 120601010507, 120601010701, 120601010702, 120601010703, 120601010704, 120601010705, 120601010706, 120601010802, 120601010803, 120601010804, 120601010805, 120601010806, 120601010807, 120601010808, 12 | 07000176, 07000185, 07000186, 07000187, 07000188, 07000189, 07000201, 07000202, 07000208, 07000209, 07000213, 07000214, 07000215, 07000216, 07000217, 07000218, 07000219, 07000220, 07000221, 07000224, 07000225, 07000260, 07000296, 07000304, 07000305, 0700 | 07000011, 07000012 | 912.4889 | Yes | No | No | No | No | 07000182 | 07000182 | No | Watershed Planning | 500000 | No | None | 0 | 98 | 20 | 67 | 38 | 67 | 0 | 6 | 65.2744 | 0 | 63522.1289 | Yes | Yes | BLE |  |  | 070000000001 | Yes | BLE | 2017-03-01 | BLE 2024 |  | None | No | None |  | Yes | Alignment with Region Goals
1184 | 071000115 | Throckmorton County GIS Development | Develop a GIS inventory of stormwater infrastructure | 7 | Upper Brazos | Throckmorton | 12060101, 12060102, 12060103, 12060104 | 1206010105, 1206010107, 1206010108, 1206010109, 1206010209, 1206010303, 1206010304, 1206010401, 1206010402 | 120601010502, 120601010503, 120601010504, 120601010505, 120601010507, 120601010701, 120601010702, 120601010703, 120601010704, 120601010705, 120601010706, 120601010802, 120601010803, 120601010804, 120601010805, 120601010806, 120601010807, 120601010808, 12 | 07000176, 07000185, 07000186, 07000187, 07000188, 07000189, 07000201, 07000202, 07000208, 07000209, 07000213, 07000214, 07000215, 07000216, 07000217, 07000218, 07000219, 07000220, 07000221, 07000224, 07000225, 07000260, 07000296, 07000304, 07000305, 0700 | 07000011, 07000012 | 912.4889 | Yes | No | No | No | No | 07000182 | 07000182 | No | Other | 100000 | No | None | 0 | 98 | 20 | 67 | 38 | 67 | 0 | 6 | 65.2744 | 0 | 63522.1289 | No | No | None |  |  |  | Yes | None |  | BLE 2024 |  | None | No | None |  | Yes | Alignment with Region Goals
1185 | 071000009 | Garza County Initial FEMA Mapping | Create FEMA Mapping in previously unmapped areas | 7 | Upper Brazos | Garza | 12050003, 12050004, 12050006, 12050007, 12080002 | 1205000302, 1205000303, 1205000304, 1205000305, 1205000402, 1205000403, 1205000404, 1205000405, 1205000605, 1205000701, 1208000205 | 120500030203, 120500030308, 120500030403, 120500030501, 120500030502, 120500030503, 120500030504, 120500030505, 120500030506, 120500040210, 120500040308, 120500040402, 120500040403, 120500040404, 120500040405, 120500040406, 120500040501, 120500040502, 12 | 07000001, 07000006, 07000011, 07000015, 07000016, 07000017, 07000018, 07000019, 07000022, 07000038, 07000041, 07000042, 07000043, 07000044, 07000045, 07000046, 07000066, 07000071, 07000073, 07000074, 07000077, 07000082, 07000084, 07000097, 07000098, 0700 | 07000011, 07000012 | 884.7744 | Yes | No | No | Yes | No | 00000183 | 00000183 | No | Watershed Planning | 882000 | No | None | 0 | 158 | 34 | 315 | 123 | 315 | 0 | 11 | 97.6748 | 0 | 10113.4795 | Yes | No | None |  |  |  | Yes | None |  | BLE 2024 |  | None | No | None |  | Yes | Alignment with Region Goals
1186 | 071000060 | Garza County DMP | Evaluate county to identify future projects, analyze roads/stream crossing for emergency response vehicles to high hazard areas | 7 | Upper Brazos | Garza | 12050003, 12050004, 12050006, 12050007, 12080002 | 1205000302, 1205000303, 1205000304, 1205000305, 1205000402, 1205000403, 1205000404, 1205000405, 1205000605, 1205000701, 1208000205 | 120500030203, 120500030308, 120500030403, 120500030501, 120500030502, 120500030503, 120500030504, 120500030505, 120500030506, 120500040210, 120500040308, 120500040402, 120500040403, 120500040404, 120500040405, 120500040406, 120500040501, 120500040502, 12 | 07000001, 07000006, 07000011, 07000015, 07000016, 07000017, 07000018, 07000019, 07000022, 07000038, 07000041, 07000042, 07000043, 07000044, 07000045, 07000046, 07000066, 07000071, 07000073, 07000074, 07000077, 07000082, 07000084, 07000097, 07000098, 0700 | 07000011, 07000012 | 884.7744 | Yes | No | No | Yes | No | 00000183 | 00000183 | No | Watershed Planning | 500000 | No | None | 0 | 158 | 34 | 315 | 123 | 315 | 0 | 11 | 97.6748 | 0 | 10113.4795 | Yes | No | None |  |  |  | Yes | None |  | BLE 2024 |  | None | No | None |  | Yes | Alignment with Region Goals
1187 | 071000097 | Garza County GIS Development | Develop a GIS inventory of stormwater infrastructure | 7 | Upper Brazos | Garza | 12050003, 12050004, 12050006, 12050007, 12080002 | 1205000302, 1205000303, 1205000304, 1205000305, 1205000402, 1205000403, 1205000404, 1205000405, 1205000605, 1205000701, 1208000205 | 120500030203, 120500030308, 120500030403, 120500030501, 120500030502, 120500030503, 120500030504, 120500030505, 120500030506, 120500040210, 120500040308, 120500040402, 120500040403, 120500040404, 120500040405, 120500040406, 120500040501, 120500040502, 12 | 07000001, 07000006, 07000011, 07000015, 07000016, 07000017, 07000018, 07000019, 07000022, 07000038, 07000041, 07000042, 07000043, 07000044, 07000045, 07000046, 07000066, 07000071, 07000073, 07000074, 07000077, 07000082, 07000084, 07000097, 07000098, 0700 | 07000011, 07000012 | 884.7744 | Yes | No | No | Yes | No | 00000183 | 00000183 | No | Other | 100000 | No | None | 0 | 158 | 34 | 315 | 123 | 315 | 0 | 11 | 97.6748 | 0 | 10113.4795 | No | No | None |  |  |  | Yes | None |  | BLE 2024 |  | None | No | None |  | Yes | Alignment with Region Goals
1188 | 071000014 | Lynn County Initial FEMA Mapping | Create FEMA Mapping in previously unmapped areas | 7 | Upper Brazos | Lynn | 12050003, 12050004, 12080001, 12080002 | 1205000302, 1205000304, 1205000401, 1205000402, 1205000403, 1205000404, 1208000103, 1208000105, 1208000201, 1208000203, 1208000205 | 120500030203, 120500030401, 120500030402, 120500030403, 120500040104, 120500040206, 120500040207, 120500040208, 120500040209, 120500040210, 120500040301, 120500040302, 120500040303, 120500040304, 120500040305, 120500040306, 120500040307, 120500040308, 12 | 07000006, 07000011, 07000012, 07000014, 07000025, 07000028, 07000029, 07000030, 07000031, 07000032, 07000033, 07000037, 07000038, 07000039, 07000040, 07000043, 07000070, 07000077, 07000078, 07000081, 07000082 | 07000011, 07000012 | 673.4274 | No | No | No | Yes | No | 00000184 | 00000184 | No | Watershed Planning | 778000 | No | None | 0 | 81 | 29 | 217 | 96 | 217 | 0 | 7 | 475.1753 | 0 | 52668.8516 | Yes | No | None |  |  |  | Yes | None |  | BLE 2024 |  | None | No | None |  | Yes | Alignment with Region Goals
1189 | 071000066 | Lynn County DMP | Evaluate county to identify future projects, analyze roads/stream crossing for emergency response vehicles to high hazard areas | 7 | Upper Brazos | Lynn | 12050003, 12050004, 12080001, 12080002 | 1205000302, 1205000304, 1205000401, 1205000402, 1205000403, 1205000404, 1208000103, 1208000105, 1208000201, 1208000203, 1208000205 | 120500030203, 120500030401, 120500030402, 120500030403, 120500040104, 120500040206, 120500040207, 120500040208, 120500040209, 120500040210, 120500040301, 120500040302, 120500040303, 120500040304, 120500040305, 120500040306, 120500040307, 120500040308, 12 | 07000006, 07000011, 07000012, 07000014, 07000025, 07000028, 07000029, 07000030, 07000031, 07000032, 07000033, 07000037, 07000038, 07000039, 07000040, 07000043, 07000070, 07000077, 07000078, 07000081, 07000082 | 07000011, 07000012 | 673.4274 | No | No | No | Yes | No | 00000184 | 00000184 | No | Watershed Planning | 500000 | No | None | 0 | 81 | 29 | 217 | 96 | 217 | 0 | 7 | 475.1753 | 0 | 52668.8516 | Yes | No | None |  |  |  | Yes | None |  | BLE 2024 |  | None | No | None |  | Yes | Alignment with Region Goals
1190 | 071000104 | Lynn County GIS Development | Develop a GIS inventory of stormwater infrastructure | 7 | Upper Brazos | Lynn | 12050003, 12050004, 12080001, 12080002 | 1205000302, 1205000304, 1205000401, 1205000402, 1205000403, 1205000404, 1208000103, 1208000105, 1208000201, 1208000203, 1208000205 | 120500030203, 120500030401, 120500030402, 120500030403, 120500040104, 120500040206, 120500040207, 120500040208, 120500040209, 120500040210, 120500040301, 120500040302, 120500040303, 120500040304, 120500040305, 120500040306, 120500040307, 120500040308, 12 | 07000006, 07000011, 07000012, 07000014, 07000025, 07000028, 07000029, 07000030, 07000031, 07000032, 07000033, 07000037, 07000038, 07000039, 07000040, 07000043, 07000070, 07000077, 07000078, 07000081, 07000082 | 07000011, 07000012 | 673.4274 | No | No | No | Yes | No | 00000184 | 00000184 | No | Other | 100000 | No | None | 0 | 81 | 29 | 217 | 96 | 217 | 0 | 7 | 475.1753 | 0 | 52668.8516 | No | No | None |  |  |  | Yes | None |  | BLE 2024 |  | None | No | None |  | Yes | Alignment with Region Goals
1191 | 071000083 | Young County DMP | Evaluate county to identify future projects, analyze roads/stream crossing for emergency response vehicles to high hazard areas | 7 | Upper Brazos | Young | 11130209, 12030101, 12060101, 12060104, 12060201 | 1113020902, 1203010101, 1206010107, 1206010108, 1206010109, 1206010402, 1206010403, 1206020101, 1206020102, 1206020105 | 111302090201, 120301010101, 120301010102, 120301010103, 120301010104, 120301010105, 120601010706, 120601010707, 120601010806, 120601010807, 120601010809, 120601010810, 120601010811, 120601010901, 120601010902, 120601010903, 120601010904, 120601010905, 12 | 07000172, 07000214, 07000216, 07000220, 07000221, 07000222, 07000223, 07000224, 07000225, 07000226, 07000227, 07000228, 07000229, 07000323, 07000330, 07000332, 07000333 | 07000011, 07000012 | 407.8529 | Yes | No | No | No | No | 00000185 | 00000185 | No | Watershed Planning | 500000 | No | None | 0 | 190 | 28 | 60 | 128 | 128 | 0 | 1 | 53.1311 | 0 | 25847.2324 | Yes | No | None |  |  |  | Yes | None |  | BLE 2024 |  | None | No | None |  | Yes | Alignment with Region Goals
1192 | 071000022 | Hockley County Update FEMA Mapping | Update existing FEMA mapping | 7 | Upper Brazos | Hockley | 12050001, 12050003, 12050004, 12080001 | 1205000108, 1205000109, 1205000110, 1205000111, 1205000112, 1205000113, 1205000301, 1205000302, 1205000401, 1205000402, 1208000103, 1208000104 | 120500010804, 120500010805, 120500010904, 120500010905, 120500010906, 120500011003, 120500011004, 120500011005, 120500011006, 120500011101, 120500011102, 120500011107, 120500011201, 120500011202, 120500011203, 120500011301, 120500011302, 120500011303, 12 | 07000003, 07000020, 07000023, 07000025, 07000026, 07000027, 07000034, 07000035, 07000036, 07000037, 07000047, 07000079, 07000080, 07000368, 07000369, 07000370, 07000373, 07000374, 07000375, 07000376, 07000377, 07000379, 07000380, 07000381, 07000382, 0700 | 07000011, 07000012 | 811.4232 | No | No | No | Yes | No | 00000186 | 00000186 | No | Watershed Planning | 987000 | No | None | 0 | 1771 | 1270 | 5273 | 3863 | 5273 | 5 | 9 | 625.7158 | 0 | 60113.3281 | Yes | No | None |  |  |  | Yes | None |  | BLE 2024 |  | None | No | None |  | Yes | Alignment with Region Goals
1193 | 071000099 | Hockley County GIS Development | Develop a GIS inventory of stormwater infrastructure | 7 | Upper Brazos | Hockley | 12050001, 12050003, 12050004, 12080001 | 1205000108, 1205000109, 1205000110, 1205000111, 1205000112, 1205000113, 1205000301, 1205000302, 1205000401, 1205000402, 1208000103, 1208000104 | 120500010804, 120500010805, 120500010904, 120500010905, 120500010906, 120500011003, 120500011004, 120500011005, 120500011006, 120500011101, 120500011102, 120500011107, 120500011201, 120500011202, 120500011203, 120500011301, 120500011302, 120500011303, 12 | 07000003, 07000020, 07000023, 07000025, 07000026, 07000027, 07000034, 07000035, 07000036, 07000037, 07000047, 07000079, 07000080, 07000368, 07000369, 07000370, 07000373, 07000374, 07000375, 07000376, 07000377, 07000379, 07000380, 07000381, 07000382, 0700 | 07000011, 07000012 | 811.4232 | No | No | No | Yes | No | 00000186 | 00000186 | No | Other | 100000 | No | None | 0 | 1771 | 1270 | 5273 | 3863 | 5273 | 5 | 9 | 625.7158 | 0 | 60113.3281 | No | No | None |  |  |  | Yes | None |  | BLE 2024 |  | None | No | None |  | Yes | Alignment with Region Goals
1194 | 071000005 | Cochran County Initial FEMA Mapping | Create FEMA Mapping in previously unmapped areas | 7 | Upper Brazos | Cochran | 12050001, 12050004, 12080001 | 1205000106, 1205000107, 1205000108, 1205000109, 1205000401, 1208000101, 1208000102, 1208000103, 1208000104 | 120500010606, 120500010607, 120500010611, 120500010702, 120500010803, 120500010804, 120500010805, 120500010901, 120500010902, 120500010903, 120500010904, 120500010905, 120500010906, 120500040101, 120800010106, 120800010107, 120800010108, 120800010109, 12 | 07000034, 07000385, 07000389, 07000390, 07000391, 07000392, 07000395, 07000397, 07000400, 07000403, 07000404, 07000405, 07000406, 07000410 | 07000011, 07000012 | 324.5425 | No | No | No | Yes | No | 00000187 | 00000187 | No | Watershed Planning | 671000 | No | None | 0 | 278 | 134 | 340 | 218 | 340 | 2 | 1 | 246.0739 | 0 | 49749.9023 | Yes | No | None |  |  |  | Yes | None |  | BLE 2024 |  | None | No | None |  | Yes | Alignment with Region Goals
1195 | 071000057 | Cochran County DMP | Identify bridge and culvert crossings damaged by past flooding events. Create a GIS map and assessment condition report for each structure. | 7 | Upper Brazos | Cochran | 12050001, 12050004, 12080001 | 1205000106, 1205000107, 1205000108, 1205000109, 1205000401, 1208000101, 1208000102, 1208000103, 1208000104 | 120500010606, 120500010607, 120500010611, 120500010702, 120500010803, 120500010804, 120500010805, 120500010901, 120500010902, 120500010903, 120500010904, 120500010905, 120500010906, 120500040101, 120800010106, 120800010107, 120800010108, 120800010109, 12 | 07000034, 07000385, 07000389, 07000390, 07000391, 07000392, 07000395, 07000397, 07000400, 07000403, 07000404, 07000405, 07000406, 07000410 | 07000011, 07000012 | 324.5425 | No | No | No | Yes | No | 00000187 | 00000187 | No | Watershed Planning | 500000 | No | None | 0 | 278 | 134 | 340 | 218 | 340 | 2 | 1 | 246.0739 | 0 | 49749.9023 | Yes | No | None |  |  |  | Yes | None |  | BLE 2024 |  | None | No | None |  | Yes | Alignment with Region Goals
1196 | 071000090 | Cochran County GIS Development | Develop a GIS inventory of stormwater infrastructure | 7 | Upper Brazos | Cochran | 12050001, 12050004, 12080001 | 1205000106, 1205000107, 1205000108, 1205000109, 1205000401, 1208000101, 1208000102, 1208000103, 1208000104 | 120500010606, 120500010607, 120500010611, 120500010702, 120500010803, 120500010804, 120500010805, 120500010901, 120500010902, 120500010903, 120500010904, 120500010905, 120500010906, 120500040101, 120800010106, 120800010107, 120800010108, 120800010109, 12 | 07000034, 07000385, 07000389, 07000390, 07000391, 07000392, 07000395, 07000397, 07000400, 07000403, 07000404, 07000405, 07000406, 07000410 | 07000011, 07000012 | 324.5425 | No | No | No | Yes | No | 00000187 | 00000187 | No | Other | 100000 | No | None | 0 | 278 | 134 | 340 | 218 | 340 | 2 | 1 | 246.0739 | 0 | 49749.9023 | No | No | None |  |  |  | Yes | None |  | BLE 2024 |  | None | No | None |  | Yes | Alignment with Region Goals
1197 | 071000020 | Floyd County Update FEMA Mapping | Update existing FEMA mapping | 7 | Upper Brazos | Floyd | 11130103, 11130104, 12050005, 12050006, 12050007 | 1113010301, 1113010302, 1113010303, 1113010401, 1113010402, 1205000505, 1205000601, 1205000603, 1205000703 | 111301030104, 111301030106, 111301030201, 111301030202, 111301030203, 111301030204, 111301030205, 111301030206, 111301030207, 111301030208, 111301030209, 111301030301, 111301030302, 111301030303, 111301040101, 111301040102, 111301040103, 111301040104, 11 | 07000091, 07000095, 07000096, 07000103, 07000109, 07000110, 07000111, 07000112, 07000152, 07000442, 07000450, 07000461, 07000462 | 07000011, 07000012 | 406.9607 | Yes | No | No | Yes | No | 00000199 | 00000199 | No | Watershed Planning | 1116000 | No | None | 0 | 116 | 14 | 68 | 99 | 99 | 0 | 4 | 254.5198 | 0 | 28586.623 | Yes | No | None |  |  |  | Yes | None |  | BLE 2024 |  | None | No | None |  | Yes | Alignment with Region Goals
1198 | 071000096 | Floyd County GIS Development | Develop a GIS inventory of stormwater infrastructure | 7 | Upper Brazos | Floyd | 11130103, 11130104, 12050005, 12050006, 12050007 | 1113010301, 1113010302, 1113010303, 1113010401, 1113010402, 1205000505, 1205000601, 1205000603, 1205000703 | 111301030104, 111301030106, 111301030201, 111301030202, 111301030203, 111301030204, 111301030205, 111301030206, 111301030207, 111301030208, 111301030209, 111301030301, 111301030302, 111301030303, 111301040101, 111301040102, 111301040103, 111301040104, 11 | 07000091, 07000095, 07000096, 07000103, 07000109, 07000110, 07000111, 07000112, 07000152, 07000442, 07000450, 07000461, 07000462 | 07000011, 07000012 | 406.9607 | Yes | No | No | Yes | No | 00000199 | 00000199 | No | Other | 100000 | No | None | 0 | 116 | 14 | 68 | 99 | 99 | 0 | 4 | 254.5198 | 0 | 28586.623 | No | No | None |  |  |  | Yes | None |  | BLE 2024 |  | None | No | None |  | Yes | Alignment with Region Goals
1199 | 071000013 | Lamb County Initial FEMA Mapping | Create FEMA Mapping in previously unmapped areas | 7 | Upper Brazos | Lamb | 12050001, 12050002, 12050005, 12050006 | 1205000105, 1205000108, 1205000110, 1205000111, 1205000113, 1205000204, 1205000205, 1205000502, 1205000601, 1205000602 | 120500010507, 120500010805, 120500011001, 120500011002, 120500011003, 120500011005, 120500011006, 120500011101, 120500011102, 120500011103, 120500011104, 120500011105, 120500011106, 120500011107, 120500011301, 120500011302, 120500020404, 120500020406, 12 | 07000099, 07000100, 07000101, 07000102, 07000104, 07000367, 07000368, 07000369, 07000370, 07000371, 07000372, 07000373, 07000374, 07000377, 07000382, 07000387, 07000388, 07000401, 07000407, 07000408, 07000410, 07000414, 07000417, 07000418, 07000419, 0700 | 07000011, 07000012 | 1015.9616 | No | No | No | Yes | No | 07000201 | 07000201 | No | Watershed Planning | 890000 | No | None | 0 | 438 | 208 | 932 | 624 | 932 | 3 | 24 | 612.3271 | 0 | 46012.8164 | Yes | No | None |  |  |  | Yes | None |  | BLE 2024 |  | None | No | None |  | Yes | Alignment with Region Goals
1200 | 071000065 | Lamb County DMP | Evaluate county to identify future projects, analyze roads/stream crossing for emergency response vehicles to high hazard areas | 7 | Upper Brazos | Lamb | 12050001, 12050002, 12050005, 12050006 | 1205000105, 1205000108, 1205000110, 1205000111, 1205000113, 1205000204, 1205000205, 1205000502, 1205000601, 1205000602 | 120500010507, 120500010805, 120500011001, 120500011002, 120500011003, 120500011005, 120500011006, 120500011101, 120500011102, 120500011103, 120500011104, 120500011105, 120500011106, 120500011107, 120500011301, 120500011302, 120500020404, 120500020406, 12 | 07000099, 07000100, 07000101, 07000102, 07000104, 07000367, 07000368, 07000369, 07000370, 07000371, 07000372, 07000373, 07000374, 07000377, 07000382, 07000387, 07000388, 07000401, 07000407, 07000408, 07000410, 07000414, 07000417, 07000418, 07000419, 0700 | 07000011, 07000012 | 1015.9616 | No | No | No | Yes | No | 07000201 | 07000201 | No | Watershed Planning | 500000 | No | None | 0 | 438 | 208 | 932 | 624 | 932 | 3 | 24 | 612.3271 | 0 | 46012.8164 | Yes | No | None |  |  |  | Yes | None |  | BLE 2024 |  | None | No | None |  | Yes | Alignment with Region Goals
1201 | 071000103 | Lamb County GIS Development | Develop a GIS inventory of stormwater infrastructure | 7 | Upper Brazos | Lamb | 12050001, 12050002, 12050005, 12050006 | 1205000105, 1205000108, 1205000110, 1205000111, 1205000113, 1205000204, 1205000205, 1205000502, 1205000601, 1205000602 | 120500010507, 120500010805, 120500011001, 120500011002, 120500011003, 120500011005, 120500011006, 120500011101, 120500011102, 120500011103, 120500011104, 120500011105, 120500011106, 120500011107, 120500011301, 120500011302, 120500020404, 120500020406, 12 | 07000099, 07000100, 07000101, 07000102, 07000104, 07000367, 07000368, 07000369, 07000370, 07000371, 07000372, 07000373, 07000374, 07000377, 07000382, 07000387, 07000388, 07000401, 07000407, 07000408, 07000410, 07000414, 07000417, 07000418, 07000419, 0700 | 07000011, 07000012 | 1015.9616 | No | No | No | Yes | No | 07000201 | 07000201 | No | Other | 100000 | No | None | 0 | 438 | 208 | 932 | 624 | 932 | 3 | 24 | 612.3271 | 0 | 46012.8164 | No | No | None |  |  |  | Yes | None |  | BLE 2024 |  | None | No | None |  | Yes | Alignment with Region Goals
1202 | 071000001 | Bailey County Initial FEMA Mapping | Create FEMA Mapping in previously unmapped areas | 7 | Upper Brazos | Bailey | 12050001, 12050002 | 1205000105, 1205000106, 1205000107, 1205000108, 1205000110, 1205000111, 1205000201, 1205000202, 1205000203, 1205000204 | 120500010504, 120500010505, 120500010506, 120500010507, 120500010610, 120500010611, 120500010701, 120500010702, 120500010703, 120500010704, 120500010801, 120500010802, 120500010803, 120500010805, 120500011001, 120500011002, 120500011006, 120500011103, 12 | 07000369, 07000383, 07000384, 07000387, 07000388, 07000390, 07000393, 07000394, 07000396, 07000397, 07000398, 07000399, 07000402, 07000406, 07000407, 07000408, 07000409, 07000410, 07000411, 07000412, 07000413, 07000414, 07000418, 07000425, 07000426, 0700 | 07000011, 07000012 | 826.0353 | No | No | No | Yes | No | 07000202 | 07000202 | No | Watershed Planning | 711000 | No | None | 0 | 475 | 46 | 682 | 759 | 759 | 1 | 13 | 499.0328 | 0 | 32566.7969 | Yes | No | None |  |  |  | Yes | None |  | BLE 2024 |  | None | No | None |  | Yes | Alignment with Region Goals
1203 | 071000085 | Bailey County GIS Development | Develop a GIS inventory of stormwater infrastructure | 7 | Upper Brazos | Bailey | 12050001, 12050002 | 1205000105, 1205000106, 1205000107, 1205000108, 1205000110, 1205000111, 1205000201, 1205000202, 1205000203, 1205000204 | 120500010504, 120500010505, 120500010506, 120500010507, 120500010610, 120500010611, 120500010701, 120500010702, 120500010703, 120500010704, 120500010801, 120500010802, 120500010803, 120500010805, 120500011001, 120500011002, 120500011006, 120500011103, 12 | 07000369, 07000383, 07000384, 07000387, 07000388, 07000390, 07000393, 07000394, 07000396, 07000397, 07000398, 07000399, 07000402, 07000406, 07000407, 07000408, 07000409, 07000410, 07000411, 07000412, 07000413, 07000414, 07000418, 07000425, 07000426, 0700 | 07000011, 07000012 | 826.0353 | No | No | No | Yes | No | 07000202 | 07000202 | No | Other | 100000 | No | None | 0 | 475 | 46 | 682 | 759 | 759 | 1 | 13 | 499.0328 | 0 | 32566.7969 | No | No | None |  |  |  | Yes | None |  | BLE 2024 |  | None | No | None |  | Yes | Alignment with Region Goals
1204 | 071000029 | Terry County Update FEMA Mapping | Update existing FEMA mapping | 7 | Upper Brazos | Terry | 12050004, 12080001, 12080002, 12080004, 12080006 | 1205000401, 1208000103, 1208000104, 1208000105, 1208000201, 1208000203, 1208000404, 1208000406, 1208000407, 1208000603, 1208000604, 1208000605 | 120500040103, 120500040104, 120800010305, 120800010306, 120800010307, 120800010308, 120800010309, 120800010310, 120800010404, 120800010405, 120800010406, 120800010407, 120800010408, 120800010409, 120800010501, 120800010502, 120800010503, 120800020101, 12 | 07000025, 07000027 | 07000011, 07000012 | 24.9419 | No | No | No | Yes | No | 00000205 | 00000205 | No | Watershed Planning | 1010000 | No | None | 0 | 4 | 0 | 1 | 5 | 5 | 0 | 0 | 27.4145 | 0 | 3373.0452 | Yes | No | None |  |  |  | Yes | None |  | BLE 2024 |  | None | No | None |  | Yes | Alignment with Region Goals
1205 | 071000114 | Terry County GIS Development | Develop a GIS inventory of stormwater infrastructure | 7 | Upper Brazos | Terry | 12050004, 12080001, 12080002, 12080004, 12080006 | 1205000401, 1208000103, 1208000104, 1208000105, 1208000201, 1208000203, 1208000404, 1208000406, 1208000407, 1208000603, 1208000604, 1208000605 | 120500040103, 120500040104, 120800010305, 120800010306, 120800010307, 120800010308, 120800010309, 120800010310, 120800010404, 120800010405, 120800010406, 120800010407, 120800010408, 120800010409, 120800010501, 120800010502, 120800010503, 120800020101, 12 | 07000025, 07000027 | 07000011, 07000012 | 24.9419 | No | No | No | Yes | No | 00000205 | 00000205 | No | Other | 100000 | No | None | 0 | 4 | 0 | 1 | 5 | 5 | 0 | 0 | 27.4145 | 0 | 3373.0452 | No | No | None |  |  |  | Yes | None |  | BLE 2024 |  | None | No | None |  | Yes | Alignment with Region Goals
1206 | 071000012 | Knox County Initial FEMA Mapping | Create FEMA Mapping in previously unmapped areas | 7 | Upper Brazos | Knox | 11130204, 11130205, 11130206, 12060101 | 1113020402, 1113020403, 1113020502, 1113020601, 1206010102, 1206010103, 1206010104, 1206010105, 1206010106 | 111302040206, 111302040301, 111302040302, 111302040303, 111302040304, 111302040305, 111302040306, 111302050204, 111302050205, 111302050206, 111302050207, 111302050208, 111302060103, 120601010202, 120601010203, 120601010204, 120601010205, 120601010206, 12 | 07000174, 07000178, 07000179, 07000180, 07000181, 07000182, 07000183, 07000185, 07000187, 07000190, 07000192, 07000200, 07000203, 07000204, 07000205, 07000206, 07000211, 07000212 | 07000011, 07000012 | 432.3661 | Yes | No | No | No | No | 00000217 | 00000217 | No | Watershed Planning | 871000 | No | None | 0 | 968 | 526 | 1207 | 1310 | 1310 | 4 | 2 | 130.4964 | 0 | 33293.2188 | Yes | No | None |  |  |  | Yes | None |  | BLE 2024 |  | None | No | None |  | Yes | Alignment with Region Goals
1207 | 071000064 | Knox County DMP | Evaluate county to identify future projects, analyze roads/stream crossing for emergency response vehicles to high hazard areas | 7 | Upper Brazos | Knox | 11130204, 11130205, 11130206, 12060101 | 1113020402, 1113020403, 1113020502, 1113020601, 1206010102, 1206010103, 1206010104, 1206010105, 1206010106 | 111302040206, 111302040301, 111302040302, 111302040303, 111302040304, 111302040305, 111302040306, 111302050204, 111302050205, 111302050206, 111302050207, 111302050208, 111302060103, 120601010202, 120601010203, 120601010204, 120601010205, 120601010206, 12 | 07000174, 07000178, 07000179, 07000180, 07000181, 07000182, 07000183, 07000185, 07000187, 07000190, 07000192, 07000200, 07000203, 07000204, 07000205, 07000206, 07000211, 07000212 | 07000011, 07000012 | 432.3661 | Yes | No | No | No | No | 00000217 | 00000217 | No | Watershed Planning | 500000 | No | None | 0 | 968 | 526 | 1207 | 1310 | 1310 | 4 | 2 | 130.4964 | 0 | 33293.2188 | Yes | No | None |  |  |  | Yes | None |  | BLE 2024 |  | None | No | None |  | Yes | Alignment with Region Goals
1208 | 071000102 | Knox County GIS Development | Develop a GIS inventory of stormwater infrastructure | 7 | Upper Brazos | Knox | 11130204, 11130205, 11130206, 12060101 | 1113020402, 1113020403, 1113020502, 1113020601, 1206010102, 1206010103, 1206010104, 1206010105, 1206010106 | 111302040206, 111302040301, 111302040302, 111302040303, 111302040304, 111302040305, 111302040306, 111302050204, 111302050205, 111302050206, 111302050207, 111302050208, 111302060103, 120601010202, 120601010203, 120601010204, 120601010205, 120601010206, 12 | 07000174, 07000178, 07000179, 07000180, 07000181, 07000182, 07000183, 07000185, 07000187, 07000190, 07000192, 07000200, 07000203, 07000204, 07000205, 07000206, 07000211, 07000212 | 07000011, 07000012 | 432.3661 | Yes | No | No | No | No | 00000217 | 00000217 | No | Other | 100000 | No | None | 0 | 968 | 526 | 1207 | 1310 | 1310 | 4 | 2 | 130.4964 | 0 | 33293.2188 | No | No | None |  |  |  | Yes | None |  | BLE 2024 |  | None | No | None |  | Yes | Alignment with Region Goals
1209 | 071000116 | Lake Benjamin Dam Evaluation | Perform full H&H analysis and dam assessment of Lake Benjamin Dam. Assess needs for slope stability and spillway improvements. | 7 | Upper Brazos | Knox | 11130204, 11130205, 11130206, 12060101 | 1113020402, 1113020403, 1113020502, 1113020601, 1206010102, 1206010103, 1206010104, 1206010105, 1206010106 | 111302040206, 111302040301, 111302040302, 111302040303, 111302040304, 111302040305, 111302040306, 111302050204, 111302050205, 111302050206, 111302050207, 111302050208, 111302060103, 120601010202, 120601010203, 120601010204, 120601010205, 120601010206, 12 | 07000174, 07000178, 07000179, 07000180, 07000181, 07000182, 07000183, 07000185, 07000187, 07000190, 07000192, 07000200, 07000203, 07000204, 07000205, 07000206, 07000211, 07000212 | 07000011, 07000012 | 432.3661 | Yes | No | No | No | No | 00000217 | 00000217 | No | Project Planning | 58000 | No | None | 0 | 968 | 526 | 1207 | 1310 | 1310 | 4 | 2 | 130.4964 | 0 | 33293.2188 | Yes | No | None |  |  |  | Yes | None |  | BLE 2024 |  | None | No | None |  | Yes | Alignment with Region Goals
1210 | 071000011 | King County Initial FEMA Mapping | Create FEMA Mapping in previously unmapped areas | 7 | Upper Brazos | King | 11130204, 11130205, 12050007, 12060101 | 1113020401, 1113020402, 1113020501, 1113020502, 1205000707, 1206010101, 1206010102 | 111302040102, 111302040103, 111302040104, 111302040108, 111302040204, 111302040205, 111302040206, 111302050102, 111302050103, 111302050104, 111302050105, 111302050106, 111302050107, 111302050201, 111302050202, 111302050203, 111302050204, 120500070702, 12 | 07000136, 07000140, 07000141, 07000175, 07000193, 07000194, 07000195, 07000196, 07000197, 07000200, 07000203, 07000205, 07000206 | 07000011, 07000012 | 335.6423 | Yes | No | No | No | No | 00000218 | 00000218 | No | Watershed Planning | 954000 | No | None | 0 | 3 | 0 | 1 | 1 | 1 | 0 | 1 | 7.159 | 0 | 409.4093 | Yes | No | None |  |  |  | Yes | None |  | BLE 2024 |  | None | No | None |  | Yes | Alignment with Region Goals
1211 | 071000101 | King County GIS Development | Develop a GIS inventory of stormwater infrastructure | 7 | Upper Brazos | King | 11130204, 11130205, 12050007, 12060101 | 1113020401, 1113020402, 1113020501, 1113020502, 1205000707, 1206010101, 1206010102 | 111302040102, 111302040103, 111302040104, 111302040108, 111302040204, 111302040205, 111302040206, 111302050102, 111302050103, 111302050104, 111302050105, 111302050106, 111302050107, 111302050201, 111302050202, 111302050203, 111302050204, 120500070702, 12 | 07000136, 07000140, 07000141, 07000175, 07000193, 07000194, 07000195, 07000196, 07000197, 07000200, 07000203, 07000205, 07000206 | 07000011, 07000012 | 335.6423 | Yes | No | No | No | No | 00000218 | 00000218 | No | Other | 100000 | No | None | 0 | 3 | 0 | 1 | 1 | 1 | 0 | 1 | 7.159 | 0 | 409.4093 | No | No | None |  |  |  | Yes | None |  | BLE 2024 |  | None | No | None |  | Yes | Alignment with Region Goals
1212 | 071000007 | Dickens County Initial FEMA Mapping | Create FEMA Mapping in previously unmapped areas | 7 | Upper Brazos | Dickens | 11130104, 11130204, 11130205, 12050006, 12050007, 12060101 | 1113010402, 1113010403, 1113020401, 1113020501, 1205000605, 1205000702, 1205000703, 1205000704, 1205000706, 1205000707, 1206010101 | 111301040202, 111301040203, 111301040206, 111301040207, 111301040208, 111301040209, 111301040210, 111301040301, 111301040303, 111302040101, 111302040102, 111302050101, 111302050102, 111302050103, 111302050105, 120500060501, 120500060505, 120500070202, 12 | 07000097, 07000116, 07000124, 07000127, 07000128, 07000131, 07000133, 07000134, 07000135, 07000136, 07000152, 07000154, 07000155, 07000160, 07000161, 07000162, 07000163, 07000164, 07000165, 07000166, 07000167, 07000175 | 07000011, 07000012 | 573.3586 | Yes | No | No | Yes | No | 00000219 | 00000219 | No | Watershed Planning | 919000 | No | None | 0 | 195 | 0 | 92 | 125 | 125 | 1 | 2 | 111.8792 | 0 | 15575.0576 | Yes | No | None |  |  |  | Yes | None |  | BLE 2024 |  | None | No | None |  | Yes | Alignment with Region Goals
1213 | 071000058 | Dickens County DMP | Evaluate county to identify future projects, analyze roads/stream crossing for emergency response vehicles to high hazard areas | 7 | Upper Brazos | Dickens | 11130104, 11130204, 11130205, 12050006, 12050007, 12060101 | 1113010402, 1113010403, 1113020401, 1113020501, 1205000605, 1205000702, 1205000703, 1205000704, 1205000706, 1205000707, 1206010101 | 111301040202, 111301040203, 111301040206, 111301040207, 111301040208, 111301040209, 111301040210, 111301040301, 111301040303, 111302040101, 111302040102, 111302050101, 111302050102, 111302050103, 111302050105, 120500060501, 120500060505, 120500070202, 12 | 07000097, 07000116, 07000124, 07000127, 07000128, 07000131, 07000133, 07000134, 07000135, 07000136, 07000152, 07000154, 07000155, 07000160, 07000161, 07000162, 07000163, 07000164, 07000165, 07000166, 07000167, 07000175 | 07000011, 07000012 | 573.3586 | Yes | No | No | Yes | No | 00000219 | 00000219 | No | Watershed Planning | 500000 | No | None | 0 | 195 | 0 | 92 | 125 | 125 | 1 | 2 | 111.8792 | 0 | 15575.0576 | Yes | No | None |  |  |  | Yes | None |  | BLE 2024 |  | None | No | None |  | Yes | Alignment with Region Goals
1214 | 071000093 | Dickens County GIS Development | Develop a GIS inventory of stormwater infrastructure | 7 | Upper Brazos | Dickens | 11130104, 11130204, 11130205, 12050006, 12050007, 12060101 | 1113010402, 1113010403, 1113020401, 1113020501, 1205000605, 1205000702, 1205000703, 1205000704, 1205000706, 1205000707, 1206010101 | 111301040202, 111301040203, 111301040206, 111301040207, 111301040208, 111301040209, 111301040210, 111301040301, 111301040303, 111302040101, 111302040102, 111302050101, 111302050102, 111302050103, 111302050105, 120500060501, 120500060505, 120500070202, 12 | 07000097, 07000116, 07000124, 07000127, 07000128, 07000131, 07000133, 07000134, 07000135, 07000136, 07000152, 07000154, 07000155, 07000160, 07000161, 07000162, 07000163, 07000164, 07000165, 07000166, 07000167, 07000175 | 07000011, 07000012 | 573.3586 | Yes | No | No | Yes | No | 00000219 | 00000219 | No | Other | 100000 | No | None | 0 | 195 | 0 | 92 | 125 | 125 | 1 | 2 | 111.8792 | 0 | 15575.0576 | No | No | None |  |  |  | Yes | None |  | BLE 2024 |  | None | No | None |  | Yes | Alignment with Region Goals
1215 | 071000002 | Baylor County Initial FEMA Mapping | Create FEMA Mapping in previously unmapped areas | 7 | Upper Brazos | Baylor | 11130204, 11130206, 11130207, 11130209, 12060101 | 1113020403, 1113020601, 1113020602, 1113020603, 1113020702, 1113020704, 1113020901, 1206010103, 1206010104, 1206010105, 1206010106, 1206010108 | 111302040306, 111302060101, 111302060102, 111302060103, 111302060104, 111302060105, 111302060106, 111302060107, 111302060108, 111302060201, 111302060202, 111302060203, 111302060302, 111302070201, 111302070202, 111302070401, 111302090101, 111302090102, 11 | 07000173, 07000176, 07000183, 07000187, 07000188, 07000189, 07000190, 07000191, 07000192, 07000199, 07000212, 07000215, 07000218, 07000224 | 07000011, 07000012 | 392.4258 | Yes | No | No | No | No | 00000220 | 00000220 | No | Watershed Planning | 888000 | Yes | None | 1000000 | 361 | 199 | 684 | 460 | 684 | 0 | 7 | 53.9093 | 0 | 28476.4961 | Yes | No | None |  |  |  | Yes | None |  | BLE 2024 |  | None | No | None |  | Yes | Alignment with Region Goals
1216 | 071000031 | Baylor County DMP | Evaluate county to identify future projects, analyze roads/stream crossing for emergency response vehicles to high hazard areas | 7 | Upper Brazos | Baylor | 11130204, 11130206, 11130207, 11130209, 12060101 | 1113020403, 1113020601, 1113020602, 1113020603, 1113020702, 1113020704, 1113020901, 1206010103, 1206010104, 1206010105, 1206010106, 1206010108 | 111302040306, 111302060101, 111302060102, 111302060103, 111302060104, 111302060105, 111302060106, 111302060107, 111302060108, 111302060201, 111302060202, 111302060203, 111302060302, 111302070201, 111302070202, 111302070401, 111302090101, 111302090102, 11 | 07000173, 07000176, 07000183, 07000187, 07000188, 07000189, 07000190, 07000191, 07000192, 07000199, 07000212, 07000215, 07000218, 07000224 | 07000011, 07000012 | 392.4258 | Yes | No | No | No | No | 00000220 | 00000220 | No | Watershed Planning | 500000 | No | None | 0 | 361 | 199 | 684 | 460 | 684 | 0 | 7 | 53.9093 | 0 | 28476.4961 | Yes | No | None |  |  |  | Yes | None |  | BLE 2024 |  | None | No | None |  | Yes | Alignment with Region Goals
1217 | 071000086 | Baylor County GIS Development | Develop a GIS inventory of stormwater infrastructure | 7 | Upper Brazos | Baylor | 11130204, 11130206, 11130207, 11130209, 12060101 | 1113020403, 1113020601, 1113020602, 1113020603, 1113020702, 1113020704, 1113020901, 1206010103, 1206010104, 1206010105, 1206010106, 1206010108 | 111302040306, 111302060101, 111302060102, 111302060103, 111302060104, 111302060105, 111302060106, 111302060107, 111302060108, 111302060201, 111302060202, 111302060203, 111302060302, 111302070201, 111302070202, 111302070401, 111302090101, 111302090102, 11 | 07000173, 07000176, 07000183, 07000187, 07000188, 07000189, 07000190, 07000191, 07000192, 07000199, 07000212, 07000215, 07000218, 07000224 | 07000011, 07000012 | 392.4258 | Yes | No | No | No | No | 00000220 | 00000220 | No | Other | 100000 | No | None | 0 | 361 | 199 | 684 | 460 | 684 | 0 | 7 | 53.9093 | 0 | 28476.4961 | No | No | None |  |  |  | Yes | None |  | BLE 2024 |  | None | No | None |  | Yes | Alignment with Region Goals
1218 | 071000006 | Crosby County Initial FEMA Mapping | Create FEMA Mapping in previously unmapped areas | 7 | Upper Brazos | Crosby | 11130104, 12050003, 12050006, 12050007 | 1113010402, 1205000302, 1205000303, 1205000305, 1205000603, 1205000604, 1205000605, 1205000701, 1205000702, 1205000703, 1205000704 | 111301040202, 120500030203, 120500030305, 120500030306, 120500030307, 120500030308, 120500030501, 120500060303, 120500060304, 120500060305, 120500060307, 120500060308, 120500060401, 120500060402, 120500060403, 120500060404, 120500060405, 120500060501, 12 | 07000006, 07000010, 07000013, 07000016, 07000021, 07000022, 07000087, 07000088, 07000089, 07000091, 07000097, 07000098, 07000108, 07000110, 07000111, 07000112, 07000113, 07000114, 07000115, 07000116, 07000117, 07000118, 07000147, 07000151, 07000152, 0700 | 07000011, 07000012 | 895.5405 | Yes | No | No | Yes | No | 00000221 | 00000221 | No | Watershed Planning | 834000 | No | None | 0 | 279 | 62 | 275 | 325 | 325 | 2 | 6 | 349.603 | 0 | 45936.1094 | Yes | No | None |  |  |  | Yes | None |  | BLE 2024 |  | None | No | None |  | Yes | Alignment with Region Goals
1219 | 071000091 | Crosby County GIS Development | Develop a GIS inventory of stormwater infrastructure | 7 | Upper Brazos | Crosby | 11130104, 12050003, 12050006, 12050007 | 1113010402, 1205000302, 1205000303, 1205000305, 1205000603, 1205000604, 1205000605, 1205000701, 1205000702, 1205000703, 1205000704 | 111301040202, 120500030203, 120500030305, 120500030306, 120500030307, 120500030308, 120500030501, 120500060303, 120500060304, 120500060305, 120500060307, 120500060308, 120500060401, 120500060402, 120500060403, 120500060404, 120500060405, 120500060501, 12 | 07000006, 07000010, 07000013, 07000016, 07000021, 07000022, 07000087, 07000088, 07000089, 07000091, 07000097, 07000098, 07000108, 07000110, 07000111, 07000112, 07000113, 07000114, 07000115, 07000116, 07000117, 07000118, 07000147, 07000151, 07000152, 0700 | 07000011, 07000012 | 895.5405 | Yes | No | No | Yes | No | 00000221 | 00000221 | No | Other | 100000 | No | None | 0 | 279 | 62 | 275 | 325 | 325 | 2 | 6 | 349.603 | 0 | 45936.1094 | No | No | None |  |  |  | Yes | None |  | BLE 2024 |  | None | No | None |  | Yes | Alignment with Region Goals
1220 | 071000118 | John Montford Dam Evaluation | Access the current condition of the intake tower, bridge and structure at John Montford Dam. Evaluate the seepage through the Dam. | 7 | Upper Brazos | Lubbock | 12050001, 12050002, 12050003, 12050004, 12050006, 12050007 | 1205000112, 1205000113, 1205000205, 1205000301, 1205000302, 1205000303, 1205000304, 1205000401, 1205000402, 1205000603, 1205000604, 1205000701 | 120500011203, 120500011302, 120500011303, 120500011304, 120500011305, 120500020506, 120500020507, 120500020508, 120500030101, 120500030102, 120500030103, 120500030104, 120500030201, 120500030202, 120500030203, 120500030301, 120500030302, 120500030303, 12 | 07000002, 07000003, 07000004, 07000005, 07000006, 07000007, 07000008, 07000009, 07000010, 07000011, 07000012, 07000014, 07000020, 07000021, 07000023, 07000024, 07000025, 07000028, 07000037, 07000091, 07000114, 07000170, 07000376, 07000377, 07000378, 0700 | 07000011, 07000012 | 898.267 | Yes | No | Yes | Yes | No | 07000222 | 07000222 | No | Project Planning | 417000 | No | None | 0 | 6880 | 5342 | 18411 | 20269 | 20269 | 9 | 29 | 357.5448 | 0 | 50570.1484 | Yes | No | None |  |  |  | Yes | None |  | BLE 2024 |  | None | No | None |  | Yes | Alignment with Region Goals
1221 | 071000084 | Archer County GIS Development | Develop a GIS inventory of stormwater infrastructure | 7 | Upper Brazos | Archer | 11130206, 11130209, 12030101, 12060101, 12060201 | 1113020602, 1113020603, 1113020604, 1113020901, 1113020902, 1113020903, 1113020905, 1203010101, 1206010108, 1206020101 | 111302060203, 111302060204, 111302060301, 111302060302, 111302060303, 111302060304, 111302060401, 111302060405, 111302090102, 111302090103, 111302090104, 111302090105, 111302090106, 111302090107, 111302090201, 111302090202, 111302090203, 111302090204, 11 | 07000224, 07000225 | 07000011, 07000012 | 21.9234 | Yes | No | No | No | No | 00000223 | 00000223 | No | Other | 100000 | No | None | 0 | 0 | 0 | 0 | 0 | 0 | 0 | 0 | 1.9176 | 0 | 877.8484 | No | No | None |  |  |  | Yes | None |  | BLE 2024 |  | None | No | None |  | Yes | Alignment with Region Goals
1222 | 071000028 | Swisher County Update FEMA Mapping | Update existing FEMA mapping | 7 | Upper Brazos | Swisher | 11120103, 11120104, 11130103, 12050005 | 1112010302, 1112010303, 1112010402, 1112010403, 1112010404, 1112010405, 1112010406, 1113010302, 1205000504, 1205000505 | 111201030201, 111201030202, 111201030203, 111201030204, 111201030206, 111201030207, 111201030302, 111201030303, 111201040203, 111201040204, 111201040205, 111201040206, 111201040302, 111201040303, 111201040304, 111201040305, 111201040306, 111201040401, 11 | 07000440, 07000442, 07000446, 07000458, 07000463 | 07000011, 07000012 | 73.5178 | No | No | No | Yes | No | 00000237 | 00000237 | No | Watershed Planning | 920000 | No | None | 0 | 5 | 3 | 3 | 10 | 10 | 0 | 0 | 46.6349 | 0 | 4233.4448 | Yes | No | None |  |  |  | Yes | None |  | BLE 2024 |  | None | No | None |  | Yes | Alignment with Region Goals
1223 | 071000074 | Swisher County DMP | Evaluate the TxDOT low water crossings county-wide | 7 | Upper Brazos | Swisher | 11120103, 11120104, 11130103, 12050005 | 1112010302, 1112010303, 1112010402, 1112010403, 1112010404, 1112010405, 1112010406, 1113010302, 1205000504, 1205000505 | 111201030201, 111201030202, 111201030203, 111201030204, 111201030206, 111201030207, 111201030302, 111201030303, 111201040203, 111201040204, 111201040205, 111201040206, 111201040302, 111201040303, 111201040304, 111201040305, 111201040306, 111201040401, 11 | 07000440, 07000442, 07000446, 07000458, 07000463 | 07000011, 07000012 | 73.5178 | No | No | No | Yes | No | 00000237 | 00000237 | No | Watershed Planning | 500000 | No | None | 0 | 5 | 3 | 3 | 10 | 10 | 0 | 0 | 46.6349 | 0 | 4233.4448 | Yes | No | None |  |  |  | Yes | None |  | BLE 2024 |  | None | No | None |  | Yes | Alignment with Region Goals
1224 | 071000112 | Swisher County GIS Development | Develop a GIS inventory of stormwater infrastructure | 7 | Upper Brazos | Swisher | 11120103, 11120104, 11130103, 12050005 | 1112010302, 1112010303, 1112010402, 1112010403, 1112010404, 1112010405, 1112010406, 1113010302, 1205000504, 1205000505 | 111201030201, 111201030202, 111201030203, 111201030204, 111201030206, 111201030207, 111201030302, 111201030303, 111201040203, 111201040204, 111201040205, 111201040206, 111201040302, 111201040303, 111201040304, 111201040305, 111201040306, 111201040401, 11 | 07000440, 07000442, 07000446, 07000458, 07000463 | 07000011, 07000012 | 73.5178 | No | No | No | Yes | No | 00000237 | 00000237 | No | Other | 100000 | No | None | 0 | 5 | 3 | 3 | 10 | 10 | 0 | 0 | 46.6349 | 0 | 4233.4448 | No | No | None |  |  |  | Yes | None |  | BLE 2024 |  | None | No | None |  | Yes | Alignment with Region Goals
1225 | 071000017 | Castro County Update FEMA Mapping | Update existing FEMA mapping | 7 | Upper Brazos | Castro | 11120101, 11120104, 12050002, 12050005, 12050006 | 1112010104, 1112010105, 1112010401, 1112010402, 1112010403, 1112010404, 1205000204, 1205000502, 1205000503, 1205000504, 1205000602 | 111201010406, 111201010407, 111201010505, 111201040101, 111201040102, 111201040103, 111201040104, 111201040105, 111201040201, 111201040202, 111201040203, 111201040204, 111201040301, 111201040302, 111201040303, 111201040304, 111201040401, 111201040402, 12 | 07000101, 07000104, 07000420, 07000430, 07000441, 07000443, 07000445, 07000446, 07000448, 07000454, 07000455, 07000456, 07000457, 07000458, 07000460, 07000465, 07000466 | 07000011, 07000012 | 451.0901 | No | No | No | Yes | No | 00000238 | 00000238 | No | Watershed Planning | 870000 | No | None | 0 | 51 | 0 | 82 | 56 | 82 | 0 | 6 | 280.8972 | 0 | 23504.3242 | Yes | No | None |  |  |  | Yes | None |  | BLE 2024 |  | None | No | None |  | Yes | Alignment with Region Goals
1226 | 071000033 | Castro County DMP | Evaluate county to identify future projects, analyze roads/stream crossing for emergency response vehicles to high hazard areas | 7 | Upper Brazos | Castro | 11120101, 11120104, 12050002, 12050005, 12050006 | 1112010104, 1112010105, 1112010401, 1112010402, 1112010403, 1112010404, 1205000204, 1205000502, 1205000503, 1205000504, 1205000602 | 111201010406, 111201010407, 111201010505, 111201040101, 111201040102, 111201040103, 111201040104, 111201040105, 111201040201, 111201040202, 111201040203, 111201040204, 111201040301, 111201040302, 111201040303, 111201040304, 111201040401, 111201040402, 12 | 07000101, 07000104, 07000420, 07000430, 07000441, 07000443, 07000445, 07000446, 07000448, 07000454, 07000455, 07000456, 07000457, 07000458, 07000460, 07000465, 07000466 | 07000011, 07000012 | 451.0901 | No | No | No | Yes | No | 00000238 | 00000238 | No | Watershed Planning | 500000 | No | None | 0 | 51 | 0 | 82 | 56 | 82 | 0 | 6 | 280.8972 | 0 | 23504.3242 | Yes | No | None |  |  |  | Yes | None |  | BLE 2024 |  | None | No | None |  | Yes | Alignment with Region Goals
1227 | 071000089 | Castro County GIS Development | Develop a GIS inventory of stormwater infrastructure | 7 | Upper Brazos | Castro | 11120101, 11120104, 12050002, 12050005, 12050006 | 1112010104, 1112010105, 1112010401, 1112010402, 1112010403, 1112010404, 1205000204, 1205000502, 1205000503, 1205000504, 1205000602 | 111201010406, 111201010407, 111201010505, 111201040101, 111201040102, 111201040103, 111201040104, 111201040105, 111201040201, 111201040202, 111201040203, 111201040204, 111201040301, 111201040302, 111201040303, 111201040304, 111201040401, 111201040402, 12 | 07000101, 07000104, 07000420, 07000430, 07000441, 07000443, 07000445, 07000446, 07000448, 07000454, 07000455, 07000456, 07000457, 07000458, 07000460, 07000465, 07000466 | 07000011, 07000012 | 451.0901 | No | No | No | Yes | No | 00000238 | 00000238 | No | Other | 100000 | No | None | 0 | 51 | 0 | 82 | 56 | 82 | 0 | 6 | 280.8972 | 0 | 23504.3242 | No | No | None |  |  |  | Yes | None |  | BLE 2024 |  | None | No | None |  | Yes | Alignment with Region Goals
1228 | 071000015 | Parmer County Initial FEMA Mapping | Create FEMA Mapping in previously unmapped areas | 7 | Upper Brazos | Parmer | 11120101, 11120104, 12050002, 12050005 | 1112010102, 1112010103, 1112010104, 1112010105, 1112010401, 1205000202, 1205000203, 1205000204, 1205000501, 1205000502, 1205000503 | 111201010201, 111201010204, 111201010307, 111201010401, 111201010402, 111201010403, 111201010404, 111201010405, 111201010406, 111201010407, 111201010504, 111201010505, 111201040102, 120500020201, 120500020202, 120500020203, 120500020204, 120500020302, 12 | 07000411, 07000412, 07000425, 07000426, 07000427, 07000428, 07000429, 07000430, 07000431, 07000433, 07000437, 07000438, 07000439, 07000444, 07000452, 07000453, 07000454, 07000459, 07000464, 07000465, 07000467, 07000468 | 07000011, 07000012 | 552.8783 | No | No | No | Yes | No | 00000239 | 00000239 | No | Watershed Planning | 787000 | No | None | 0 | 51 | 4 | 47 | 39 | 47 | 0 | 5 | 343.3328 | 0 | 11929.7109 | Yes | No | None |  |  |  | Yes | None |  | BLE 2024 |  | None | No | None |  | Yes | Alignment with Region Goals
1229 | 071000069 | Parmer County DMP | Evaluate county to identify future projects, analyze roads/stream crossing for emergency response vehicles to high hazard areas | 7 | Upper Brazos | Parmer | 11120101, 11120104, 12050002, 12050005 | 1112010102, 1112010103, 1112010104, 1112010105, 1112010401, 1205000202, 1205000203, 1205000204, 1205000501, 1205000502, 1205000503 | 111201010201, 111201010204, 111201010307, 111201010401, 111201010402, 111201010403, 111201010404, 111201010405, 111201010406, 111201010407, 111201010504, 111201010505, 111201040102, 120500020201, 120500020202, 120500020203, 120500020204, 120500020302, 12 | 07000411, 07000412, 07000425, 07000426, 07000427, 07000428, 07000429, 07000430, 07000431, 07000433, 07000437, 07000438, 07000439, 07000444, 07000452, 07000453, 07000454, 07000459, 07000464, 07000465, 07000467, 07000468 | 07000011, 07000012 | 552.8783 | No | No | No | Yes | No | 00000239 | 00000239 | No | Watershed Planning | 500000 | No | None | 0 | 51 | 4 | 47 | 39 | 47 | 0 | 5 | 343.3328 | 0 | 11929.7109 | Yes | No | None |  |  |  | Yes | None |  | BLE 2024 |  | None | No | None |  | Yes | Alignment with Region Goals
1230 | 071000107 | Parmer County GIS Development | Develop a GIS inventory of stormwater infrastructure | 7 | Upper Brazos | Parmer | 11120101, 11120104, 12050002, 12050005 | 1112010102, 1112010103, 1112010104, 1112010105, 1112010401, 1205000202, 1205000203, 1205000204, 1205000501, 1205000502, 1205000503 | 111201010201, 111201010204, 111201010307, 111201010401, 111201010402, 111201010403, 111201010404, 111201010405, 111201010406, 111201010407, 111201010504, 111201010505, 111201040102, 120500020201, 120500020202, 120500020203, 120500020204, 120500020302, 12 | 07000411, 07000412, 07000425, 07000426, 07000427, 07000428, 07000429, 07000430, 07000431, 07000433, 07000437, 07000438, 07000439, 07000444, 07000452, 07000453, 07000454, 07000459, 07000464, 07000465, 07000467, 07000468 | 07000011, 07000012 | 552.8783 | No | No | No | Yes | No | 00000239 | 00000239 | No | Other | 100000 | No | None | 0 | 51 | 4 | 47 | 39 | 47 | 0 | 5 | 343.3328 | 0 | 11929.7109 | No | No | None |  |  |  | Yes | None |  | BLE 2024 |  | None | No | None |  | Yes | Alignment with Region Goals
1231 | 071000050 | City of Spur DMP | Emulate the City of Spur storm infrastructure. Determine level of service, recommend improvements. | 7 | Upper Brazos | Dickens | 12050007 | 1205000704 | 120500070404, 120500070405, 120500070406 | 07000154, 07000166, 07000167 | 07000011, 07000012 | 1.5984 | Yes | No | No | No | No | 07002387 | 07002387 | No | Watershed Planning | 250000 | No | None | 0 | 57 | 0 | 30 | 37 | 37 | 0 | 0 | 3.0451 | 0 | 0.0067907 | Yes | No | None |  |  |  | Yes | None |  | BLE 2024 |  | None | No | None |  | Yes | Alignment with Region Goals
1232 | 071000018 | City of Abilene Update FEMA Mapping | Update City of Abilene models to modern software, update FEMA maps | 7 | Upper Brazos | Taylor | 12060102 | 1206010207, 1206010208 | 120601020704, 120601020705, 120601020706, 120601020707, 120601020708, 120601020709, 120601020710, 120601020711, 120601020712, 120601020803, 120601020804 | 07000250, 07000267, 07000270, 07000271, 07000274, 07000275, 07000276, 07000277, 07000278, 07000279, 07000280 | 07000011, 07000012 | 111.6636 | Yes | No | No | No | No | 07002425 | 07002425 | No | Watershed Planning | 321000 | No | None | 0 | 10861 | 9399 | 24482 | 25333 | 25333 | 10 | 58 | 218.4973 | 0 | 1234.7836 | Yes | Yes | BLE |  |  | 070000000001 | Yes | BLE | 2017-03-01 | BLE 2024 |  | None | No | None |  | Yes | Alignment with Region Goals
1233 | 071000036 | City of Anson DMP | Evaluate city to identify future projects, analyze roads/stream crossing for emergency response vehicles to high hazard areas | 7 | Upper Brazos | Jones | 12060103 | 1206010303 | 120601030301 | 07000299 | 07000011, 07000012 | 2.7539 | Yes | No | No | No | No | 07002478 | 07002478 | No | Watershed Planning | 250000 | No | None | 0 | 53 | 26 | 349 | 95 | 349 | 0 | 0 | 2.5451 | 0 | 11.9202 | Yes | No | None |  |  |  | Yes | None |  | BLE 2024 |  | None | No | None |  | Yes | Alignment with Region Goals
1234 | 071000047 | City of Roscoe DMP | Evaluate city to identify future projects, analyze roads/stream crossing for emergency response vehicles to high hazard areas | 7 | Upper Brazos | Nolan | 12060102 | 1206010201, 1206010203 | 120601020101, 120601020302, 120601020303 | 07000233, 07000235, 07000236 | 07000011, 07000012 | 3.2108 | Yes | No | No | No | No | 07002582 | 07002582 | No | Watershed Planning | 250000 | No | None | 0 | 194 | 142 | 220 | 322 | 322 | 1 | 0 | 10.5829 | 0 | 380.0845 | Yes | Yes | BLE |  |  | 070000000001 | Yes | BLE | 2017-03-01 | BLE 2024 |  | None | No | None |  | Yes | Alignment with Region Goals
1235 | 071000052 | City of Sweetwater DMP | Evaluate city to identify future projects, analyze roads/stream crossing for emergency response vehicles to high hazard areas | 7 | Upper Brazos | Nolan | 12060102 | 1206010203 | 120601020302, 120601020303, 120601020304 | 07000233, 07000234, 07000235 | 07000011, 07000012 | 11.0242 | Yes | No | No | No | No | 07002583 | 07002583 | No | Watershed Planning | 250000 | No | None | 0 | 8 | 5 | 3 | 4 | 4 | 0 | 4 | 1.6624 | 0 | 0 | Yes | Yes | BLE |  |  | 070000000001 | Yes | BLE | 2017-03-01 | BLE 2024 |  | None | No | None |  | Yes | Alignment with Region Goals
1236 | 071000053 | City of Tahoka DMP | Evaluate City of Tahoka for a Storm Water Master Plan, flood ordinances, and policies. | 7 | Upper Brazos | Lynn | 12050004 | 1205000403 | 120500040304 | 07000033 | 07000011, 07000012 | 2.3865 | No | No | No | Yes | No | 07002649 | 07002649 | No | Watershed Planning | 250000 | No | None | 0 | 17 | 11 | 26 | 19 | 26 | 0 | 0 | 8.0583 | 0 | 0.29519 | Yes | No | None |  |  |  | Yes | None |  | BLE 2024 |  | None | No | None |  | Yes | Alignment with Region Goals
1237 | 071000079 | Town of Megargel DMP | Evaluate town to identify future projects, analyze roads/stream crossing for emergency response vehicles to high hazard areas. Evaluate the storm drain system for capacity and functionality. | 7 | Upper Brazos | Archer | 11130209, 12060101 | 1113020901, 1206010108 | 111302090105, 120601010806 | 07000224 | 07000011, 07000012 | 0.16904 | Yes | No | No | No | No | 00002650 | 00002650 | No | Watershed Planning | 250000 | No | None | 0 | 0 | 0 | 0 | 0 | 0 | 0 | 0 | 0 | 0 | 0 | Yes | No | None |  |  |  | Yes | None |  | BLE 2024 |  | None | No | None |  | Yes | Alignment with Region Goals
1238 | 071000037 | City of Clyde DMP | Evaluate city to identify future projects, analyze roads/stream crossing for emergency response vehicles to high hazard areas | 7 | Upper Brazos | Callahan | 12060102, 12090107 | 1206010208, 1209010701 | 120601020801, 120901070101 | 07000265 | 07000011, 07000012 | 0.46983 | No | No | No | No | No | 00002754 | 00002754 | No | Watershed Planning | 250000 | No | None | 0 | 0 | 0 | 0 | 0 | 0 | 0 | 0 | 0 | 0 | 0 | Yes | Yes | BLE |  |  | 070000000001 | Yes | BLE | 2017-03-01 | BLE 2024 |  | None | No | None |  | Yes | Alignment with Region Goals
1239 | 071000043 | City of Munday DMP | Evaluate city to identify future projects, analyze roads/stream crossing for emergency response vehicles to high hazard areas | 7 | Upper Brazos | Knox | 12060101 | 1206010104 | 120601010405 | 07000174 | 07000011, 07000012 | 1.4231 | Yes | No | No | No | No | 07002758 | 07002758 | No | Watershed Planning | 250000 | No | None | 0 | 690 | 417 | 1018 | 1065 | 1065 | 4 | 0 | 19.823 | 0 | 182.702 | Yes | No | None |  |  |  | Yes | None |  | BLE 2024 |  | None | No | None |  | Yes | Alignment with Region Goals
1240 | 071000117 | Canal Street Study | H&H Study to review drainage problems on Canal Street, Knox City to determine mitigation efforts to reduce flooding. | 7 | Upper Brazos | Knox | 12060101 | 1206010104 | 120601010402 | 07000178 | 07000011, 07000012 | 0.83083 | Yes | No | No | No | No | 07002772 | 07002772 | No | Project Planning | 260000 | No | None | 0 | 119 | 69 | 133 | 126 | 133 | 0 | 0 | 7.9343 | 0 | 6.5556 | Yes | No | None |  |  |  | Yes | None |  | BLE 2024 |  | None | No | None |  | Yes | Alignment with Region Goals
1241 | 071000046 | City of Post DMP | Evaluate city to identify future projects, analyze roads/stream crossing for emergency response vehicles to high hazard areas | 7 | Upper Brazos | Garza | 12050003 | 1205000305 | 120500030502, 120500030503 | 07000015, 07000017 | 07000011, 07000012 | 3.7619 | Yes | No | No | No | No | 07002779 | 07002779 | No | Watershed Planning | 250000 | No | None | 0 | 36 | 14 | 251 | 68 | 251 | 0 | 0 | 6.4003 | 0 | 0 | Yes | No | None |  |  |  | Yes | None |  | BLE 2024 |  | None | No | None |  | Yes | Alignment with Region Goals
1242 | 071000077 | Town of Aspermont DMP | Evaluate town to identify future projects, analyze roads/stream crossing for emergency response vehicles to high hazard areas | 7 | Upper Brazos | Stonewall | 12050004, 12050007 | 1205000409, 1205000707 | 120500040905, 120500070706, 120500070707 | 07000068, 07000119, 07000143 | 07000011, 07000012 | 2.0659 | Yes | No | No | No | No | 07002782 | 07002782 | No | Watershed Planning | 250000 | No | None | 0 | 0 | 0 | 0 | 0 | 0 | 0 | 0 | 0.76035 | 0 | 1.9955 | Yes | No | None |  |  |  | Yes | None |  | BLE 2024 |  | None | No | None |  | Yes | Alignment with Region Goals
1243 | 071000080 | Town of Rochester DMP | Evaluate town to identify future projects, analyze roads/stream crossing for emergency response vehicles to high hazard areas | 7 | Upper Brazos | Haskell | 12060101 | 1206010104 | 120601010401 | 07000177 | 07000011, 07000012 | 0.34059 | Yes | No | No | No | No | 07002899 | 07002899 | No | Watershed Planning | 250000 | No | None | 0 | 27 | 20 | 26 | 26 | 26 | 0 | 0 | 1.2513 | 0 | 4.5785 | Yes | No | None |  |  |  | Yes | None |  | BLE 2024 |  | None | No | None |  | Yes | Alignment with Region Goals
1244 | 071000048 | City of Seymour DMP | Evaluate city to analyze roads/stream crossing for emergency response vehicles to high hazard areas. Evaluate city storm infrastructure for deficiencies. | 7 | Upper Brazos | Baylor | 11130206, 12060101 | 1113020601, 1206010106 | 111302060104, 111302060106, 120601010602 | 07000191 | 07000011, 07000012 | 2.868 | Yes | No | No | No | No | 00002942 | 00002942 | No | Watershed Planning | 250000 | No | None | 0 | 195 | 135 | 592 | 328 | 592 | 0 | 0 | 7.9804 | 0 | 42.6972 | Yes | No | None |  |  |  | Yes | None |  | BLE 2024 |  | None | No | None |  | Yes | Alignment with Region Goals
1245 | 071000035 | City of Amherst DMP | Evaluate City of Amherst for a Storm Water Master Plan. | 7 | Upper Brazos | Lamb | 12050001 | 1205000111 | 120500011103, 120500011104 | 07000367, 07000387 | 07000011, 07000012 | 0.91276 | No | No | No | Yes | No | 07002968 | 07002968 | No | Watershed Planning | 250000 | No | None | 0 | 13 | 10 | 2 | 6 | 6 | 0 | 0 | 3.0944 | 0 | 13.9416 | Yes | No | None |  |  |  | Yes | None |  | BLE 2024 |  | None | No | None |  | Yes | Alignment with Region Goals
1246 | 071000038 | City of Earth DMP | Evaluate City of Earth for a Storm Water Master Plan, flood ordinances, and policies. | 7 | Upper Brazos | Lamb | 12050002 | 1205000204 | 120500020410 | 07000420 | 07000011, 07000012 | 1.1996 | No | No | No | Yes | No | 07002969 | 07002969 | No | Watershed Planning | 250000 | No | None | 0 | 65 | 41 | 38 | 54 | 54 | 0 | 0 | 3.3887 | 0 | 48.8039 | Yes | No | None |  |  |  | Yes | None |  | BLE 2024 |  | None | No | None |  | Yes | Alignment with Region Goals
1247 | 071000049 | City of Springlake DMP | Evaluate City of Springlake for a Storm Water Master Plan, flood ordinances, and policies. | 7 | Upper Brazos | Lamb | 12050006 | 1205000602 | 120500060201, 120500060202 | 07000101, 07000104 | 07000011, 07000012 | 1.0264 | No | No | No | Yes | No | 07002970 | 07002970 | No | Watershed Planning | 250000 | No | None | 0 | 2 | 2 | 0 | 2 | 2 | 0 | 0 | 0.041478 | 0 | 2.5221 | Yes | No | None |  |  |  | Yes | None |  | BLE 2024 |  | None | No | None |  | Yes | Alignment with Region Goals
1248 | 071000051 | City of Sudan DMP | Evaluate City of Sudan for a Storm Water Master Plan, flood ordinances, and policies. | 7 | Upper Brazos | Lamb | 12050001, 12050002 | 1205000111, 1205000204 | 120500011103, 120500020411 | 07000387, 07000418 | 07000011, 07000012 | 1.0208 | No | No | No | Yes | No | 07002971 | 07002971 | No | Watershed Planning | 250000 | No | None | 0 | 70 | 47 | 634 | 164 | 634 | 3 | 0 | 5.3251 | 0 | 5.331 | Yes | No | None |  |  |  | Yes | None |  | BLE 2024 |  | None | No | None |  | Yes | Alignment with Region Goals
1249 | 071000055 | City of Tye DMP | Evaluate city to identify future projects, analyze roads/stream crossing for emergency response vehicles to high hazard areas | 7 | Upper Brazos | Taylor | 12060102 | 1206010205, 1206010207 | 120601020503, 120601020705, 120601020706 | 07000264, 07000270, 07000271 | 07000011, 07000012 | 4.7827 | Yes | No | No | No | No | 07002978 | 07002978 | No | Watershed Planning | 250000 | No | None | 0 | 5 | 2 | 5 | 4 | 5 | 0 | 0 | 0.6084 | 0 | 62.8764 | Yes | Yes | BLE |  |  | 070000000001 | Yes | BLE | 2017-03-01 | BLE 2024 |  | None | No | None |  | Yes | Alignment with Region Goals
1250 | 071000082 | Town of Woodson DMP | Evaluate town to identify future projects, analyze roads/stream crossing for emergency response vehicles to high hazard areas | 7 | Upper Brazos | Throckmorton | 12060104 | 1206010402 | 120601040203 | 07000329 | 07000011, 07000012 | 0.64702 | Yes | No | No | No | No | 07003278 | 07003278 | No | Watershed Planning | 250000 | No | None | 0 | 10 | 3 | 25 | 4 | 25 | 0 | 0 | 0.29963 | 0 | 5.1624 | Yes | No | None |  |  |  | Yes | None |  | BLE 2024 |  | None | No | None |  | Yes | Alignment with Region Goals
1251 | 071000034 | City of Albany DMP | Evaluate city storm infrastructure and floodways for adequate capacity. | 7 | Upper Brazos | Shackelford | 12060105 | 1206010502 | 120601050202, 120601050204 | 07000336, 07000337 | 07000011, 07000012 | 1.5609 | Yes | No | No | No | No | 07003394 | 07003394 | No | Watershed Planning | 250000 | No | None | 0 | 158 | 97 | 88 | 93 | 93 | 0 | 0 | 5.9385 | 0 | 0.00037203 | Yes | No | None |  |  |  | Yes | None |  | BLE 2024 |  | None | No | None |  | Yes | Alignment with Region Goals
1252 | 071000042 | City of Moran DMP | Evaluate city to identify future projects, analyze roads/stream crossing for emergency response vehicles to high hazard areas | 7 | Upper Brazos | Shackelford | 12060105 | 1206010501 | 120601050105, 120601050106 | 07000344, 07000363 | 07000011, 07000012 | 0.42304 | Yes | No | No | No | No | 07003395 | 07003395 | No | Watershed Planning | 250000 | No | None | 0 | 18 | 11 | 16 | 11 | 16 | 0 | 0 | 0.87749 | 0 | 0 | Yes | No | None |  |  |  | Yes | None |  | BLE 2024 |  | None | No | None |  | Yes | Alignment with Region Goals
1253 | 071000056 | City of Wilson DMP | Evaluate City of Wilson for a Storm Water Master Plan, flood ordinances, and policies. | 7 | Upper Brazos | Lynn | 12050004 | 1205000402, 1205000404 | 120500040209, 120500040401 | 07000030, 07000031 | 07000011, 07000012 | 0.644 | No | No | No | Yes | No | 07003481 | 07003481 | No | Watershed Planning | 250000 | No | None | 0 | 2 | 1 | 9 | 2 | 9 | 0 | 0 | 0.28317 | 0 | 17.0246 | Yes | No | None |  |  |  | Yes | None |  | BLE 2024 |  | None | No | None |  | Yes | Alignment with Region Goals
1254 | 071000044 | City of New Home DMP | Evaluate City of New Home for a Storm Water Master Plan, flood ordinances, and policies. | 7 | Upper Brazos | Lynn | 12050004 | 1205000401, 1205000402 | 120500040104, 120500040207 | 07000025, 07000028 | 07000011, 07000012 | 0.99848 | No | No | No | Yes | No | 07003483 | 07003483 | No | Watershed Planning | 250000 | No | None | 0 | 0 | 0 | 0 | 0 | 0 | 0 | 0 | 0 | 0 | 18.5117 | Yes | No | None |  |  |  | Yes | None |  | BLE 2024 |  | None | No | None |  | Yes | Alignment with Region Goals
1255 | 071000039 | City of Hamlin DMP | Evaluate city to identify future projects, analyze roads/stream crossing for emergency response vehicles to high hazard areas | 7 | Upper Brazos | Jones | 12060103 | 1206010301 | 120601030103 | 07000312 | 07000011, 07000012 | 5.2794 | Yes | No | No | No | No | 07003484 | 07003484 | No | Watershed Planning | 250000 | No | None | 0 | 274 | 187 | 428 | 470 | 470 | 2 | 0 | 11.7108 | 0 | 230.2513 | Yes | No | None |  |  |  | Yes | None |  | BLE 2024 |  | None | No | None |  | Yes | Alignment with Region Goals
1256 | 071000040 | City of Littlefield DMP | Evaluate City of Littlefield for a Storm Water Master Plan, flood ordinances, and policies. | 7 | Upper Brazos | Lamb | 12050001 | 1205000111 | 120500011105, 120500011106 | 07000371, 07000372 | 07000011, 07000012 | 6.2696 | No | No | No | Yes | No | 07003503 | 07003503 | No | Watershed Planning | 250000 | No | None | 0 | 55 | 20 | 66 | 49 | 66 | 0 | 0 | 12.0323 | 0 | 29.1199 | Yes | No | None |  |  |  | Yes | None |  | BLE 2024 |  | None | No | None |  | Yes | Alignment with Region Goals
1257 | 071000041 | City of Olton DMP | Evaluate City of Olton for a Storm Water Master Plan, flood ordinances, and policies. | 7 | Upper Brazos | Lamb | 12050006 | 1205000601, 1205000602 | 120500060101, 120500060203 | 07000099, 07000100 | 07000011, 07000012 | 1.3565 | No | No | No | Yes | No | 07003504 | 07003504 | No | Watershed Planning | 250000 | No | None | 0 | 63 | 45 | 33 | 71 | 71 | 0 | 0 | 6.7923 | 0 | 14.3993 | Yes | No | None |  |  |  | Yes | None |  | BLE 2024 |  | None | No | None |  | Yes | Alignment with Region Goals
1258 | 071000078 | Town of Buffalo Gap DMP | Evaluate town to identify future projects, analyze roads/stream crossing for emergency response vehicles to high hazard areas. Evaluate areas with repetitive losses. Recommend mitigation needs. | 7 | Upper Brazos | Taylor | 12060102 | 1206010207 | 120601020703 | 07000273 | 07000011, 07000012 | 2.4238 | Yes | No | No | No | No | 07003510 | 07003510 | No | Watershed Planning | 250000 | No | None | 0 | 18 | 15 | 3 | 16 | 16 | 0 | 0 | 1.4566 | 0 | 0.27481 | Yes | Yes | BLE |  |  | 070000000001 | Yes | BLE | 2017-03-01 | BLE 2024 |  | None | No | None |  | Yes | Alignment with Region Goals
1259 | 071000081 | Town of Rule DMP | Evaluate town to identify future projects, analyze roads/stream crossing for emergency response vehicles to high hazard areas | 7 | Upper Brazos | Haskell | 12060101 | 1206010104 | 120601010401 | 07000177 | 07000011, 07000012 | 0.6945 | Yes | No | No | No | No | 07003538 | 07003538 | No | Watershed Planning | 250000 | No | None | 0 | 33 | 25 | 16 | 47 | 47 | 0 | 0 | 1.7383 | 0 | 0.94131 | Yes | No | None |  |  |  | Yes | None |  | BLE 2024 |  | None | No | None |  | Yes | Alignment with Region Goals
1260 | 071000045 | City of Newcastle DMP | Evaluate city to identify future projects, analyze roads/stream crossing for emergency response vehicles to high hazard areas. Determine locations for additional detention/retention basins. | 7 | Upper Brazos | Young | 12060101 | 1206010109 | 120601010902 | 07000226 | 07000011, 07000012 | 1.7956 | Yes | No | No | No | No | 07003541 | 07003541 | No | Watershed Planning | 250000 | No | None | 0 | 11 | 9 | 5 | 11 | 11 | 0 | 0 | 0.81076 | 0 | 35.6832 | Yes | No | None |  |  |  | Yes | None |  | BLE 2024 |  | None | No | None |  | Yes | Alignment with Region Goals
1261 | 071000054 | City of Tuscola DMP | Evaluate city to identify future projects, analyze roads/stream crossing for emergency response vehicles to high hazard areas | 7 | Upper Brazos | Taylor | 12060102, 12090108 | 1206010207, 1209010801 | 120601020708, 120901080101 | 07000276 | 07000011, 07000012 | 0.057595 | No | No | No | No | No | 00003553 | 00003553 | No | Watershed Planning | 250000 | No | None | 0 | 0 | 0 | 0 | 0 | 0 | 0 | 0 | 0 | 0 | 0 | Yes | Yes | BLE |  |  | 070000000001 | Yes | BLE | 2017-03-01 | BLE 2024 |  | None | No | None |  | Yes | Alignment with Region Goals
1262 | 071000207 | City of Abilene Operations of Lake Abilene | Increase available flood storage in the reservoir | 7 | Upper Brazos | Taylor | 12060102 | 1206010207 | 120601020703 | 07000273 | 07000021, 07000022, 07000041, 07000042 | 6.0227 | Yes | No | No | No | No | 07002425 | 07002425 | No | Project Planning | 200000 | No | None | 0 | 3 | 0 | 6 | 0 | 6 | 0 | 0 | 0.26547 | 0 | 10.9588 | No | Yes | MDP |  |  | 070000000005 | Yes | None |  | BLE 2024 |  | None | No | None |  | Yes | Alignment with Region Goals
1263 | 071000208 | City of Abilene Elm Creek Detention below Southwest Drive | Proposed detention pond | 7 | Upper Brazos | Taylor | 12060102 | 1206010207 | 120601020711 | 07000279 | 07000021, 07000022, 07000041, 07000042 | 0.89306 | Yes | No | No | No | No | 07002425 | 07002425 | No | Project Planning | 700000 | No | None | 0 | 175 | 168 | 655 | 309 | 655 | 0 | 0 | 3.0549 | 0 | 206.6353 | No | Yes | MDP |  |  | 070000000005 | Yes | None |  | BLE 2024 |  | None | Yes | None |  | Yes | Alignment with Region Goals
1264 | 071000210 | City of Lubbock 34th St CIP | Balancing culverts, an elevated roadway and a drainage system parallel to the road between Upland and Milwaukee. | 7 | Upper Brazos | Lubbock | 12050003 | 1205000301 | 120500030103 | 07000003 | 07000021, 07000022, 07000041, 07000042 | 0.033583 | Yes | No | No | Yes | No | 07003269 | 07003269 | No | Project Planning | 100000 | No | None | 0 | 3 | 3 | 3 | 3 | 3 | 0 | 0 | 0.25622 | 0 | 0 | Yes | No | None |  |  |  | Yes | None |  | BLE 2024 |  | None | No | None |  | Yes | Alignment with Region Goals
1265 | 071000119 | Archer County DCM | Consider stormwater criteria for infrastructure and floodplain ordinances to avoid new exposure to flood hazards. | 7 | Upper Brazos | Archer | 11130206, 11130209, 12030101, 12060101, 12060201 | 1113020602, 1113020603, 1113020604, 1113020901, 1113020902, 1113020903, 1113020905, 1203010101, 1206010108, 1206020101 | 111302060203, 111302060204, 111302060301, 111302060302, 111302060303, 111302060304, 111302060401, 111302060405, 111302090102, 111302090103, 111302090104, 111302090105, 111302090106, 111302090107, 111302090201, 111302090202, 111302090203, 111302090204, 11 | 07000224, 07000225 | 07000083, 07000084, 07000085 | 21.9234 | Yes | No | No | No | No | 00000223 | 00000223 | No | Other | 100000 | No | None | 0 | 0 | 0 | 0 | 0 | 0 | 0 | 0 | 1.9176 | 0 | 877.8484 | No | No | None |  |  |  | Yes | None |  | BLE 2024 |  | None | No | None |  | Yes | Alignment with Region Goals
1266 | 071000120 | Archer County Relocate Critical Facilities High Hazard | Relocate critical facilities out of high hazard areas. | 7 | Upper Brazos | Archer | 11130206, 11130209, 12030101, 12060101, 12060201 | 1113020602, 1113020603, 1113020604, 1113020901, 1113020902, 1113020903, 1113020905, 1203010101, 1206010108, 1206020101 | 111302060203, 111302060204, 111302060301, 111302060302, 111302060303, 111302060304, 111302060401, 111302060405, 111302090102, 111302090103, 111302090104, 111302090105, 111302090106, 111302090107, 111302090201, 111302090202, 111302090203, 111302090204, 11 | 07000224, 07000225 | 07000041, 07000042 | 21.9234 | Yes | No | No | No | No | 00000223 | 00000223 | No | Project Planning | 2000000 | No | None | 0 | 0 | 0 | 0 | 0 | 0 | 0 | 0 | 1.9176 | 0 | 877.8484 | No | No | None |  |  |  | Yes | None |  | BLE 2024 |  | None | No | None |  | Yes | Alignment with Region Goals
1267 | 071000121 | Bailey County DCM | Consider stormwater criteria for infrastructure and floodplain ordinances to avoid new exposure to flood hazards. | 7 | Upper Brazos | Bailey | 12050001, 12050002 | 1205000105, 1205000106, 1205000107, 1205000108, 1205000110, 1205000111, 1205000201, 1205000202, 1205000203, 1205000204 | 120500010504, 120500010505, 120500010506, 120500010507, 120500010610, 120500010611, 120500010701, 120500010702, 120500010703, 120500010704, 120500010801, 120500010802, 120500010803, 120500010805, 120500011001, 120500011002, 120500011006, 120500011103, 12 | 07000369, 07000383, 07000384, 07000387, 07000388, 07000390, 07000393, 07000394, 07000396, 07000397, 07000398, 07000399, 07000402, 07000406, 07000407, 07000408, 07000409, 07000410, 07000411, 07000412, 07000413, 07000414, 07000418, 07000425, 07000426, 0700 | 07000083, 07000084, 07000085 | 826.0353 | No | No | No | Yes | No | 07000202 | 07000202 | No | Other | 100000 | No | None | 0 | 475 | 46 | 682 | 759 | 759 | 1 | 13 | 499.0328 | 0 | 32566.7969 | No | No | None |  |  |  | Yes | None |  | BLE 2024 |  | None | No | None |  | Yes | Alignment with Region Goals
1268 | 071000122 | Baylor County DCM | Consider stormwater criteria for infrastructure and floodplain ordinances to avoid new exposure to flood hazards. | 7 | Upper Brazos | Baylor | 11130204, 11130206, 11130207, 11130209, 12060101 | 1113020403, 1113020601, 1113020602, 1113020603, 1113020702, 1113020704, 1113020901, 1206010103, 1206010104, 1206010105, 1206010106, 1206010108 | 111302040306, 111302060101, 111302060102, 111302060103, 111302060104, 111302060105, 111302060106, 111302060107, 111302060108, 111302060201, 111302060202, 111302060203, 111302060302, 111302070201, 111302070202, 111302070401, 111302090101, 111302090102, 11 | 07000173, 07000176, 07000183, 07000187, 07000188, 07000189, 07000190, 07000191, 07000192, 07000199, 07000212, 07000215, 07000218, 07000224 | 07000083, 07000084, 07000085 | 392.4258 | Yes | No | No | No | No | 00000220 | 00000220 | No | Other | 100000 | No | None | 0 | 361 | 199 | 684 | 460 | 684 | 0 | 7 | 53.9093 | 0 | 28476.4961 | No | No | None |  |  |  | Yes | None |  | BLE 2024 |  | None | No | None |  | Yes | Alignment with Region Goals
1269 | 071000123 | Borden County DCM | Consider stormwater criteria for infrastructure and floodplain ordinances to avoid new exposure to flood hazards. | 7 | Upper Brazos | Borden | 12050004, 12080002, 12080006 | 1205000403, 1205000404, 1205000405, 1208000201, 1208000202, 1208000203, 1208000204, 1208000205, 1208000206, 1208000207, 1208000608 | 120500040306, 120500040308, 120500040406, 120500040501, 120500040503, 120500040504, 120800020108, 120800020109, 120800020202, 120800020203, 120800020204, 120800020304, 120800020305, 120800020306, 120800020401, 120800020402, 120800020403, 120800020404, 12 | 07000041, 07000045, 07000046, 07000066, 07000078, 07000082 | 07000083, 07000084, 07000085 | 54.5617 | Yes | No | No | Yes | No | 00000115 | 00000115 | No | Other | 100000 | No | None | 0 | 10 | 0 | 1 | 0 | 1 | 0 | 0 | 4.8244 | 0 | 1591.7179 | No | No | None |  |  |  | Yes | None |  | BLE 2024 |  | None | No | None |  | Yes | Alignment with Region Goals
1270 | 071000124 | Callahan County Buyout Program | Develop a land acquisition program in flood hazard areas. | 7 | Upper Brazos | Callahan | 12060102, 12060105, 12070201, 12090107, 12090108 | 1206010207, 1206010208, 1206010501, 1206010503, 1206010504, 1207020101, 1207020104, 1209010701, 1209010702, 1209010703, 1209010801 | 120601020707, 120601020709, 120601020710, 120601020801, 120601020802, 120601020803, 120601050101, 120601050102, 120601050103, 120601050104, 120601050105, 120601050106, 120601050301, 120601050302, 120601050303, 120601050401, 120601050402, 120601050406, 12 | 07000265, 07000266, 07000267, 07000275, 07000277, 07000278, 07000338, 07000339, 07000340, 07000341, 07000342, 07000344, 07000345, 07000347, 07000348, 07000352, 07000363, 07000365 | 07000041, 07000042 | 433.0795 | Yes | No | No | No | No | 00000165 | 00000165 | No | Project Planning | 2000000 | No | None | 0 | 81 | 21 | 54 | 86 | 86 | 0 | 12 | 56.1455 | 0 | 3073.5063 | No | No | None |  |  |  | Yes | None |  | BLE 2024 |  | None | No | None |  | Yes | Alignment with Region Goals
1271 | 071000125 | Callahan County DCM | Consider stormwater criteria for infrastructure and floodplain ordinances to avoid new exposure to flood hazards. | 7 | Upper Brazos | Callahan | 12060102, 12060105, 12070201, 12090107, 12090108 | 1206010207, 1206010208, 1206010501, 1206010503, 1206010504, 1207020101, 1207020104, 1209010701, 1209010702, 1209010703, 1209010801 | 120601020707, 120601020709, 120601020710, 120601020801, 120601020802, 120601020803, 120601050101, 120601050102, 120601050103, 120601050104, 120601050105, 120601050106, 120601050301, 120601050302, 120601050303, 120601050401, 120601050402, 120601050406, 12 | 07000265, 07000266, 07000267, 07000275, 07000277, 07000278, 07000338, 07000339, 07000340, 07000341, 07000342, 07000344, 07000345, 07000347, 07000348, 07000352, 07000363, 07000365 | 07000083, 07000084, 07000085 | 433.0795 | Yes | No | No | No | No | 00000165 | 00000165 | No | Other | 100000 | No | None | 0 | 81 | 21 | 54 | 86 | 86 | 0 | 12 | 56.1455 | 0 | 3073.5063 | No | No | None |  |  |  | Yes | None |  | BLE 2024 |  | None | No | None |  | Yes | Alignment with Region Goals
1272 | 071000126 | Castro County DCM | Consider stormwater criteria for infrastructure and floodplain ordinances to avoid new exposure to flood hazards. | 7 | Upper Brazos | Castro | 11120101, 11120104, 12050002, 12050005, 12050006 | 1112010104, 1112010105, 1112010401, 1112010402, 1112010403, 1112010404, 1205000204, 1205000502, 1205000503, 1205000504, 1205000602 | 111201010406, 111201010407, 111201010505, 111201040101, 111201040102, 111201040103, 111201040104, 111201040105, 111201040201, 111201040202, 111201040203, 111201040204, 111201040301, 111201040302, 111201040303, 111201040304, 111201040401, 111201040402, 12 | 07000101, 07000104, 07000420, 07000430, 07000441, 07000443, 07000445, 07000446, 07000448, 07000454, 07000455, 07000456, 07000457, 07000458, 07000460, 07000465, 07000466 | 07000083, 07000084, 07000085 | 451.0901 | No | No | No | Yes | No | 00000238 | 00000238 | No | Other | 100000 | No | None | 0 | 51 | 0 | 82 | 56 | 82 | 0 | 6 | 280.8972 | 0 | 23504.3242 | No | No | None |  |  |  | Yes | None |  | BLE 2024 |  | None | No | None |  | Yes | Alignment with Region Goals
1273 | 071000127 | City of Abilene Higher Standards Program | Adopt higher standards for new construction, increase freeboard requirements for structures in the SFHA; adopt a “no-rise” in BFE in the 100-year floodplain. Update local flood ordinance to prohibit granting of variance in SFHA; Include “cumulativ | 7 | Upper Brazos | Taylor | 12060102 | 1206010207, 1206010208 | 120601020704, 120601020705, 120601020706, 120601020707, 120601020708, 120601020709, 120601020710, 120601020711, 120601020712, 120601020803, 120601020804 | 07000250, 07000267, 07000270, 07000271, 07000274, 07000275, 07000276, 07000277, 07000278, 07000279, 07000280 | 07000085 | 111.6636 | Yes | No | No | No | No | 07002425 | 07002425 | No | Project Planning | 100000 | No | None | 0 | 10861 | 9399 | 24482 | 25333 | 25333 | 10 | 58 | 218.4973 | 0 | 1234.7836 | No | No | None |  |  |  | Yes | None |  | BLE 2024 |  | None | No | None |  | Yes | Alignment with Region Goals
1274 | 071000128 | City of Baird Buyout Program | Develop a land acquisition program in flood hazard areas. | 7 | Upper Brazos | Callahan | 12060105 | 1206010501, 1206010503 | 120601050102, 120601050302 | 07000339, 07000345 | 07000041, 07000042 | 2.7155 | Yes | No | No | No | No | 07003452 | 07003452 | No | Project Planning | 1000000 | No | None | 0 | 21 | 12 | 39 | 28 | 39 | 0 | 0 | 5.1417 | 0 | 0 | No | No | None |  |  |  | Yes | None |  | BLE 2024 |  | None | No | None |  | Yes | Alignment with Region Goals
1275 | 071000129 | City of Baird Higher Standards Program | Adopt higher standards for new construction, increase freeboard requirements for structures in the SFHA; adopt a “no-rise” in BFE in the 100-year floodplain. Update local flood ordinance to prohibit granting of variance in SFHA; Include “cumulativ | 7 | Upper Brazos | Callahan | 12060105 | 1206010501, 1206010503 | 120601050102, 120601050302 | 07000339, 07000345 | 07000085 | 2.7155 | Yes | No | No | No | No | 07003452 | 07003452 | No | Project Planning | 25000 | No | None | 0 | 21 | 12 | 39 | 28 | 39 | 0 | 0 | 5.1417 | 0 | 0 | No | No | None |  |  |  | Yes | None |  | BLE 2024 |  | None | No | None |  | Yes | Alignment with Region Goals
1276 | 071000130 | City of Breckenridge Buyout Program | Acquire and demolish repetitive loss properties. | 7 | Upper Brazos | Stephens | 12060105 | 1206010505, 1206010506 | 120601050503, 120601050504, 120601050603 | 07000356, 07000358, 07000361 | 07000041, 07000042 | 4.1856 | Yes | No | No | No | No | 07002725 | 07002725 | No | Project Planning | 1000000 | No | None | 0 | 440 | 98 | 422 | 562 | 562 | 1 | 0 | 13.5072 | 0 | 4.2006 | No | No | None |  |  |  | Yes | None |  | BLE 2024 |  | None | No | None |  | Yes | Alignment with Region Goals
1277 | 071000131 | City of Breckenridge Floodplain Open Space Program | Acquire and preserve open spaces adjacent to floodplain areas. Protect floodplains in their natural state. | 7 | Upper Brazos | Stephens | 12060105 | 1206010505, 1206010506 | 120601050503, 120601050504, 120601050603 | 07000356, 07000358, 07000361 | 07000085 | 4.1856 | Yes | No | No | No | No | 07002725 | 07002725 | No | Project Planning | 500000 | No | None | 0 | 440 | 98 | 422 | 562 | 562 | 1 | 0 | 13.5072 | 0 | 4.2006 | No | No | None |  |  |  | Yes | None |  | BLE 2024 |  | None | No | None |  | Yes | Alignment with Region Goals
1278 | 071000205 | Upper Brazos Industry Flood Losses Inventory Evaluation | Reduce the vulnerability of agriculture, ranching, energy and forestry to flood-related losses by establishing a baseline measurement. | 7 | Upper Brazos | All | 12060104,12050006,12050004,12060101,12060103,12060102,12050003,12050007 | 1206010401,1206010402,1206010403,1205000602,1205000603,1205000601,1205000604,1205000605,1205000401,1205000402,1205000403,1205000404,1205000405,1205000406,1205000407,1205000408,1205000409,1206010101,1206010102,1206010103,1206010104,1206010105,1206010106, | 120500011104,120601050203,120500070706,120601010707,120500070505,120500011005,120500020402,120500011006,120500011101,120601040108,120500020401,120500020408,120500020409,120601030306,120601030401,120500070607,120601010801,120601040101,120601050202,1206010 | 7000001,7000002,7000003,7000004,7000005,7000006,7000007,7000008,7000009,7000010,7000011,7000012,7000013,7000014,7000015,7000016,7000017,7000018,7000019,7000020,7000021,7000022,7000023,7000024,7000025,7000026,7000027,7000028,7000029,7000030,7000031 | 07000051, 07000052 | 20028.2305 | Yes | No | Yes | Yes | No | 00000275 | 00000275 | No | Other | 100000 | No | None | 0 | 28532 | 19838 | 59352 | 60299 | 60299 | 44 | 292 | 5944.061 | 0 | 869137.9375 | Yes | No | None |  |  |  | Yes | None |  | BLE 2024 |  | None | No | None |  | Yes | Alignment with Region Goals
1279 | 071000204 | Upper Brazos Dam Inventory Evaluation | Develop a baseline understanding of the risks associated with high and significant hazard and NRCS dams within the basin, including coordination with the Texas State Soil & Water Conservation Board dam maintenance plan. | 7 | Upper Brazos | All | 12060104,12050006,12050004,12060101,12060103,12060102,12050003,12050007 | 1206010401,1206010402,1206010403,1205000602,1205000603,1205000601,1205000604,1205000605,1205000401,1205000402,1205000403,1205000404,1205000405,1205000406,1205000407,1205000408,1205000409,1206010101,1206010102,1206010103,1206010104,1206010105,1206010106, | 120500011104,120601050203,120500070706,120601010707,120500070505,120500011005,120500020402,120500011006,120500011101,120601040108,120500020401,120500020408,120500020409,120601030306,120601030401,120500070607,120601010801,120601040101,120601050202,1206010 | 7000001,7000002,7000003,7000004,7000005,7000006,7000007,7000008,7000009,7000010,7000011,7000012,7000013,7000014,7000015,7000016,7000017,7000018,7000019,7000020,7000021,7000022,7000023,7000024,7000025,7000026,7000027,7000028,7000029,7000030,7000031 | 07000031, 07000032 | 20028.2305 | Yes | No | Yes | Yes | No | 00000275 | 00000275 | No | Other | 750000 | No | None | 0 | 28532 | 19838 | 59352 | 60299 | 60299 | 44 | 292 | 5944.061 | 0 | 869137.9375 | No | No | None |  |  |  | Yes | None |  | BLE 2024 |  | None | No | None |  | Yes | Alignment with Region Goals
1280 | 071000176 | Lamb County DCM | Consider stormwater criteria for infrastructure and floodplain ordinances to avoid new exposure to flood hazards. | 7 | Upper Brazos | Lamb | 12050001, 12050002, 12050005, 12050006 | 1205000105, 1205000108, 1205000110, 1205000111, 1205000113, 1205000204, 1205000205, 1205000502, 1205000601, 1205000602 | 120500010507, 120500010805, 120500011001, 120500011002, 120500011003, 120500011005, 120500011006, 120500011101, 120500011102, 120500011103, 120500011104, 120500011105, 120500011106, 120500011107, 120500011301, 120500011302, 120500020404, 120500020406, 12 | 07000099, 07000100, 07000101, 07000102, 07000104, 07000367, 07000368, 07000369, 07000370, 07000371, 07000372, 07000373, 07000374, 07000377, 07000382, 07000387, 07000388, 07000401, 07000407, 07000408, 07000410, 07000414, 07000417, 07000418, 07000419, 0700 | 07000083, 07000084, 07000085 | 1015.9616 | No | No | No | Yes | No | 07000201 | 07000201 | No | Other | 100000 | No | None | 0 | 438 | 208 | 932 | 624 | 932 | 3 | 24 | 612.3271 | 0 | 46012.8164 | No | No | None |  |  |  | Yes | None |  | BLE 2024 |  | None | No | None |  | Yes | Alignment with Region Goals
1281 | 071000165 | Hale County DCM | Consider stormwater criteria for infrastructure and floodplain ordinances to avoid new exposure to flood hazards. | 7 | Upper Brazos | Hale | 11120104, 11130103, 12050001, 12050002, 12050003, 12050005, 12050006 | 1112010406, 1113010302, 1205000111, 1205000113, 1205000205, 1205000303, 1205000502, 1205000503, 1205000504, 1205000505, 1205000601, 1205000602, 1205000603 | 111201040602, 111301030202, 120500011107, 120500011302, 120500020504, 120500020505, 120500020506, 120500020507, 120500030301, 120500030303, 120500030304, 120500050207, 120500050307, 120500050402, 120500050403, 120500050404, 120500050405, 120500050501, 12 | 07000005, 07000008, 07000009, 07000085, 07000086, 07000090, 07000091, 07000092, 07000093, 07000094, 07000095, 07000096, 07000099, 07000100, 07000102, 07000103, 07000105, 07000106, 07000107, 07000373, 07000377, 07000415, 07000417, 07000424, 07000434, 0700 | 07000083, 07000084, 07000085 | 995.7973 | Yes | No | No | Yes | No | 00000200 | 00000200 | No | Other | 100000 | No | None | 0 | 1318 | 824 | 3089 | 2509 | 3089 | 0 | 6 | 221.6094 | 0 | 59708.4062 | No | No | None |  |  |  | Yes | None |  | BLE 2024 |  | None | No | None |  | Yes | Alignment with Region Goals
1282 | 071000163 | Floyd County DCM | Consider stormwater criteria for infrastructure and floodplain ordinances to avoid new exposure to flood hazards. | 7 | Upper Brazos | Floyd | 11130103, 11130104, 12050005, 12050006, 12050007 | 1113010301, 1113010302, 1113010303, 1113010401, 1113010402, 1205000505, 1205000601, 1205000603, 1205000703 | 111301030104, 111301030106, 111301030201, 111301030202, 111301030203, 111301030204, 111301030205, 111301030206, 111301030207, 111301030208, 111301030209, 111301030301, 111301030302, 111301030303, 111301040101, 111301040102, 111301040103, 111301040104, 11 | 07000091, 07000095, 07000096, 07000103, 07000109, 07000110, 07000111, 07000112, 07000152, 07000442, 07000450, 07000461, 07000462 | 07000083, 07000084, 07000085 | 406.9607 | Yes | No | No | Yes | No | 00000199 | 00000199 | No | Other | 100000 | No | None | 0 | 116 | 14 | 68 | 99 | 99 | 0 | 4 | 254.5198 | 0 | 28586.623 | No | No | None |  |  |  | Yes | None |  | BLE 2024 |  | None | No | None |  | Yes | Alignment with Region Goals
1283 | 071000168 | Jones County DCM | Consider stormwater criteria for infrastructure and floodplain ordinances to avoid new exposure to flood hazards. | 7 | Upper Brazos | Jones | 12050004, 12060102, 12060103 | 1205000409, 1206010203, 1206010204, 1206010205, 1206010206, 1206010207, 1206010208, 1206010209, 1206010301, 1206010302, 1206010303 | 120500040901, 120601020310, 120601020404, 120601020504, 120601020505, 120601020601, 120601020602, 120601020603, 120601020604, 120601020605, 120601020606, 120601020607, 120601020709, 120601020710, 120601020711, 120601020712, 120601020802, 120601020803, 12 | 07000065, 07000246, 07000247, 07000248, 07000249, 07000250, 07000252, 07000253, 07000254, 07000256, 07000258, 07000261, 07000262, 07000266, 07000267, 07000268, 07000269, 07000277, 07000278, 07000279, 07000280, 07000281, 07000287, 07000293, 07000294, 0700 | 07000083, 07000084, 07000085 | 932.882 | Yes | No | No | No | No | 07000112 | 07000112 | No | Other | 100000 | No | None | 0 | 1145 | 499 | 1118 | 1103 | 1118 | 2 | 8 | 189.0489 | 0 | 47148.8594 | No | No | None |  |  |  | Yes | None |  | BLE 2024 |  | None | No | None |  | Yes | Alignment with Region Goals
1284 | 071000206 | Young County DCM | Consider stormwater criteria for infrastructure and floodplain ordinances to avoid new exposure to flood hazards. | 7 | Upper Brazos | Young | 11130209, 12030101, 12060101, 12060104, 12060201 | 1113020902, 1203010101, 1206010107, 1206010108, 1206010109, 1206010402, 1206010403, 1206020101, 1206020102, 1206020105 | 111302090201, 120301010101, 120301010102, 120301010103, 120301010104, 120301010105, 120601010706, 120601010707, 120601010806, 120601010807, 120601010809, 120601010810, 120601010811, 120601010901, 120601010902, 120601010903, 120601010904, 120601010905, 12 | 07000172, 07000214, 07000216, 07000220, 07000221, 07000222, 07000223, 07000224, 07000225, 07000226, 07000227, 07000228, 07000229, 07000323, 07000330, 07000332, 07000333 | 07000083, 07000084, 07000085 | 407.8529 | Yes | No | No | No | No | 00000185 | 00000185 | No | Other | 100000 | No | None | 0 | 190 | 28 | 60 | 128 | 128 | 0 | 1 | 53.1311 | 0 | 25847.2324 | No | No | None |  |  |  | Yes | None |  | BLE 2024 |  | None | No | None |  | Yes | Alignment with Region Goals
1285 | 071000161 | Eastland County DCM | Consider stormwater criteria for infrastructure and floodplain ordinances to avoid new exposure to flood hazards. | 7 | Upper Brazos | Eastland | 12060105, 12060201, 12070201, 12090107 | 1206010504, 1206010505, 1206020108, 1207020101, 1207020102, 1207020103, 1207020104, 1209010703 | 120601050401, 120601050402, 120601050403, 120601050404, 120601050405, 120601050406, 120601050407, 120601050502, 120602010801, 120602010802, 120602010803, 120602010804, 120602010805, 120602010806, 120702010101, 120702010102, 120702010103, 120702010104, 12 | 07000347, 07000348, 07000349, 07000350, 07000351, 07000352, 07000353, 07000357 | 07000083, 07000084, 07000085 | 125.2427 | Yes | No | No | No | No | 00000167 | 00000167 | No | Other | 100000 | No | None | 0 | 116 | 13 | 135 | 38 | 135 | 0 | 2 | 11.7266 | 0 | 325.3238 | No | No | None |  |  |  | Yes | None |  | BLE 2024 |  | None | No | None |  | Yes | Alignment with Region Goals
1286 | 071000193 | Stonewall County Stream Restoration Program | Implement stream restoration / channelization program to ensure adequate drainage / diversion of stormwater. | 7 | Upper Brazos | Stonewall | 12050004, 12050007, 12060101, 12060103 | 1205000408, 1205000409, 1205000705, 1205000706, 1205000707, 1206010101, 1206010102, 1206010301, 1206010302 | 120500040801, 120500040802, 120500040803, 120500040804, 120500040805, 120500040806, 120500040807, 120500040901, 120500040902, 120500040903, 120500040904, 120500040905, 120500040906, 120500040907, 120500070506, 120500070507, 120500070508, 120500070606, 12 | 07000055, 07000056, 07000057, 07000059, 07000060, 07000061, 07000062, 07000063, 07000064, 07000065, 07000067, 07000068, 07000069, 07000083, 07000119, 07000122, 07000126, 07000129, 07000130, 07000132, 07000134, 07000136, 07000140, 07000141, 07000142, 0700 | 07000041, 07000042 | 924.7434 | Yes | No | No | No | No | 07000179 | 07000179 | No | Project Planning | 500000 | No | None | 0 | 67 | 11 | 12 | 12 | 12 | 0 | 6 | 49.3458 | 0 | 6456.623 | No | No | None |  |  |  | Yes | None |  | BLE 2024 |  | None | No | None |  | Yes | Alignment with Region Goals
1287 | 071000192 | Stonewall County DCM | Consider stormwater criteria for infrastructure and floodplain ordinances to avoid new exposure to flood hazards. | 7 | Upper Brazos | Stonewall | 12050004, 12050007, 12060101, 12060103 | 1205000408, 1205000409, 1205000705, 1205000706, 1205000707, 1206010101, 1206010102, 1206010301, 1206010302 | 120500040801, 120500040802, 120500040803, 120500040804, 120500040805, 120500040806, 120500040807, 120500040901, 120500040902, 120500040903, 120500040904, 120500040905, 120500040906, 120500040907, 120500070506, 120500070507, 120500070508, 120500070606, 12 | 07000055, 07000056, 07000057, 07000059, 07000060, 07000061, 07000062, 07000063, 07000064, 07000065, 07000067, 07000068, 07000069, 07000083, 07000119, 07000122, 07000126, 07000129, 07000130, 07000132, 07000134, 07000136, 07000140, 07000141, 07000142, 0700 | 07000083, 07000084, 07000085 | 924.7434 | Yes | No | No | No | No | 07000179 | 07000179 | No | Other | 100000 | No | None | 0 | 67 | 11 | 12 | 12 | 12 | 0 | 6 | 49.3458 | 0 | 6456.623 | No | No | None |  |  |  | Yes | None |  | BLE 2024 |  | None | No | None |  | Yes | Alignment with Region Goals
1288 | 071000188 | Stephens County Buyout Program | Develop a land acquisition program in flood hazard areas. | 7 | Upper Brazos | Stephens | 12060104, 12060105, 12060201, 12070201 | 1206010402, 1206010403, 1206010501, 1206010504, 1206010505, 1206010506, 1206020103, 1206020104, 1206020105, 1206020107, 1206020108, 1207020101 | 120601040201, 120601040202, 120601040204, 120601040205, 120601040301, 120601040302, 120601040303, 120601050107, 120601050403, 120601050404, 120601050405, 120601050406, 120601050407, 120601050408, 120601050409, 120601050501, 120601050502, 120601050503, 12 | 07000321, 07000322, 07000323, 07000330, 07000331, 07000332, 07000333, 07000349, 07000350, 07000351, 07000352, 07000353, 07000354, 07000355, 07000356, 07000357, 07000358, 07000359, 07000360, 07000361, 07000362, 07000364, 07000366 | 07000041, 07000042 | 561.2769 | Yes | No | No | No | No | 00000113 | 00000113 | No | Project Planning | 1000000 | No | None | 0 | 657 | 99 | 510 | 709 | 709 | 1 | 2 | 64.1849 | 0 | 28369.0117 | No | No | None |  |  |  | Yes | None |  | BLE 2024 |  | None | No | None |  | Yes | Alignment with Region Goals
1289 | 071000189 | Stephens County DCM | Consider stormwater criteria for infrastructure and floodplain ordinances to avoid new exposure to flood hazards. | 7 | Upper Brazos | Stephens | 12060104, 12060105, 12060201, 12070201 | 1206010402, 1206010403, 1206010501, 1206010504, 1206010505, 1206010506, 1206020103, 1206020104, 1206020105, 1206020107, 1206020108, 1207020101 | 120601040201, 120601040202, 120601040204, 120601040205, 120601040301, 120601040302, 120601040303, 120601050107, 120601050403, 120601050404, 120601050405, 120601050406, 120601050407, 120601050408, 120601050409, 120601050501, 120601050502, 120601050503, 12 | 07000321, 07000322, 07000323, 07000330, 07000331, 07000332, 07000333, 07000349, 07000350, 07000351, 07000352, 07000353, 07000354, 07000355, 07000356, 07000357, 07000358, 07000359, 07000360, 07000361, 07000362, 07000364, 07000366 | 07000083, 07000084, 07000085 | 561.2769 | Yes | No | No | No | No | 00000113 | 00000113 | No | Other | 100000 | No | None | 0 | 657 | 99 | 510 | 709 | 709 | 1 | 2 | 64.1849 | 0 | 28369.0117 | No | No | None |  |  |  | Yes | None |  | BLE 2024 |  | None | No | None |  | Yes | Alignment with Region Goals
1290 | 071000191 | Stephens Flood Protection Lift Station Program | Flood-proof sewage treatment plants in flood hazard / low-lying areas. | 7 | Upper Brazos | Stephens | 12060104, 12060105, 12060201, 12070201 | 1206010402, 1206010403, 1206010501, 1206010504, 1206010505, 1206010506, 1206020103, 1206020104, 1206020105, 1206020107, 1206020108, 1207020101 | 120601040201, 120601040202, 120601040204, 120601040205, 120601040301, 120601040302, 120601040303, 120601050107, 120601050403, 120601050404, 120601050405, 120601050406, 120601050407, 120601050408, 120601050409, 120601050501, 120601050502, 120601050503, 12 | 07000321, 07000322, 07000323, 07000330, 07000331, 07000332, 07000333, 07000349, 07000350, 07000351, 07000352, 07000353, 07000354, 07000355, 07000356, 07000357, 07000358, 07000359, 07000360, 07000361, 07000362, 07000364, 07000366 | 07000041, 07000042 | 561.2769 | Yes | No | No | No | No | 00000113 | 00000113 | No | Project Planning | 100000 | No | None | 0 | 657 | 99 | 510 | 709 | 709 | 1 | 2 | 64.1849 | 0 | 28369.0117 | No | No | None |  |  |  | Yes | None |  | BLE 2024 |  | None | No | None |  | Yes | Alignment with Region Goals
1291 | 071000190 | Stephens County Stream Restoration Program | Implement stream restoration / channelization program to ensure adequate drainage / diversion of stormwater. | 7 | Upper Brazos | Stephens | 12060104, 12060105, 12060201, 12070201 | 1206010402, 1206010403, 1206010501, 1206010504, 1206010505, 1206010506, 1206020103, 1206020104, 1206020105, 1206020107, 1206020108, 1207020101 | 120601040201, 120601040202, 120601040204, 120601040205, 120601040301, 120601040302, 120601040303, 120601050107, 120601050403, 120601050404, 120601050405, 120601050406, 120601050407, 120601050408, 120601050409, 120601050501, 120601050502, 120601050503, 12 | 07000321, 07000322, 07000323, 07000330, 07000331, 07000332, 07000333, 07000349, 07000350, 07000351, 07000352, 07000353, 07000354, 07000355, 07000356, 07000357, 07000358, 07000359, 07000360, 07000361, 07000362, 07000364, 07000366 | 07000041, 07000042 | 561.2769 | Yes | No | No | No | No | 00000113 | 00000113 | No | Project Planning | 500000 | No | None | 0 | 657 | 99 | 510 | 709 | 709 | 1 | 2 | 64.1849 | 0 | 28369.0117 | No | No | None |  |  |  | Yes | None |  | BLE 2024 |  | None | No | None |  | Yes | Alignment with Region Goals
1292 | 071000196 | Taylor County DCM | Consider stormwater criteria for infrastructure and floodplain ordinances to avoid new exposure to flood hazards. | 7 | Upper Brazos | Taylor | 12060102, 12090101, 12090107, 12090108 | 1206010205, 1206010206, 1206010207, 1206010208, 1209010102, 1209010103, 1209010104, 1209010701, 1209010801 | 120601020501, 120601020502, 120601020503, 120601020504, 120601020505, 120601020601, 120601020604, 120601020605, 120601020701, 120601020702, 120601020703, 120601020704, 120601020705, 120601020706, 120601020707, 120601020708, 120601020709, 120601020710, 12 | 07000261, 07000263, 07000264, 07000267, 07000269, 07000270, 07000271, 07000272, 07000273, 07000274, 07000275, 07000276, 07000277, 07000278, 07000279, 07000280, 07000291, 07000292, 07000293, 07000294, 07000295 | 07000083, 07000084, 07000085 | 611.5342 | Yes | No | No | No | No | 00000168 | 00000168 | No | Other | 100000 | No | None | 0 | 11167 | 9822 | 24575 | 25896 | 25896 | 11 | 72 | 244.5893 | 0 | 7516.3394 | No | No | None |  |  |  | Yes | None |  | BLE 2024 |  | None | No | None |  | Yes | Alignment with Region Goals
1293 | 071000197 | Taylor County Stream Restoration Program | Implement stream restoration / channelization program to ensure adequate drainage / diversion of stormwater. | 7 | Upper Brazos | Taylor | 12060102, 12090101, 12090107, 12090108 | 1206010205, 1206010206, 1206010207, 1206010208, 1209010102, 1209010103, 1209010104, 1209010701, 1209010801 | 120601020501, 120601020502, 120601020503, 120601020504, 120601020505, 120601020601, 120601020604, 120601020605, 120601020701, 120601020702, 120601020703, 120601020704, 120601020705, 120601020706, 120601020707, 120601020708, 120601020709, 120601020710, 12 | 07000261, 07000263, 07000264, 07000267, 07000269, 07000270, 07000271, 07000272, 07000273, 07000274, 07000275, 07000276, 07000277, 07000278, 07000279, 07000280, 07000291, 07000292, 07000293, 07000294, 07000295 | 07000041, 07000042 | 611.5342 | Yes | No | No | No | No | 00000168 | 00000168 | No | Project Planning | 500000 | No | None | 0 | 11167 | 9822 | 24575 | 25896 | 25896 | 11 | 72 | 244.5893 | 0 | 7516.3394 | No | No | None |  |  |  | Yes | None |  | BLE 2024 |  | None | No | None |  | Yes | Alignment with Region Goals
1294 | 071000195 | Taylor County Dam Inspection Program | Annual dam inspection, partner with SWCD to help fund repairs and maintenance, partner with property owners to report new damage or erosion, and patrol for illegal dumping at dams. | 7 | Upper Brazos | Taylor | 12060102, 12090101, 12090107, 12090108 | 1206010205, 1206010206, 1206010207, 1206010208, 1209010102, 1209010103, 1209010104, 1209010701, 1209010801 | 120601020501, 120601020502, 120601020503, 120601020504, 120601020505, 120601020601, 120601020604, 120601020605, 120601020701, 120601020702, 120601020703, 120601020704, 120601020705, 120601020706, 120601020707, 120601020708, 120601020709, 120601020710, 12 | 07000261, 07000263, 07000264, 07000267, 07000269, 07000270, 07000271, 07000272, 07000273, 07000274, 07000275, 07000276, 07000277, 07000278, 07000279, 07000280, 07000291, 07000292, 07000293, 07000294, 07000295 | 07000031, 07000032 | 611.5342 | Yes | No | No | No | No | 00000168 | 00000168 | No | Other | 100000 | No | None | 0 | 11167 | 9822 | 24575 | 25896 | 25896 | 11 | 72 | 244.5893 | 0 | 7516.3394 | No | No | None |  |  |  | Yes | None |  | BLE 2024 |  | None | No | None |  | Yes | Alignment with Region Goals
1295 | 071000180 | Mitchell County DCM | Consider stormwater criteria for infrastructure and floodplain ordinances to avoid new exposure to flood hazards. | 7 | Upper Brazos | Mitchell | 12060102, 12080002, 12080007, 12080008 | 1206010201, 1206010202, 1208000206, 1208000207, 1208000208, 1208000209, 1208000210, 1208000701, 1208000702, 1208000801, 1208000802 | 120601020101, 120601020201, 120800020606, 120800020607, 120800020701, 120800020703, 120800020704, 120800020706, 120800020804, 120800020805, 120800020806, 120800020807, 120800020902, 120800020903, 120800021001, 120800021002, 120800021003, 120800021004, 12 | 07000236, 07000242 | 07000083, 07000084, 07000085 | 8.1832 | Yes | No | No | No | No | 00000172 | 00000172 | No | Other | 100000 | No | None | 0 | 1 | 1 | 0 | 0 | 0 | 0 | 0 | 1.6472 | 0 | 257.3304 | No | No | None |  |  |  | Yes | None |  | BLE 2024 |  | None | No | None |  | Yes | Alignment with Region Goals
1296 | 071000199 | Throckmorton County DCM | Consider stormwater criteria for infrastructure and floodplain ordinances to avoid new exposure to flood hazards. | 7 | Upper Brazos | Throckmorton | 12060101, 12060102, 12060103, 12060104 | 1206010105, 1206010107, 1206010108, 1206010109, 1206010209, 1206010303, 1206010304, 1206010401, 1206010402 | 120601010502, 120601010503, 120601010504, 120601010505, 120601010507, 120601010701, 120601010702, 120601010703, 120601010704, 120601010705, 120601010706, 120601010802, 120601010803, 120601010804, 120601010805, 120601010806, 120601010807, 120601010808, 12 | 07000176, 07000185, 07000186, 07000187, 07000188, 07000189, 07000201, 07000202, 07000208, 07000209, 07000213, 07000214, 07000215, 07000216, 07000217, 07000218, 07000219, 07000220, 07000221, 07000224, 07000225, 07000260, 07000296, 07000304, 07000305, 0700 | 07000083, 07000084, 07000085 | 912.4889 | Yes | No | No | No | No | 07000182 | 07000182 | No | Other | 100000 | No | None | 0 | 98 | 20 | 67 | 38 | 67 | 0 | 6 | 65.2744 | 0 | 63522.1289 | No | No | None |  |  |  | Yes | None |  | BLE 2024 |  | None | No | None |  | Yes | Alignment with Region Goals
1297 | 071000187 | Shackelford County DCM | Consider stormwater criteria for infrastructure and floodplain ordinances to avoid new exposure to flood hazards. | 7 | Upper Brazos | Shackelford | 12060102, 12060103, 12060104, 12060105 | 1206010208, 1206010209, 1206010303, 1206010401, 1206010402, 1206010501, 1206010502, 1206010503, 1206010504, 1206010506 | 120601020802, 120601020803, 120601020805, 120601020806, 120601020901, 120601020903, 120601020904, 120601020905, 120601020906, 120601020907, 120601020908, 120601030305, 120601040103, 120601040104, 120601040105, 120601040106, 120601040107, 120601040108, 12 | 07000252, 07000254, 07000255, 07000256, 07000257, 07000258, 07000259, 07000260, 07000266, 07000267, 07000281, 07000303, 07000319, 07000321, 07000322, 07000324, 07000325, 07000326, 07000327, 07000334, 07000335, 07000336, 07000337, 07000342, 07000343, 0700 | 07000083, 07000084, 07000085 | 912.4061 | Yes | No | No | No | No | 07000111 | 07000111 | No | Other | 100000 | No | None | 0 | 347 | 134 | 178 | 163 | 178 | 0 | 4 | 43.3288 | 0 | 23798.9785 | No | No | None |  |  |  | Yes | None |  | BLE 2024 |  | None | No | None |  | Yes | Alignment with Region Goals
1298 | 071000171 | King County DCM | Consider stormwater criteria for infrastructure and floodplain ordinances to avoid new exposure to flood hazards. | 7 | Upper Brazos | King | 11130204, 11130205, 12050007, 12060101 | 1113020401, 1113020402, 1113020501, 1113020502, 1205000707, 1206010101, 1206010102 | 111302040102, 111302040103, 111302040104, 111302040108, 111302040204, 111302040205, 111302040206, 111302050102, 111302050103, 111302050104, 111302050105, 111302050106, 111302050107, 111302050201, 111302050202, 111302050203, 111302050204, 120500070702, 12 | 07000136, 07000140, 07000141, 07000175, 07000193, 07000194, 07000195, 07000196, 07000197, 07000200, 07000203, 07000205, 07000206 | 07000083, 07000084, 07000085 | 335.6423 | Yes | No | No | No | No | 00000218 | 00000218 | No | Other | 100000 | No | None | 0 | 3 | 0 | 1 | 1 | 1 | 0 | 1 | 7.159 | 0 | 409.4093 | No | No | None |  |  |  | Yes | None |  | BLE 2024 |  | None | No | None |  | Yes | Alignment with Region Goals
1299 | 071000181 | Nolan County Buyout Program | Acquire and demolish repetitive loss properties. | 7 | Upper Brazos | Nolan | 12060102, 12080002, 12080008, 12090101 | 1206010201, 1206010202, 1206010203, 1206010205, 1206010206, 1206010207, 1208000209, 1208000801, 1208000802, 1208000803, 1209010102 | 120601020101, 120601020102, 120601020103, 120601020104, 120601020201, 120601020301, 120601020302, 120601020303, 120601020304, 120601020305, 120601020306, 120601020307, 120601020308, 120601020309, 120601020310, 120601020502, 120601020601, 120601020701, 12 | 07000230, 07000233, 07000234, 07000235, 07000236, 07000237, 07000238, 07000239, 07000242, 07000246, 07000272, 07000282, 07000283, 07000284, 07000285, 07000286, 07000291, 07000295 | 07000041, 07000042 | 460.8642 | Yes | No | No | No | No | 00000170 | 00000170 | No | Project Planning | 1000000 | No | None | 0 | 264 | 172 | 248 | 412 | 412 | 1 | 21 | 40.9714 | 0 | 9929.2949 | No | No | None |  |  |  | Yes | None |  | BLE 2024 |  | None | No | None |  | Yes | Alignment with Region Goals
1300 | 071000182 | Nolan County DCM | Consider stormwater criteria for infrastructure and floodplain ordinances to avoid new exposure to flood hazards. | 7 | Upper Brazos | Nolan | 12060102, 12080002, 12080008, 12090101 | 1206010201, 1206010202, 1206010203, 1206010205, 1206010206, 1206010207, 1208000209, 1208000801, 1208000802, 1208000803, 1209010102 | 120601020101, 120601020102, 120601020103, 120601020104, 120601020201, 120601020301, 120601020302, 120601020303, 120601020304, 120601020305, 120601020306, 120601020307, 120601020308, 120601020309, 120601020310, 120601020502, 120601020601, 120601020701, 12 | 07000230, 07000233, 07000234, 07000235, 07000236, 07000237, 07000238, 07000239, 07000242, 07000246, 07000272, 07000282, 07000283, 07000284, 07000285, 07000286, 07000291, 07000295 | 07000083, 07000084, 07000085 | 460.8642 | Yes | No | No | No | No | 00000170 | 00000170 | No | Other | 100000 | No | None | 0 | 264 | 172 | 248 | 412 | 412 | 1 | 21 | 40.9714 | 0 | 9929.2949 | No | No | None |  |  |  | Yes | None |  | BLE 2024 |  | None | No | None |  | Yes | Alignment with Region Goals
1301 | 071000183 | Nolan County Floodplain Open Space Program | Acquire and preserve open spaces adjacent to floodplain areas. Protect floodplains in their natural state. | 7 | Upper Brazos | Nolan | 12060102, 12080002, 12080008, 12090101 | 1206010201, 1206010202, 1206010203, 1206010205, 1206010206, 1206010207, 1208000209, 1208000801, 1208000802, 1208000803, 1209010102 | 120601020101, 120601020102, 120601020103, 120601020104, 120601020201, 120601020301, 120601020302, 120601020303, 120601020304, 120601020305, 120601020306, 120601020307, 120601020308, 120601020309, 120601020310, 120601020502, 120601020601, 120601020701, 12 | 07000230, 07000233, 07000234, 07000235, 07000236, 07000237, 07000238, 07000239, 07000242, 07000246, 07000272, 07000282, 07000283, 07000284, 07000285, 07000286, 07000291, 07000295 | 07000085 | 460.8642 | Yes | No | No | No | No | 00000170 | 00000170 | No | Project Planning | 1000000 | No | None | 0 | 264 | 172 | 248 | 412 | 412 | 1 | 21 | 40.9714 | 0 | 9929.2949 | No | No | None |  |  |  | Yes | None |  | BLE 2024 |  | None | No | None |  | Yes | Alignment with Region Goals
1302 | 071000166 | Haskell County DCM | Consider stormwater criteria for infrastructure and floodplain ordinances to avoid new exposure to flood hazards. | 7 | Upper Brazos | Haskell | 12050004, 12060101, 12060102, 12060103 | 1205000409, 1206010102, 1206010103, 1206010104, 1206010105, 1206010209, 1206010302, 1206010303, 1206010304 | 120500040903, 120500040904, 120500040906, 120500040907, 120601010201, 120601010203, 120601010206, 120601010301, 120601010302, 120601010303, 120601010304, 120601010401, 120601010402, 120601010404, 120601010405, 120601010501, 120601010502, 120601010503, 12 | 07000062, 07000063, 07000069, 07000083, 07000174, 07000177, 07000178, 07000180, 07000184, 07000185, 07000186, 07000187, 07000190, 07000198, 07000203, 07000204, 07000207, 07000210, 07000211, 07000212, 07000259, 07000260, 07000296, 07000297, 07000298, 0700 | 07000083, 07000084, 07000085 | 907.4007 | Yes | No | No | No | No | 07000180 | 07000180 | No | Other | 100000 | No | None | 0 | 788 | 294 | 608 | 708 | 708 | 1 | 15 | 226.3879 | 0 | 59647.6094 | No | No | None |  |  |  | Yes | None |  | BLE 2024 |  | None | No | None |  | Yes | Alignment with Region Goals
1303 | 071000167 | Hockley County DCM | Consider stormwater criteria for infrastructure and floodplain ordinances to avoid new exposure to flood hazards. | 7 | Upper Brazos | Hockley | 12050001, 12050003, 12050004, 12080001 | 1205000108, 1205000109, 1205000110, 1205000111, 1205000112, 1205000113, 1205000301, 1205000302, 1205000401, 1205000402, 1208000103, 1208000104 | 120500010804, 120500010805, 120500010904, 120500010905, 120500010906, 120500011003, 120500011004, 120500011005, 120500011006, 120500011101, 120500011102, 120500011107, 120500011201, 120500011202, 120500011203, 120500011301, 120500011302, 120500011303, 12 | 07000003, 07000020, 07000023, 07000025, 07000026, 07000027, 07000034, 07000035, 07000036, 07000037, 07000047, 07000079, 07000080, 07000368, 07000369, 07000370, 07000373, 07000374, 07000375, 07000376, 07000377, 07000379, 07000380, 07000381, 07000382, 0700 | 07000083, 07000084, 07000085 | 811.4232 | No | No | No | Yes | No | 00000186 | 00000186 | No | Other | 100000 | No | None | 0 | 1771 | 1270 | 5273 | 3863 | 5273 | 5 | 9 | 625.7158 | 0 | 60113.3281 | No | No | None |  |  |  | Yes | None |  | BLE 2024 |  | None | No | None |  | Yes | Alignment with Region Goals
1304 | 071000186 | Scurry County Relocate Critical Facilities High Hazard | Relocate critical facilities out of high hazard areas. | 7 | Upper Brazos | Scurry | 12050004, 12060102, 12080002 | 1205000405, 1205000406, 1205000407, 1206010201, 1206010202, 1208000204, 1208000205, 1208000206, 1208000207, 1208000210 | 120500040504, 120500040505, 120500040506, 120500040602, 120500040605, 120500040606, 120500040607, 120500040701, 120500040702, 120500040703, 120500040704, 120601020102, 120601020201, 120601020202, 120601020203, 120601020204, 120800020407, 120800020506, 12 | 07000048, 07000049, 07000051, 07000052, 07000053, 07000054, 07000058, 07000066, 07000073, 07000074, 07000076, 07000238, 07000242, 07000243, 07000244, 07000245 | 07000041, 07000042 | 392.9887 | Yes | No | No | No | No | 00000116 | 00000116 | No | Project Planning | 2000000 | No | None | 0 | 13 | 2 | 7 | 23 | 23 | 0 | 6 | 17.8811 | 0 | 6805.3726 | No | No | None |  |  |  | Yes | None |  | BLE 2024 |  | None | No | None |  | Yes | Alignment with Region Goals
1305 | 071000185 | Scurry County DCM | Consider stormwater criteria for infrastructure and floodplain ordinances to avoid new exposure to flood hazards. | 7 | Upper Brazos | Scurry | 12050004, 12060102, 12080002 | 1205000405, 1205000406, 1205000407, 1206010201, 1206010202, 1208000204, 1208000205, 1208000206, 1208000207, 1208000210 | 120500040504, 120500040505, 120500040506, 120500040602, 120500040605, 120500040606, 120500040607, 120500040701, 120500040702, 120500040703, 120500040704, 120601020102, 120601020201, 120601020202, 120601020203, 120601020204, 120800020407, 120800020506, 12 | 07000048, 07000049, 07000051, 07000052, 07000053, 07000054, 07000058, 07000066, 07000073, 07000074, 07000076, 07000238, 07000242, 07000243, 07000244, 07000245 | 07000083, 07000084, 07000085 | 392.9887 | Yes | No | No | No | No | 00000116 | 00000116 | No | Other | 100000 | No | None | 0 | 13 | 2 | 7 | 23 | 23 | 0 | 6 | 17.8811 | 0 | 6805.3726 | No | No | None |  |  |  | Yes | None |  | BLE 2024 |  | None | No | None |  | Yes | Alignment with Region Goals
1306 | 071000160 | Dickens County DCM | Consider stormwater criteria for infrastructure and floodplain ordinances to avoid new exposure to flood hazards. | 7 | Upper Brazos | Dickens | 11130104, 11130204, 11130205, 12050006, 12050007, 12060101 | 1113010402, 1113010403, 1113020401, 1113020501, 1205000605, 1205000702, 1205000703, 1205000704, 1205000706, 1205000707, 1206010101 | 111301040202, 111301040203, 111301040206, 111301040207, 111301040208, 111301040209, 111301040210, 111301040301, 111301040303, 111302040101, 111302040102, 111302050101, 111302050102, 111302050103, 111302050105, 120500060501, 120500060505, 120500070202, 12 | 07000097, 07000116, 07000124, 07000127, 07000128, 07000131, 07000133, 07000134, 07000135, 07000136, 07000152, 07000154, 07000155, 07000160, 07000161, 07000162, 07000163, 07000164, 07000165, 07000166, 07000167, 07000175 | 07000083, 07000084, 07000085 | 573.3586 | Yes | No | No | Yes | No | 00000219 | 00000219 | No | Other | 100000 | No | None | 0 | 195 | 0 | 92 | 125 | 125 | 1 | 2 | 111.8792 | 0 | 15575.0576 | No | No | None |  |  |  | Yes | None |  | BLE 2024 |  | None | No | None |  | Yes | Alignment with Region Goals
1307 | 071000194 | Swisher County DCM | Consider stormwater criteria for infrastructure and floodplain ordinances to avoid new exposure to flood hazards. | 7 | Upper Brazos | Swisher | 11120103, 11120104, 11130103, 12050005 | 1112010302, 1112010303, 1112010402, 1112010403, 1112010404, 1112010405, 1112010406, 1113010302, 1205000504, 1205000505 | 111201030201, 111201030202, 111201030203, 111201030204, 111201030206, 111201030207, 111201030302, 111201030303, 111201040203, 111201040204, 111201040205, 111201040206, 111201040302, 111201040303, 111201040304, 111201040305, 111201040306, 111201040401, 11 | 07000440, 07000442, 07000446, 07000458, 07000463 | 07000083, 07000084, 07000085 | 73.5178 | No | No | No | Yes | No | 00000237 | 00000237 | No | Other | 100000 | No | None | 0 | 5 | 3 | 3 | 10 | 10 | 0 | 0 | 46.6349 | 0 | 4233.4448 | No | No | None |  |  |  | Yes | None |  | BLE 2024 |  | None | No | None |  | Yes | Alignment with Region Goals
1308 | 071000162 | Fisher County DCM | Consider stormwater criteria for infrastructure and floodplain ordinances to avoid new exposure to flood hazards. | 7 | Upper Brazos | Fisher | 12050004, 12060102, 12060103 | 1205000406, 1205000407, 1205000408, 1205000409, 1206010201, 1206010202, 1206010203, 1206010204, 1206010206, 1206010301 | 120500040607, 120500040704, 120500040801, 120500040802, 120500040803, 120500040805, 120500040806, 120500040807, 120500040901, 120601020102, 120601020103, 120601020104, 120601020105, 120601020106, 120601020201, 120601020202, 120601020203, 120601020204, 12 | 07000049, 07000055, 07000056, 07000058, 07000059, 07000060, 07000061, 07000064, 07000065, 07000231, 07000232, 07000235, 07000237, 07000238, 07000239, 07000240, 07000241, 07000242, 07000243, 07000244, 07000245, 07000246, 07000251, 07000284, 07000285, 0700 | 07000083, 07000084, 07000085 | 899.7537 | Yes | No | No | No | No | 07000114 | 07000114 | No | Other | 100000 | No | None | 0 | 120 | 24 | 60 | 89 | 89 | 0 | 0 | 89.1468 | 0 | 23747.1816 | No | No | None |  |  |  | Yes | None |  | BLE 2024 |  | None | No | None |  | Yes | Alignment with Region Goals
1309 | 071000150 | City of Rotan Higher Standards Program | Adopt higher standards for new construction, increase freeboard requirements for structures in the SFHA; adopt a “no-rise” in BFE in the 100-year floodplain. Update local flood ordinance to prohibit granting of variance in SFHA; Include “cumulativ | 7 | Upper Brazos | Fisher | 12050004, 12060102, 12060103 | 1205000406, 1205000407, 1205000408, 1205000409, 1206010201, 1206010202, 1206010203, 1206010204, 1206010206, 1206010301 | 120500040607, 120500040704, 120500040801, 120500040802, 120500040803, 120500040805, 120500040806, 120500040807, 120500040901, 120601020102, 120601020103, 120601020104, 120601020105, 120601020106, 120601020201, 120601020202, 120601020203, 120601020204, 12 | 07000049, 07000055, 07000056, 07000058, 07000059, 07000060, 07000061, 07000064, 07000065, 07000231, 07000232, 07000235, 07000237, 07000238, 07000239, 07000240, 07000241, 07000242, 07000243, 07000244, 07000245, 07000246, 07000251, 07000284, 07000285, 0700 | 07000085 | 899.7537 | Yes | No | No | No | No | 07002545 | 07000114 | No | Project Planning | 100000 | No | None | 0 | 120 | 24 | 60 | 89 | 89 | 0 | 0 | 89.1468 | 0 | 23747.1816 | No | No | None |  |  |  | Yes | None |  | BLE 2024 |  | None | No | None |  | Yes | Alignment with Region Goals
1310 | 071000158 | Crosby County DCM | Consider stormwater criteria for infrastructure and floodplain ordinances to avoid new exposure to flood hazards. | 7 | Upper Brazos | Crosby | 11130104, 12050003, 12050006, 12050007 | 1113010402, 1205000302, 1205000303, 1205000305, 1205000603, 1205000604, 1205000605, 1205000701, 1205000702, 1205000703, 1205000704 | 111301040202, 120500030203, 120500030305, 120500030306, 120500030307, 120500030308, 120500030501, 120500060303, 120500060304, 120500060305, 120500060307, 120500060308, 120500060401, 120500060402, 120500060403, 120500060404, 120500060405, 120500060501, 12 | 07000006, 07000010, 07000013, 07000016, 07000021, 07000022, 07000087, 07000088, 07000089, 07000091, 07000097, 07000098, 07000108, 07000110, 07000111, 07000112, 07000113, 07000114, 07000115, 07000116, 07000117, 07000118, 07000147, 07000151, 07000152, 0700 | 07000083, 07000084, 07000085 | 895.5405 | Yes | No | No | Yes | No | 00000221 | 00000221 | No | Other | 100000 | No | None | 0 | 279 | 62 | 275 | 325 | 325 | 2 | 6 | 349.603 | 0 | 45936.1094 | No | No | None |  |  |  | Yes | None |  | BLE 2024 |  | None | No | None |  | Yes | Alignment with Region Goals
1311 | 071000159 | Dawson County DCM | Consider stormwater criteria for infrastructure and floodplain ordinances to avoid new exposure to flood hazards. | 7 | Upper Brazos | Dawson | 12050004, 12080002, 12080004, 12080006 | 1205000403, 1208000201, 1208000202, 1208000203, 1208000204, 1208000205, 1208000406, 1208000407, 1208000605, 1208000606, 1208000607, 1208000608 | 120500040305, 120500040306, 120800020102, 120800020105, 120800020106, 120800020107, 120800020108, 120800020109, 120800020201, 120800020202, 120800020203, 120800020301, 120800020302, 120800020303, 120800020304, 120800020305, 120800020306, 120800020401, 12 | 07000029, 07000078 | 07000083, 07000084, 07000085 | 3.9611 | No | No | No | Yes | No | 00000117 | 00000117 | No | Other | 100000 | No | None | 0 | 0 | 0 | 0 | 0 | 0 | 0 | 0 | 2.9532 | 0 | 158.498 | No | No | None |  |  |  | Yes | None |  | BLE 2024 |  | None | No | None |  | Yes | Alignment with Region Goals
1312 | 071000177 | Lubbock County DCM | Consider stormwater criteria for infrastructure and floodplain ordinances to avoid new exposure to flood hazards. | 7 | Upper Brazos | Lubbock | 12050001, 12050002, 12050003, 12050004, 12050006, 12050007 | 1205000112, 1205000113, 1205000205, 1205000301, 1205000302, 1205000303, 1205000304, 1205000401, 1205000402, 1205000603, 1205000604, 1205000701 | 120500011203, 120500011302, 120500011303, 120500011304, 120500011305, 120500020506, 120500020507, 120500020508, 120500030101, 120500030102, 120500030103, 120500030104, 120500030201, 120500030202, 120500030203, 120500030301, 120500030302, 120500030303, 12 | 07000002, 07000003, 07000004, 07000005, 07000006, 07000007, 07000008, 07000009, 07000010, 07000011, 07000012, 07000014, 07000020, 07000021, 07000023, 07000024, 07000025, 07000028, 07000037, 07000091, 07000114, 07000170, 07000376, 07000377, 07000378, 0700 | 07000083, 07000084, 07000085 | 898.267 | Yes | No | Yes | Yes | No | 07000222 | 07000222 | No | Other | 100000 | No | None | 0 | 6880 | 5342 | 18411 | 20269 | 20269 | 9 | 29 | 357.5448 | 0 | 50570.1484 | No | No | None |  |  |  | Yes | None |  | BLE 2024 |  | None | No | None |  | Yes | Alignment with Region Goals
1313 | 071000178 | Lubbock County Floodplain Open Space Program | Acquire and preserve open spaces adjacent to floodplain areas. Protect floodplains in their natural state. | 7 | Upper Brazos | Lubbock | 12050001, 12050002, 12050003, 12050004, 12050006, 12050007 | 1205000112, 1205000113, 1205000205, 1205000301, 1205000302, 1205000303, 1205000304, 1205000401, 1205000402, 1205000603, 1205000604, 1205000701 | 120500011203, 120500011302, 120500011303, 120500011304, 120500011305, 120500020506, 120500020507, 120500020508, 120500030101, 120500030102, 120500030103, 120500030104, 120500030201, 120500030202, 120500030203, 120500030301, 120500030302, 120500030303, 12 | 07000002, 07000003, 07000004, 07000005, 07000006, 07000007, 07000008, 07000009, 07000010, 07000011, 07000012, 07000014, 07000020, 07000021, 07000023, 07000024, 07000025, 07000028, 07000037, 07000091, 07000114, 07000170, 07000376, 07000377, 07000378, 0700 | 07000085 | 898.267 | Yes | No | Yes | Yes | No | 07000222 | 07000222 | No | Project Planning | 1000000 | No | None | 0 | 6880 | 5342 | 18411 | 20269 | 20269 | 9 | 29 | 357.5448 | 0 | 50570.1484 | No | No | None |  |  |  | Yes | None |  | BLE 2024 |  | None | No | None |  | Yes | Alignment with Region Goals
1314 | 071000164 | Garza County DCM | Consider stormwater criteria for infrastructure and floodplain ordinances to avoid new exposure to flood hazards. | 7 | Upper Brazos | Garza | 12050003, 12050004, 12050006, 12050007, 12080002 | 1205000302, 1205000303, 1205000304, 1205000305, 1205000402, 1205000403, 1205000404, 1205000405, 1205000605, 1205000701, 1208000205 | 120500030203, 120500030308, 120500030403, 120500030501, 120500030502, 120500030503, 120500030504, 120500030505, 120500030506, 120500040210, 120500040308, 120500040402, 120500040403, 120500040404, 120500040405, 120500040406, 120500040501, 120500040502, 12 | 07000001, 07000006, 07000011, 07000015, 07000016, 07000017, 07000018, 07000019, 07000022, 07000038, 07000041, 07000042, 07000043, 07000044, 07000045, 07000046, 07000066, 07000071, 07000073, 07000074, 07000077, 07000082, 07000084, 07000097, 07000098, 0700 | 07000083, 07000084, 07000085 | 884.7744 | Yes | No | No | Yes | No | 00000183 | 00000183 | No | Other | 100000 | No | None | 0 | 158 | 34 | 315 | 123 | 315 | 0 | 11 | 97.6748 | 0 | 10113.4795 | No | No | None |  |  |  | Yes | None |  | BLE 2024 |  | None | No | None |  | Yes | Alignment with Region Goals
1315 | 071000179 | Lynn County DCM | Consider stormwater criteria for infrastructure and floodplain ordinances to avoid new exposure to flood hazards. | 7 | Upper Brazos | Lynn | 12050003, 12050004, 12080001, 12080002 | 1205000302, 1205000304, 1205000401, 1205000402, 1205000403, 1205000404, 1208000103, 1208000105, 1208000201, 1208000203, 1208000205 | 120500030203, 120500030401, 120500030402, 120500030403, 120500040104, 120500040206, 120500040207, 120500040208, 120500040209, 120500040210, 120500040301, 120500040302, 120500040303, 120500040304, 120500040305, 120500040306, 120500040307, 120500040308, 12 | 07000006, 07000011, 07000012, 07000014, 07000025, 07000028, 07000029, 07000030, 07000031, 07000032, 07000033, 07000037, 07000038, 07000039, 07000040, 07000043, 07000070, 07000077, 07000078, 07000081, 07000082 | 07000083, 07000084, 07000085 | 673.4274 | No | No | No | Yes | No | 00000184 | 00000184 | No | Other | 100000 | No | None | 0 | 81 | 29 | 217 | 96 | 217 | 0 | 7 | 475.1753 | 0 | 52668.8516 | No | No | None |  |  |  | Yes | None |  | BLE 2024 |  | None | No | None |  | Yes | Alignment with Region Goals
1316 | 071000169 | Kent County DCM | Consider stormwater criteria for infrastructure and floodplain ordinances to avoid new exposure to flood hazards. | 7 | Upper Brazos | Kent | 12050003, 12050004, 12050006, 12050007 | 1205000305, 1205000405, 1205000406, 1205000407, 1205000408, 1205000605, 1205000701, 1205000702, 1205000704, 1205000705, 1205000706, 1205000707 | 120500030506, 120500040505, 120500040506, 120500040507, 120500040601, 120500040602, 120500040603, 120500040604, 120500040605, 120500040606, 120500040607, 120500040702, 120500040801, 120500040803, 120500060505, 120500060506, 120500070110, 120500070201, 12 | 07000001, 07000048, 07000049, 07000050, 07000051, 07000054, 07000059, 07000060, 07000071, 07000072, 07000073, 07000074, 07000075, 07000076, 07000097, 07000098, 07000120, 07000121, 07000122, 07000123, 07000124, 07000125, 07000126, 07000129, 07000130, 0700 | 07000083, 07000084, 07000085 | 888.1366 | Yes | No | No | No | No | 07000181 | 07000181 | No | Other | 100000 | No | None | 0 | 38 | 3 | 0 | 3 | 3 | 1 | 4 | 40.5557 | 0 | 3243.9077 | No | No | None |  |  |  | Yes | None |  | BLE 2024 |  | None | No | None |  | Yes | Alignment with Region Goals
1317 | 071000170 | Kent Flood Protection Lift Station Program | Raise electrical components of sewage lift stations above the Base Flood Elevation (BFE). | 7 | Upper Brazos | Kent | 12050003, 12050004, 12050006, 12050007 | 1205000305, 1205000405, 1205000406, 1205000407, 1205000408, 1205000605, 1205000701, 1205000702, 1205000704, 1205000705, 1205000706, 1205000707 | 120500030506, 120500040505, 120500040506, 120500040507, 120500040601, 120500040602, 120500040603, 120500040604, 120500040605, 120500040606, 120500040607, 120500040702, 120500040801, 120500040803, 120500060505, 120500060506, 120500070110, 120500070201, 12 | 07000001, 07000048, 07000049, 07000050, 07000051, 07000054, 07000059, 07000060, 07000071, 07000072, 07000073, 07000074, 07000075, 07000076, 07000097, 07000098, 07000120, 07000121, 07000122, 07000123, 07000124, 07000125, 07000126, 07000129, 07000130, 0700 | 07000041, 07000042 | 888.1366 | Yes | No | No | No | No | 07000181 | 07000181 | No | Project Planning | 100000 | No | None | 0 | 38 | 3 | 0 | 3 | 3 | 1 | 4 | 40.5557 | 0 | 3243.9077 | No | No | None |  |  |  | Yes | None |  | BLE 2024 |  | None | No | None |  | Yes | Alignment with Region Goals
1318 | 071000198 | Terry County DCM | Consider stormwater criteria for infrastructure and floodplain ordinances to avoid new exposure to flood hazards. | 7 | Upper Brazos | Terry | 12050004, 12080001, 12080002, 12080004, 12080006 | 1205000401, 1208000103, 1208000104, 1208000105, 1208000201, 1208000203, 1208000404, 1208000406, 1208000407, 1208000603, 1208000604, 1208000605 | 120500040103, 120500040104, 120800010305, 120800010306, 120800010307, 120800010308, 120800010309, 120800010310, 120800010404, 120800010405, 120800010406, 120800010407, 120800010408, 120800010409, 120800010501, 120800010502, 120800010503, 120800020101, 12 | 07000025, 07000027 | 07000083, 07000084, 07000085 | 24.9419 | No | No | No | Yes | No | 00000205 | 00000205 | No | Other | 100000 | No | None | 0 | 4 | 0 | 1 | 5 | 5 | 0 | 0 | 27.4145 | 0 | 3373.0452 | No | No | None |  |  |  | Yes | None |  | BLE 2024 |  | None | No | None |  | Yes | Alignment with Region Goals
1319 | 071000184 | Parmer County DCM | Consider stormwater criteria for infrastructure and floodplain ordinances to avoid new exposure to flood hazards. | 7 | Upper Brazos | Parmer | 11120101, 11120104, 12050002, 12050005 | 1112010102, 1112010103, 1112010104, 1112010105, 1112010401, 1205000202, 1205000203, 1205000204, 1205000501, 1205000502, 1205000503 | 111201010201, 111201010204, 111201010307, 111201010401, 111201010402, 111201010403, 111201010404, 111201010405, 111201010406, 111201010407, 111201010504, 111201010505, 111201040102, 120500020201, 120500020202, 120500020203, 120500020204, 120500020302, 12 | 07000411, 07000412, 07000425, 07000426, 07000427, 07000428, 07000429, 07000430, 07000431, 07000433, 07000437, 07000438, 07000439, 07000444, 07000452, 07000453, 07000454, 07000459, 07000464, 07000465, 07000467, 07000468 | 07000083, 07000084, 07000085 | 552.8783 | No | No | No | Yes | No | 00000239 | 00000239 | No | Other | 100000 | No | None | 0 | 51 | 4 | 47 | 39 | 47 | 0 | 5 | 343.3328 | 0 | 11929.7109 | No | No | None |  |  |  | Yes | None |  | BLE 2024 |  | None | No | None |  | Yes | Alignment with Region Goals
1320 | 071000174 | Knox County Tax Incentive Program | Consider providing tax incentives for development of low-hazard land parcels. | 7 | Upper Brazos | Knox | 11130204, 11130205, 11130206, 12060101 | 1113020402, 1113020403, 1113020502, 1113020601, 1206010102, 1206010103, 1206010104, 1206010105, 1206010106 | 111302040206, 111302040301, 111302040302, 111302040303, 111302040304, 111302040305, 111302040306, 111302050204, 111302050205, 111302050206, 111302050207, 111302050208, 111302060103, 120601010202, 120601010203, 120601010204, 120601010205, 120601010206, 12 | 07000174, 07000178, 07000179, 07000180, 07000181, 07000182, 07000183, 07000185, 07000187, 07000190, 07000192, 07000200, 07000203, 07000204, 07000205, 07000206, 07000211, 07000212 | 07000085 | 432.3661 | Yes | No | No | No | No | 00000217 | 00000217 | No | Other | 25000 | No | None | 0 | 968 | 526 | 1207 | 1310 | 1310 | 4 | 2 | 130.4964 | 0 | 33293.2188 | No | No | None |  |  |  | Yes | None |  | BLE 2024 |  | None | No | None |  | Yes | Alignment with Region Goals
1321 | 071000172 | Knox County DCM | Consider stormwater criteria for infrastructure and floodplain ordinances to avoid new exposure to flood hazards. | 7 | Upper Brazos | Knox | 11130204, 11130205, 11130206, 12060101 | 1113020402, 1113020403, 1113020502, 1113020601, 1206010102, 1206010103, 1206010104, 1206010105, 1206010106 | 111302040206, 111302040301, 111302040302, 111302040303, 111302040304, 111302040305, 111302040306, 111302050204, 111302050205, 111302050206, 111302050207, 111302050208, 111302060103, 120601010202, 120601010203, 120601010204, 120601010205, 120601010206, 12 | 07000174, 07000178, 07000179, 07000180, 07000181, 07000182, 07000183, 07000185, 07000187, 07000190, 07000192, 07000200, 07000203, 07000204, 07000205, 07000206, 07000211, 07000212 | 07000083, 07000084, 07000085 | 432.3661 | Yes | No | No | No | No | 00000217 | 00000217 | No | Other | 100000 | No | None | 0 | 968 | 526 | 1207 | 1310 | 1310 | 4 | 2 | 130.4964 | 0 | 33293.2188 | No | No | None |  |  |  | Yes | None |  | BLE 2024 |  | None | No | None |  | Yes | Alignment with Region Goals
1322 | 071000175 | Knox Flood Protection Lift Station Program | Flood-proof sewage treatment plants in flood hazard / low-lying areas. | 7 | Upper Brazos | Knox | 11130204, 11130205, 11130206, 12060101 | 1113020402, 1113020403, 1113020502, 1113020601, 1206010102, 1206010103, 1206010104, 1206010105, 1206010106 | 111302040206, 111302040301, 111302040302, 111302040303, 111302040304, 111302040305, 111302040306, 111302050204, 111302050205, 111302050206, 111302050207, 111302050208, 111302060103, 120601010202, 120601010203, 120601010204, 120601010205, 120601010206, 12 | 07000174, 07000178, 07000179, 07000180, 07000181, 07000182, 07000183, 07000185, 07000187, 07000190, 07000192, 07000200, 07000203, 07000204, 07000205, 07000206, 07000211, 07000212 | 07000041, 07000042 | 432.3661 | Yes | No | No | No | No | 00000217 | 00000217 | No | Project Planning | 100000 | No | None | 0 | 968 | 526 | 1207 | 1310 | 1310 | 4 | 2 | 130.4964 | 0 | 33293.2188 | No | No | None |  |  |  | Yes | None |  | BLE 2024 |  | None | No | None |  | Yes | Alignment with Region Goals
1323 | 071000173 | Knox County Relocate Critical Facilities High Hazard | Relocate critical facilities out of high hazard areas. | 7 | Upper Brazos | Knox | 11130204, 11130205, 11130206, 12060101 | 1113020402, 1113020403, 1113020502, 1113020601, 1206010102, 1206010103, 1206010104, 1206010105, 1206010106 | 111302040206, 111302040301, 111302040302, 111302040303, 111302040304, 111302040305, 111302040306, 111302050204, 111302050205, 111302050206, 111302050207, 111302050208, 111302060103, 120601010202, 120601010203, 120601010204, 120601010205, 120601010206, 12 | 07000174, 07000178, 07000179, 07000180, 07000181, 07000182, 07000183, 07000185, 07000187, 07000190, 07000192, 07000200, 07000203, 07000204, 07000205, 07000206, 07000211, 07000212 | 07000041, 07000042 | 432.3661 | Yes | No | No | No | No | 00000217 | 00000217 | No | Project Planning | 2000000 | No | None | 0 | 968 | 526 | 1207 | 1310 | 1310 | 4 | 2 | 130.4964 | 0 | 33293.2188 | No | No | None |  |  |  | Yes | None |  | BLE 2024 |  | None | No | None |  | Yes | Alignment with Region Goals
1324 | 071000157 | Cochran County DCM | Consider stormwater criteria for infrastructure and floodplain ordinances to avoid new exposure to flood hazards. | 7 | Upper Brazos | Cochran | 12050001, 12050004, 12080001 | 1205000106, 1205000107, 1205000108, 1205000109, 1205000401, 1208000101, 1208000102, 1208000103, 1208000104 | 120500010606, 120500010607, 120500010611, 120500010702, 120500010803, 120500010804, 120500010805, 120500010901, 120500010902, 120500010903, 120500010904, 120500010905, 120500010906, 120500040101, 120800010106, 120800010107, 120800010108, 120800010109, 12 | 07000034, 07000385, 07000389, 07000390, 07000391, 07000392, 07000395, 07000397, 07000400, 07000403, 07000404, 07000405, 07000406, 07000410 | 07000083, 07000084, 07000085 | 324.5425 | No | No | No | Yes | No | 00000187 | 00000187 | No | Other | 100000 | No | None | 0 | 278 | 134 | 340 | 218 | 340 | 2 | 1 | 246.0739 | 0 | 49749.9023 | No | No | None |  |  |  | Yes | None |  | BLE 2024 |  | None | No | None |  | Yes | Alignment with Region Goals
1325 | 071000152 | City of Sweetwater DCM | Consider stormwater criteria for infrastructure and floodplain ordinances to avoid new exposure to flood hazards. | 7 | Upper Brazos | Nolan | 12060102 | 1206010203 | 120601020302, 120601020303, 120601020304 | 07000233, 07000234, 07000235 | 07000083, 07000084, 07000085 | 11.0242 | Yes | No | No | No | No | 07002583 | 07002583 | No | Other | 100000 | No | None | 0 | 8 | 5 | 3 | 4 | 4 | 0 | 4 | 1.6624 | 0 | 0 | No | No | None |  |  |  | Yes | None |  | BLE 2024 |  | None | No | None |  | Yes | Alignment with Region Goals
1326 | 071000141 | City of Levelland DCM | Consider stormwater criteria for infrastructure and floodplain ordinances to avoid new exposure to flood hazards. | 7 | Upper Brazos | Lubbock | 12050001, 12050004 | 1205000112, 1205000402 | 120500011201, 120500040201, 120500040202, 120500040203, 120500040204 | 07000026, 07000035, 07000036, 07000079, 07000379 | 07000083, 07000084, 07000085 | 10.1859 | No | No | No | Yes | No | 07003166 | 07003166 | No | Other | 100000 | No | None | 0 | 1277 | 1018 | 4738 | 3047 | 4738 | 5 | 0 | 46.0388 | 0 | 718.1817 | No | No | None |  |  |  | Yes | None |  | BLE 2024 |  | None | No | None |  | Yes | Alignment with Region Goals
1327 | 071000151 | City of Slaton School Campus Drainage Program | Install water drainage system at campuses as backup in severe weather events | 7 | Upper Brazos | Lubbock | 12050003 | 1205000301, 1205000302, 1205000303, 1205000304 | 120500030104, 120500030203, 120500030307, 120500030402 | 07000006, 07000012, 07000021, 07000024 | 07000041, 07000042 | 5.415 | Yes | No | No | Yes | No | 07003550 | 07003550 | No | Project Planning | 150000 | No | None | 0 | 125 | 99 | 109 | 180 | 180 | 0 | 0 | 5.3172 | 0 | 101.0284 | No | No | None |  |  |  | Yes | None |  | BLE 2024 |  | None | No | None |  | Yes | Alignment with Region Goals
1328 | 071000138 | City of Hamlin Floodproof Sewage Plant Program | Flood-proof sewage treatment plants in flood hazard / low-lying areas. | 7 | Upper Brazos | Jones | 12060103 | 1206010301 | 120601030103 | 07000312 | 07000041, 07000042 | 5.2794 | Yes | No | No | No | No | 07003484 | 07003484 | No | Project Planning | 100000 | No | None | 0 | 274 | 187 | 428 | 470 | 470 | 2 | 0 | 11.7108 | 0 | 230.2513 | No | No | None |  |  |  | Yes | None |  | BLE 2024 |  | None | No | None |  | Yes | Alignment with Region Goals
1329 | 071000136 | City of Hamlin Buyout Program | Acquire and demolish repetitive loss properties. | 7 | Upper Brazos | Jones | 12060103 | 1206010301 | 120601030103 | 07000312 | 07000041, 07000042 | 5.2794 | Yes | No | No | No | No | 07003484 | 07003484 | No | Project Planning | 1000000 | No | None | 0 | 274 | 187 | 428 | 470 | 470 | 2 | 0 | 11.7108 | 0 | 230.2513 | No | No | None |  |  |  | Yes | None |  | BLE 2024 |  | None | No | None |  | Yes | Alignment with Region Goals
1330 | 071000137 | City of Hamlin Floodplain Open Space Program | Acquire and preserve open spaces adjacent to floodplain areas. Protect floodplains in their natural state. | 7 | Upper Brazos | Jones | 12060103 | 1206010301 | 120601030103 | 07000312 | 07000085 | 5.2794 | Yes | No | No | No | No | 07003484 | 07003484 | No | Project Planning | 500000 | No | None | 0 | 274 | 187 | 428 | 470 | 470 | 2 | 0 | 11.7108 | 0 | 230.2513 | No | No | None |  |  |  | Yes | None |  | BLE 2024 |  | None | No | None |  | Yes | Alignment with Region Goals
1331 | 071000139 | City of Hamlin Higher Standards Program | Adopt higher standards for new construction, increase freeboard requirements for structures in the SFHA; adopt a “no-rise” in BFE in the 100-year floodplain. Update local flood ordinance to prohibit granting of variance in SFHA; Include “cumulativ | 7 | Upper Brazos | Jones | 12060103 | 1206010301 | 120601030103 | 07000312 | 07000085 | 5.2794 | Yes | No | No | No | No | 07003484 | 07003484 | No | Project Planning | 100000 | No | None | 0 | 274 | 187 | 428 | 470 | 470 | 2 | 0 | 11.7108 | 0 | 230.2513 | No | No | None |  |  |  | Yes | None |  | BLE 2024 |  | None | No | None |  | Yes | Alignment with Region Goals
1332 | 071000155 | City of Tye Floodplain Open Space Program | Acquire and preserve open spaces adjacent to floodplain areas. Protect floodplains in their natural state. | 7 | Upper Brazos | Taylor | 12060102 | 1206010205, 1206010207 | 120601020503, 120601020705, 120601020706 | 07000264, 07000270, 07000271 | 07000085 | 4.7827 | Yes | No | No | No | No | 07002978 | 07002978 | No | Project Planning | 500000 | No | None | 0 | 5 | 2 | 5 | 4 | 5 | 0 | 0 | 0.6084 | 0 | 62.8764 | No | No | None |  |  |  | Yes | None |  | BLE 2024 |  | None | No | None |  | Yes | Alignment with Region Goals
1333 | 071000154 | City of Tye Buyout Program | Develop a land acquisition program in flood hazard areas. | 7 | Upper Brazos | Taylor | 12060102 | 1206010205, 1206010207 | 120601020503, 120601020705, 120601020706 | 07000264, 07000270, 07000271 | 07000041, 07000042 | 4.7827 | Yes | No | No | No | No | 07002978 | 07002978 | No | Project Planning | 500000 | No | None | 0 | 5 | 2 | 5 | 4 | 5 | 0 | 0 | 0.6084 | 0 | 62.8764 | No | No | None |  |  |  | Yes | None |  | BLE 2024 |  | None | No | None |  | Yes | Alignment with Region Goals
1334 | 071000132 | City of Breckenridge New Ordinance - Detention | Adopt on-site retention basin program in conjunction with development to address excessive stormwater / firefighting water source. | 7 | Upper Brazos | Stephens | 12060105 | 1206010505, 1206010506 | 120601050503, 120601050504, 120601050603 | 07000356, 07000358, 07000361 | 07000085 | 4.1856 | Yes | No | No | No | No | 07002725 | 07002725 | No | Project Planning | 100000 | No | None | 0 | 440 | 98 | 422 | 562 | 562 | 1 | 0 | 13.5072 | 0 | 4.2006 | No | No | None |  |  |  | Yes | None |  | BLE 2024 |  | None | No | None |  | Yes | Alignment with Region Goals
1335 | 071000140 | City of Haskell Relocate Critical Facilities High Hazard | Relocate critical facilities out of high hazard areas. | 7 | Upper Brazos | Haskell | 12060103 | 1206010302 | 120601030206 | 07000317 | 07000041, 07000042 | 3.5863 | Yes | No | No | No | No | 07002898 | 07002898 | No | Project Planning | 1000000 | No | None | 0 | 181 | 110 | 324 | 219 | 324 | 1 | 11 | 13.9954 | 0 | 37.4405 | No | No | None |  |  |  | Yes | None |  | BLE 2024 |  | None | No | None |  | Yes | Alignment with Region Goals
1336 | 071000133 | City of Clyde Flood Protection Lift Station Program | Raise electrical components of sewage lift stations above the Base Flood Elevation (BFE). | 7 | Upper Brazos | Callahan | 12060102, 12090107 | 1206010208, 1209010701 | 120601020801, 120901070101 | 07000265 | 07000041, 07000042 | 0.46983 | No | No | No | No | No | 00002754 | 00002754 | No | Project Planning | 100000 | No | None | 0 | 0 | 0 | 0 | 0 | 0 | 0 | 0 | 0 | 0 | 0 | No | No | None |  |  |  | Yes | None |  | BLE 2024 |  | None | No | None |  | Yes | Alignment with Region Goals
1337 | 071000135 | City of Clyde Higher Standards Program | Adopt higher standards for new construction, increase freeboard requirements for structures in the SFHA; adopt a “no-rise” in BFE in the 100-year floodplain. Update local flood ordinance to prohibit granting of variance in SFHA; Include “cumulativ | 7 | Upper Brazos | Callahan | 12060102, 12090107 | 1206010208, 1209010701 | 120601020801, 120901070101 | 07000265 | 07000085 | 0.46983 | No | No | No | No | No | 00002754 | 00002754 | No | Project Planning | 100000 | No | None | 0 | 0 | 0 | 0 | 0 | 0 | 0 | 0 | 0 | 0 | 0 | No | No | None |  |  |  | Yes | None |  | BLE 2024 |  | None | No | None |  | Yes | Alignment with Region Goals
1338 | 071000134 | City of Clyde Floodplain Open Space Program | Acquire and preserve open spaces adjacent to floodplain areas. Protect floodplains in their natural state. | 7 | Upper Brazos | Callahan | 12060102, 12090107 | 1206010208, 1209010701 | 120601020801, 120901070101 | 07000265 | 07000085 | 0.46983 | No | No | No | No | No | 00002754 | 00002754 | No | Project Planning | 500000 | No | None | 0 | 0 | 0 | 0 | 0 | 0 | 0 | 0 | 0 | 0 | 0 | No | No | None |  |  |  | Yes | None |  | BLE 2024 |  | None | No | None |  | Yes | Alignment with Region Goals
1339 | 071000147 | City of Roscoe Higher Standards Program | Adopt higher standards for new construction, increase freeboard requirements for structures in the SFHA; adopt a “no-rise” in BFE in the 100-year floodplain. Update local flood ordinance to prohibit granting of variance in SFHA; Include “cumulativ | 7 | Upper Brazos | Nolan | 12060102 | 1206010201, 1206010203 | 120601020101, 120601020302, 120601020303 | 07000233, 07000235, 07000236 | 07000085 | 3.2108 | Yes | No | No | No | No | 07002582 | 07002582 | No | Project Planning | 100000 | No | None | 0 | 194 | 142 | 220 | 322 | 322 | 1 | 0 | 10.5829 | 0 | 380.0845 | No | No | None |  |  |  | Yes | None |  | BLE 2024 |  | None | No | None |  | Yes | Alignment with Region Goals
1340 | 071000146 | City of Roscoe Floodproof Sewage Plant Program | Flood-proof sewage treatment plants in flood hazard / low-lying areas. | 7 | Upper Brazos | Nolan | 12060102 | 1206010201, 1206010203 | 120601020101, 120601020302, 120601020303 | 07000233, 07000235, 07000236 | 07000041, 07000042 | 3.2108 | Yes | No | No | No | No | 07002582 | 07002582 | No | Project Planning | 250000 | No | None | 0 | 194 | 142 | 220 | 322 | 322 | 1 | 0 | 10.5829 | 0 | 380.0845 | No | No | None |  |  |  | Yes | None |  | BLE 2024 |  | None | No | None |  | Yes | Alignment with Region Goals
1341 | 071000145 | City of Roscoe Floodplain Open Space Program | Acquire and preserve open spaces adjacent to floodplain areas. Protect floodplains in their natural state. | 7 | Upper Brazos | Nolan | 12060102 | 1206010201, 1206010203 | 120601020101, 120601020302, 120601020303 | 07000233, 07000235, 07000236 | 07000085 | 3.2108 | Yes | No | No | No | No | 07002582 | 07002582 | No | Project Planning | 500000 | No | None | 0 | 194 | 142 | 220 | 322 | 322 | 1 | 0 | 10.5829 | 0 | 380.0845 | No | No | None |  |  |  | Yes | None |  | BLE 2024 |  | None | No | None |  | Yes | Alignment with Region Goals
1342 | 071000148 | City of Roscoe Relocate Critical Facilities High Hazard | Relocate critical facilities out of high hazard areas. | 7 | Upper Brazos | Nolan | 12060102 | 1206010201, 1206010203 | 120601020101, 120601020302, 120601020303 | 07000233, 07000235, 07000236 | 07000041, 07000042 | 3.2108 | Yes | No | No | No | No | 07002582 | 07002582 | No | Project Planning | 1000000 | No | None | 0 | 194 | 142 | 220 | 322 | 322 | 1 | 0 | 10.5829 | 0 | 380.0845 | No | No | None |  |  |  | Yes | None |  | BLE 2024 |  | None | No | None |  | Yes | Alignment with Region Goals
1343 | 071000149 | City of Roscoe Stream Restoration Program | Implement stream restoration / channelization program to ensure adequate drainage / diversion of stormwater. | 7 | Upper Brazos | Nolan | 12060102 | 1206010201, 1206010203 | 120601020101, 120601020302, 120601020303 | 07000233, 07000235, 07000236 | 07000041, 07000042 | 3.2108 | Yes | No | No | No | No | 07002582 | 07002582 | No | Project Planning | 250000 | No | None | 0 | 194 | 142 | 220 | 322 | 322 | 1 | 0 | 10.5829 | 0 | 380.0845 | No | No | None |  |  |  | Yes | None |  | BLE 2024 |  | None | No | None |  | Yes | Alignment with Region Goals
1344 | 071000156 | City of Wolfforth Higher Standards Program | Adopt higher standards for new construction, increase freeboard requirements for structures in the SFHA; adopt a “no-rise” in BFE in the 100-year floodplain. Update local flood ordinance to prohibit granting of variance in SFHA; Include “cumulativ | 7 | Upper Brazos | Lubbock | 12050003 | 1205000301, 1205000302 | 120500030101, 120500030102, 120500030201, 120500030202 | 07000002, 07000004, 07000020, 07000023 | 07000085 | 3.0649 | Yes | No | No | No | No | 07003270 | 07003270 | No | Other | 100000 | No | None | 0 | 54 | 38 | 100 | 78 | 100 | 0 | 0 | 4.5219 | 0 | 50.7245 | No | No | None |  |  |  | Yes | None |  | BLE 2024 |  | None | Yes | None |  | Yes | Alignment with Region Goals
1345 | 071000202 | Town of Throckmorton Relocate Critical Facilities High Hazard | Relocate critical facilities out of high hazard areas. | 7 | Upper Brazos | Throckmorton | 12060101 | 1206010107 | 120601010703, 120601010705 | 07000208, 07000213 | 07000041, 07000042 | 1.658 | Yes | No | No | No | No | 07002980 | 07002980 | No | Project Planning | 100000 | No | None | 0 | 26 | 11 | 27 | 16 | 27 | 0 | 0 | 1.8285 | 0 | 27.2792 | No | No | None |  |  |  | Yes | None |  | BLE 2024 |  | None | No | None |  | Yes | Alignment with Region Goals
1346 | 071000144 | City of Munday Flood Protection Lift Station Program | Raise electrical components of sewage lift stations above the Base Flood Elevation (BFE). | 7 | Upper Brazos | Knox | 12060101 | 1206010104 | 120601010405 | 07000174 | 07000041, 07000042 | 1.4231 | Yes | No | No | No | No | 07002758 | 07002758 | No | Project Planning | 100000 | No | None | 0 | 690 | 417 | 1018 | 1065 | 1065 | 4 | 0 | 19.823 | 0 | 182.702 | No | No | None |  |  |  | Yes | None |  | BLE 2024 |  | None | No | None |  | Yes | Alignment with Region Goals
1347 | 071000153 | City of Tuscola Flood Protection Lift Station Program | Raise electrical components of sewage lift stations above the Base Flood Elevation (BFE). | 7 | Upper Brazos | Taylor | 12060102, 12090108 | 1206010207, 1209010801 | 120601020708, 120901080101 | 07000276 | 07000041, 07000042 | 0.057595 | No | No | No | No | No | 00003553 | 00003553 | No | Project Planning | 100000 | No | None | 0 | 0 | 0 | 0 | 0 | 0 | 0 | 0 | 0 | 0 | 0 | No | No | None |  |  |  | Yes | None |  | BLE 2024 |  | None | No | None |  | Yes | Alignment with Region Goals
1348 | 071000201 | Town of Rule Stream Restoration Program | Implement stream restoration / channelization program to ensure adequate drainage / diversion of stormwater. | 7 | Upper Brazos | Haskell | 12060101 | 1206010104 | 120601010401 | 07000177 | 07000041, 07000042 | 0.6945 | Yes | No | No | No | No | 07003538 | 07003538 | No | Project Planning | 250000 | No | None | 0 | 33 | 25 | 16 | 47 | 47 | 0 | 0 | 1.7383 | 0 | 0.94131 | No | No | None |  |  |  | Yes | None |  | BLE 2024 |  | None | No | None |  | Yes | Alignment with Region Goals
1349 | 071000203 | Town of Woodson Stream Restoration Program | Implement stream restoration / channelization program to ensure adequate drainage / diversion of stormwater. | 7 | Upper Brazos | Throckmorton | 12060104 | 1206010402 | 120601040203 | 07000329 | 07000041, 07000042 | 0.64702 | Yes | No | No | No | No | 07003278 | 07003278 | No | Project Planning | 250000 | No | None | 0 | 10 | 3 | 25 | 4 | 25 | 0 | 0 | 0.29963 | 0 | 5.1624 | No | No | None |  |  |  | Yes | None |  | BLE 2024 |  | None | No | None |  | Yes | Alignment with Region Goals
1350 | 071000142 | City of Moran Floodproof Sewage Plant Program | Flood-proof sewage treatment plants in flood hazard / low-lying areas. | 7 | Upper Brazos | Shackelford | 12060105 | 1206010501 | 120601050105, 120601050106 | 07000344, 07000363 | 07000041, 07000042 | 0.42304 | Yes | No | No | No | No | 07003395 | 07003395 | No | Project Planning | 100000 | No | None | 0 | 18 | 11 | 16 | 11 | 16 | 0 | 0 | 0.87749 | 0 | 0 | No | No | None |  |  |  | Yes | None |  | BLE 2024 |  | None | No | None |  | Yes | Alignment with Region Goals
1351 | 071000143 | City of Moran New Ordinance - Detention | Adopt on-site detention basin program. Detained water to be considered for fire fighting. | 7 | Upper Brazos | Shackelford | 12060105 | 1206010501 | 120601050105, 120601050106 | 07000344, 07000363 | 07000085 | 0.42304 | Yes | No | No | No | No | 07003395 | 07003395 | No | Other | 100000 | No | None | 0 | 18 | 11 | 16 | 11 | 16 | 0 | 0 | 0.87749 | 0 | 0 | No | No | None |  |  |  | Yes | None |  | BLE 2024 |  | None | No | None |  | Yes | Alignment with Region Goals
1352 | 071000200 | Town of Rochester Relocate Critical Facilities High Hazard | Raise electrical components of sewage lift stations above the Base Flood Elevation (BFE). | 7 | Upper Brazos | Haskell | 12060101 | 1206010104 | 120601010401 | 07000177 | 07000041, 07000042 | 0.34059 | Yes | No | No | No | No | 07002899 | 07002899 | No | Project Planning | 100000 | No | None | 0 | 27 | 20 | 26 | 26 | 26 | 0 | 0 | 1.2513 | 0 | 4.5785 | No | No | None |  |  |  | Yes | None |  | BLE 2024 |  | None | No | None |  | Yes | Alignment with Region Goals
1353 | 071000212 | Lubbock County Floodplain Open Space Program | Acquire and preserve open spaces adjacent to floodplain areas. Protect floodplains in their natural state. | 7 | Upper Brazos | Lubbock | 12050001, 12050002, 12050003, 12050004, 12050006, 12050007 | 1205000112, 1205000113, 1205000205, 1205000301, 1205000302, 1205000303, 1205000304, 1205000401, 1205000402, 1205000603, 1205000604, 1205000701 | 120500011203, 120500011302, 120500011303, 120500011304, 120500011305, 120500020506, 120500020507, 120500020508, 120500030101, 120500030102, 120500030103, 120500030104, 120500030201, 120500030202, 120500030203, 120500030301, 120500030302, 120500030303, 12 | 07000002, 07000003, 07000004, 07000005, 07000006, 07000007, 07000008, 07000009, 07000010, 07000011, 07000012, 07000014, 07000020, 07000021, 07000023, 07000024, 07000025, 07000028, 07000037, 07000091, 07000114, 07000170, 07000376, 07000377, 07000378, 0700 | 07000085 | 898.267 | Yes | No | Yes | Yes | No | 07000222 | 07000222 | No | Project Planning | 1000000 | No | None | 0 | 6880 | 5342 | 18411 | 20269 | 20269 | 9 | 29 | 357.5448 | 0 | 50570.1484 | No | No | None |  |  |  | Yes | None |  | BLE 2024 |  | None | No | None |  | Yes | Alignment with Region Goals
1354 | 071300002 | City of Abilene Catclaw Creek From S. 11th Street to S. 7th Street | Enhance storage capacity of creek channel, raise Sammons Street and regional detention improvements | 7 | Upper Brazos | Taylor | 12060102 | 1206010207 | 120601020711 | 07000279 | 07000021, 07000022, 07000041, 07000042 | 0.14713 | Yes | No | No | No | No | 07002425 | 07002425 | No | Project Planning | 97600 | No | None | 0 | 194 | 175 | 166 | 321 | 321 | 1 | 4 | 2.8879 | 0 | 0 | No | Yes | MDP |  |  | 070000000005 | Yes | None |  | FIRM |  | None | Yes | None |  | Yes | Alignment with Region Goals
1355 | 071300003 | City of Abilene Little Elm Creek at S. 7th Street | Channel improvements, enlargement of culvert under South 7th and overflow detention | 7 | Upper Brazos | Taylor | 12060102 | 1206010207 | 120601020705 | 07000271 | 07000021, 07000022, 07000041, 07000042 | 0.14861 | Yes | No | No | No | No | 07002425 | 07002425 | No | Project Planning | 553300 | No | None | 0 | 15 | 9 | 42 | 74 | 74 | 0 | 1 | 0.9378 | 0 | 0 | No | Yes | MDP |  |  | 070000000005 | Yes | None |  | FIRM |  | None | Yes | None |  | Yes | Alignment with Region Goals
1356 | 071300004 | City of Abilene Buttonwillow Creek Crossing | Replacement of low water crossing | 7 | Upper Brazos | Taylor | 12060102 | 1206010207 | 120601020708 | 07000276 | 07000021, 07000022 | 0.023449 | Yes | No | No | No | No | 07002425 | 07002425 | No | Project Planning | 138500 | No | None | 0 | 26 | 26 | 8 | 55 | 55 | 0 | 1 | 0.46322 | 0 | 0 | No | Yes | MDP |  |  | 070000000005 | Yes | None |  | FIRM |  | None | No | None |  | Yes | Alignment with Region Goals
1357 | 071300005 | City of Abilene Treadway and S. 27th Street | Construction of new storms drains and valley gutters | 7 | Upper Brazos | Taylor | 12060102 | 1206010207 | 120601020708 | 07000276 | 07000021, 07000022, 07000041, 07000042 | 0.02149 | No | No | No | No | No | 07002425 | 07002425 | No | Project Planning | 90948.2031 | No | None | 0 | 0 | 0 | 0 | 0 | 0 | 0 | 0 | 0 | 0 | 0 | No | Yes | MDP |  |  | 070000000005 | Yes | None |  | FIRM |  | None | No | None |  | Yes | Alignment with Region Goals
1358 | 071300007 | City of Abilene Buttonwillow Upstream Detention | Regional detention pond | 7 | Upper Brazos | Taylor | 12060102 | 1206010207 | 120601020708 | 07000276 | 07000021, 07000022, 07000041, 07000042 | 0.05303 | Yes | No | No | No | No | 07002425 | 07002425 | No | Project Planning | 354217.5 | No | None | 0 | 0 | 0 | 0 | 0 | 0 | 0 | 2 | 0.38069 | 0 | 0 | No | Yes | MDP |  |  | 070000000005 | Yes | None |  | FIRM |  | None | Yes | None |  | Yes | Alignment with Region Goals
1359 | 071300008 | City of Abilene Improve Curry Lane Detention Pond | Installation of drainage flumes and curb and gutter along Curry Lane, construction of bypass pipe from Catclaw Creek, deepening of existing detention pond and extension of storm drain in Curry Lane | 7 | Upper Brazos | Taylor | 12060102 | 1206010207 | 120601020711 | 07000279 | 07000021, 07000022, 07000041, 07000042 | 0.73656 | Yes | No | No | No | No | 07002425 | 07002425 | No | Project Planning | 474800 | No | None | 0 | 67 | 41 | 868 | 78 | 868 | 0 | 0 | 1.9941 | 0 | 142.2182 | No | Yes | MDP |  |  | 070000000005 | Yes | None |  | FIRM |  | None | No | None |  | Yes | Alignment with Region Goals
1360 | 071300001 | City of Abilene Elm Creek Diversion | Upstream detention / bypass on Elm Creek | 7 | Upper Brazos | Taylor | 12060102 | 1206010207 | 120601020705, 120601020711 | 07000271, 07000279 | 07000021, 07000022, 07000041, 07000042 | 0.28208 | Yes | No | No | No | No | 07002425 | 07002425 | No | Project Planning | 7900000 | No | None | 0 | 1 | 1 | 0 | 0 | 0 | 0 | 0 | 1.0221 | 0 | 5.1141 | No | Yes | MDP |  |  | 070000000005 | Yes | None |  | FIRM |  | None | Yes | None |  | Yes | Alignment with Region Goals
1361 | 071300010 | City of Lubbock 4th St & Elkhart CIP | Construct box culverts. Provide excavation to offset increased discharge. Construct earthen dam in West Wind channel to maintain playa overflow elevation. | 7 | Upper Brazos | Lubbock | 12050003 | 1205000301 | 120500030103 | 07000003 | 07000021, 07000022, 07000041, 07000042 | 0.005806 | Yes | No | No | No | No | 07003269 | 07003269 | No | Project Planning | 25000 | No | None | 0 | 1 | 0 | 6 | 1 | 6 | 0 | 0 | 0.040854 | 0 | 0 | Yes | No | None |  |  |  | Yes | None |  | FIRM |  | None | Yes | None |  | Yes | Alignment with Region Goals
1362 | 071000209 | Idalou Playa Lake Improvements | Establish native grass buffers around Playa Lakes to filter out soil and contaminants from flooding; replenish dry Playa Lakes to ensure protection of aquifers and mitigate declining water tables due to drought | 7 | Upper Brazos | Lubbock | 12050003 | 1205000303 | 120500030303, 120500030304 | 07000008, 07000009 | 07000021, 07000022, 07000041, 07000042 | 2.8809 | Yes | No | No | Yes | No | 07003506 | 07003506 | No | Project Planning | 100000 | No | None | 0 | 12 | 2 | 11 | 4 | 11 | 0 | 0 | 0.1767 | 0 | 118.6619 | Yes | No | None |  |  |  | Yes | None |  | BLE 2024 |  | None | No | None |  | Yes | Alignment with Region Goals
1363 | 071000215 | Mackenzie Park South - Santa Land Rd | Mackenzie Park South - Santa Land Rd Area of Interest | 7 | Upper Brazos | Lubbock | 12050004, 12050003, 12050006 | 1205000602,1205000402,1205000111,1205000110,1205000112,1205000113,1205000108,1205000109,1205000204,1205000205 | 120500060201,120500040201,120500011005,120500011006,120500011101,120500011004,120500011102,120500011103,120500011104,120500011202,120500011203,120500011301,120500011302,120500011105,120500011106,120500011107,120500011305,120500011303,120500011304,1205000 | 7000003,7000005,7000026,7000104,7000367,7000368,7000369,7000370,7000371,7000372,7000373,7000374,7000375,7000376,7000377,7000378,7000379,7000380,7000381,7000382,7000386,7000387,7000388,7000390,7000391,7000401,7000402,7000403,7000404,7000405,7000408 | 07000021, 07000022, 07000041, 07000042 | 2001.1538 | Yes | No | Yes | Yes | No | 07000222 | 07003269 | Yes | Project Planning | 100000 | No | None | 0 | 1700 | 693 | 3067 | 2438 | 3067 | 6 | 67 | 1255.6802 | 0 | 122194.6641 | Yes | No | None |  |  |  | Yes | None |  | BLE 2024 |  | None | No | None |  | Yes | Alignment with Region Goals
1364 | 071000216 | CRP Grass Flood Area | Grass Program causes road to flood | 7 | Upper Brazos | Hockley | 12050004 | 1205000112 | 120500011201, 120500011202, 120500040201, 120500040203 | 07000370, 07000386, 07000026, 07000036, 07000470 | 07000021, 07000022, 07000041, 07000042 | 27.1126 | No | No | No | Yes | No | 00000186 | 00000186 | No | Project Planning | 100000 | No | None | 0 | 12 | 8 | 5 | 24 | 24 | 0 | 0 | 15.3299 | 0 | 927.4009 | No | No | None |  |  |  | Yes | None |  | BLE 2024 |  | None | No | None |  | Yes | Alignment with Region Goals
1365 | 071000213 | City of Lubbock Clovis and Quaker | Clovis and Quaker Area of Interest | 7 | Upper Brazos | Lubbock | 12050003 | 1205000113, 1205000112 | 120500011305 | 07000378 | 07000021, 07000022, 07000041, 07000042 | 8.6686 | Yes | No | Yes | Yes | No | 07003269 | 07003269 | No | Project Planning | 100000 | No | None | 0 | 100 | 54 | 322 | 59 | 322 | 0 | 0 | 3.3163 | 0 | 865.7369 | No | Yes | MDP |  |  | 070000000003 | Yes | None |  | BLE 2024 |  | None | No | None |  | Yes | Alignment with Region Goals
1366 | 071000214 | City of Lubbock Higginbothum Park | Higginbothum Park Area of Interest | 7 | Upper Brazos | Lubbock | 12050003 | 1205000301 | 120500030103 | 07000003 | 07000021, 07000022, 07000041, 07000042 | 0.41717 | Yes | No | No | No | No | 07003269 | 07003269 | No | Project Planning | 100000 | No | None | 0 | 0 | 0 | 0 | 0 | 0 | 0 | 0 | 0 | 0 | 0 | Yes | No | None |  |  |  | Yes | None |  | BLE 2024 |  | None | Yes | None |  | Yes | Alignment with Region Goals
1367 | 071300013 | Hamlin South Lake Dam Diversion | Divert water to prevent breaching of Hamlin South Lake Dam. | 7 | Upper Brazos | Jones | 12060103 | 1206010301 | 120601030102 | 07000314 | 07000021, 07000022, 07000041, 07000042 | 1.7087 | Yes | No | No | No | No | 07000112 | 07000112 | No | Project Planning | 5000 | No | None | 0 | 0 | 0 | 0 | 0 | 0 | 0 | 0 | 0.46327 | 0 | 2.4555 | Yes | No | None |  |  |  | Yes | None |  | FIRM |  | None | No | None |  | Yes | Alignment with Region Goals
1368 | 071300012 | Hamlin Dam Improvements | Harden earthen dam at Hamlin South Lake per request of TCEQ. | 7 | Upper Brazos | Jones | 12060103 | 1206010301 | 120601030102 | 07000314 | 07000021, 07000022, 07000041, 07000042 | 1.7087 | Yes | No | No | No | No | 07000112 | 07000112 | No | Project Planning | 100000 | No | None | 0 | 0 | 0 | 0 | 0 | 0 | 0 | 0 | 0.46327 | 0 | 2.4555 | Yes | No | None |  |  |  | Yes | None |  | FIRM |  | None | No | None |  | Yes | Alignment with Region Goals
1369 | 071000023 | Mitchell County Update FEMA Mapping | Update existing FEMA mapping | 7 | Upper Brazos | Mitchell | 12060102, 12080002, 12080007, 12080008 | 1206010201, 1206010202, 1208000206, 1208000207, 1208000208, 1208000209, 1208000210, 1208000701, 1208000702, 1208000801, 1208000802 | 120601020101, 120601020201, 120800020606, 120800020607, 120800020701, 120800020703, 120800020704, 120800020706, 120800020804, 120800020805, 120800020806, 120800020807, 120800020902, 120800020903, 120800021001, 120800021002, 120800021003, 120800021004, 12 | 07000236, 07000242 | 07000011, 07000012 | 8.1832 | No | No | No | Yes | No | 00000172 | 00000172 | No | Watershed Planning | 926000 | No | None | 0 | 1 | 1 | 0 | 0 | 0 | 0 | 0 | 1.6472 | 0 | 257.3304 | Yes | Yes | BLE |  |  | 070000000001 | Yes | BLE | 2017-03-01 | BLE 2024 |  | None | No | None |  | Yes | Alignment with Region Goals
1370 | 081000939 | Dam Emergency Action Plan | Complete EAPs for Sites 9, 29, 2, 3, 6, 7, 17, 18, and 25 to be in compliance with TCEQ standards. | 8 | Lower Brazos | Williamson | 12070102,12070203,12070204,12070205 | 1207010201,1207020305,1207020304,1207020401,1207020501,1207020502,1207020503,1207020504,1207020505 | 120702011004 | 08000006,08000010,08000011,08000012 | 08000014 | 1131.48 | Yes | No | No | No | No | 00000043 | 08003532 | No | Preparedness | 500000 | Yes | Local, FEMA HMGP, FEMA FMA, USDA NRCS Watershed Rehabilitation |  | 3519 | 2758 | 4784 | 7496 | 10627 | 5 | 167 | 167.45 | 728 | 67369.6016 | Yes | No |  |  |  |  | No |  |  | Flood Protection Plan |  |  | No |  |  | Yes | Provided by sponsor and is in line with the TWDB requirements.
1371 | 081000941 | Mustang Creek Study | Detailed H&H modeling to mitigate flooding from Upper Mustang Creek on the City of Taylor. | 8 | Lower Brazos | Williamson | 12070205 | 1207020504 | 120702050405 | 08000012 | 08000014 | 55.1667 | Yes | No | No | No | No | 08003480 | 08003480 | No | Preparedness | 290000 | Yes | Local, TWDB FIF, FEMA HMGP, FEMA BRIC, FEMA FMA, HUD CDBG-MIT |  | 111 | 71 | 199 | 197 | 352 | 0 | 13 | 6.5623 | 51 | 4157.2402 | Yes | No |  |  |  |  | No |  |  | Other Community Submittals |  |  | No |  |  | Yes | Provided by sponsor and is in line with the TWDB requirements.
1372 | 081000075 | Sugar Land MDP - Master Drainage Plan Updates | Review comprehensive plan goals, update detention facility ownership and assets, consider funding mechanisms, evaluate ranking criteria. | 8 | Lower Brazos | Fort Bend | 12070104,12040205 | 1207010404,1204020501,1204020502 | 120701040403,120701040408,120701040402,120402050100,120402050200 | 08000013,08000014 | 08000014 | 42.7563 | Yes | No | Yes | No | No | 00002517 | 00002517 | No | Watershed Planning | 534000 | Yes | Local, TWDB FIF, FEMA HMGP, FEMA BRIC, FEMA FMA, HUD CDBG-MIT |  | 442 | 350 | 797 | 835 | 1403 | 2 | 0 | 18.4392 | 96 | 1687.17 | Yes | No |  |  |  |  | No |  |  | Master Drainage Plan |  |  | No |  |  | Yes | Provided by sponsor and is in line with the TWDB requirements.
1373 | 081000934 | Low Water Crossing Monitoring & Mitigation | Install automated warning devices or elevate 2 low water crossings on CR 305. | 8 | Lower Brazos | Williamson | 12070203,12070204,12070205 | 1207020304,1207020401,1207020503,1207020505 | 120702030402,120702040106,120702050503,120702050302 | 08000010,08000011,08000012 | 08000007 | 3.4086 | Yes | No | No | No | No | 08002869 | 08002869 | No | Project Planning | 217000 | Yes | Local, TWDB FIF, FEMA HMGP, FEMA BRIC, FEMA FMA |  | 1 | 0 | 2 | 0 | 2 | 0 | 0 | 1.9779 | 4 | 44.9035 | Yes | No |  |  |  |  | No |  |  | Flood Protection Plan |  |  | No |  |  | Yes | Provided by sponsor and is in line with the TWDB requirements.
1374 | 081000936 | Lift Station Floodproofing | Flood proof city lift stations or improve culverts to lessen flood risk. | 8 | Lower Brazos | Williamson | 12070203,12070204,12070205 | 1207020304,1207020401,1207020503,1207020505 | 120702030402,120702040106,120702050503,120702050302 | 08000010,08000011,08000012 | 08000012 | 3.4086 | Yes | No | Yes | No | No | 08002869 | 08002869 | No | Project Planning | 217000 | Yes | Local, TWDB FIF, FEMA HMGP, TWDB CWSRF, FEMA BRIC, FEMA FMA |  | 1 | 0 | 2 | 0 | 2 | 0 | 0 | 1.9779 | 4 | 44.9035 | Yes | No |  |  |  |  | No |  |  | Flood Protection Plan |  |  | No |  |  | Yes | Provided by sponsor and is in line with the TWDB requirements.
1375 | 081000942 | Stream Crossing Upgrades | Upgrade crossings at CR 368, 369, 445, and 424. | 8 | Lower Brazos | Williamson | 12070205 | 1207020504 | 120702050405,120702050408 | 08000012 | 08000007 | 29.3575 | Yes | No | No | No | No | 08003480 | 08003480 | No | Project Planning | 463000 | Yes | Local, TWDB FIF, FEMA HMGP, FEMA BRIC, FEMA FMA, HUD CDBG-MIT |  | 31 | 14 | 7 | 33 | 34 | 0 | 4 | 3.5756 | 19 | 3255.0601 | Yes | No |  |  |  |  | No |  |  | Flood Protection Plan |  |  | No |  |  | Yes | Provided by sponsor and is in line with the TWDB requirements.
1376 | 081000943 | Lake Creek Structural Elevation | Elevate or floodproof structures currently in high risk areas. Use H&H modeling to prioritize properties. | 8 | Lower Brazos | Travis,Williamson | 12070205 | 1207020504,1207020505 | 120702050402,120702050502,120702050403,120702050404 | 08000012 | 08000009 | 37.8416 | Yes | No | Yes | No | No | 00003191 | 00003191 | No | Project Planning | 510000 | Yes | Local, TWDB FIF, FEMA HMGP, FEMA BRIC, FEMA FMA |  | 234 | 192 | 315 | 698 | 838 | 1 | 11 | 5.0251 | 57 | 414.205 | Yes | No |  |  |  |  | No |  |  | Flood Protection Plan |  |  | No |  |  | Yes | Provided by sponsor and is in line with the TWDB requirements.
1377 | 081000950 | Barker Street Neighborhood Improvements | Determine optimal drainage improvements to maximize flood protection for the area. | 8 | Lower Brazos | Travis,Williamson | 12070205 | 1207020504 | 120702050402,120702050401 | 08000012 | 08000014 | 25.5957 | No | No | Yes | No | No | 08002568 | 08002568 | No | Watershed Planning | 440000 | Yes | Local, TWDB FIF, FEMA HMGP, FEMA BRIC, FEMA FMA |  | 269 | 230 | 263 | 819 | 902 | 0 | 11 | 5.4057 | 41 | 101.864 | Yes | No |  |  |  |  | No |  |  | Flood Protection Plan |  |  | No |  |  | Yes | Provided by sponsor and is in line with the TWDB requirements.
1378 | 081000951 | Brushy Creek Tributaries Study | Perform a detailed study of the Brushy Creek tributaries in the City of Thrall. | 8 | Lower Brazos | Williamson | 12070205 | 1207020504 | 120702050408 | 08000012 | 08000014 | 11.1156 | Yes | No | No | No | No | 08002568 | 08002568 | No | Watershed Planning | 88000 | Yes | Local, TWDB FIF, FEMA HMGP, FEMA BRIC, FEMA FMA |  | 11 | 5 | 3 | 10 | 11 | 0 | 1 | 1.7509 | 8 | 1105.45 | Yes | No |  |  |  |  | No |  |  | Flood Protection Plan |  |  | No |  |  | Yes | Provided by sponsor and is in line with the TWDB requirements.
1379 | 081000944 | Lake Creek Tributary 2 | Develop H&H models for watershed and evaluate methods to provide flood protection to the area. | 8 | Lower Brazos | Travis,Williamson | 12070205 | 1207020504 | 120702050402 | 08000012 | 08000014 | 27.9683 | Yes | No | No | No | No | 00003191 | 00003191 | No | Watershed Planning | 166000 | Yes | Local, TWDB FIF, FEMA HMGP, FEMA BRIC, FEMA FMA |  | 224 | 195 | 1458 | 838 | 2120 | 1 | 13 | 7.2185 | 45 | 151.15 | Yes | No |  |  |  |  | No |  |  | Flood Protection Plan |  |  | No |  |  | Yes | Provided by sponsor and is in line with the TWDB requirements.
1380 | 081000044 | Sienna South Levee System Drainage | Design of lake and channel modifications to mitigate development in the area. | 8 | Lower Brazos | Fort Bend | 12070104,12040205 | 1207010404,1204020502 | 120701040403,120701040409,120402050200 | 08000013,08000014 | 08000009 | 10.6093 | Yes | No | Yes | No | No | 00000505 | 00000505,00002044,00000505,08000337 | No | Project Planning | 320000 | Yes | Local, TWDB FIF, FEMA HMGP, FEMA BRIC, FEMA FMA, HUD CDBG-MIT |  | 0 | 0 | 0 | 0 | 0 | 0 | 0 | 0 | 0 | 3.6349 | Yes | Yes |  |  |  |  | Yes |  | 2018-01-01 | Sienna MDP (2018) |  |  | No |  |  | Yes | Provided by sponsor and is in line with the TWDB requirements.
1381 | 081000091 | Sugar Land Citywide Flood Prevention & Drainage Studies | Study to determine how to replace B-B inlets with C-2 or H2 inlets in areas of ponding and structural risk. | 8 | Lower Brazos | Fort Bend | 12070104,12040205 | 1207010404,1204020501,1204020502 | 120701040403,120701040408,120701040402,120402050100,120402050200 | 08000013,08000014 | 08000014 | 42.7563 | Yes | Yes | Yes | No | No | 00002517 | 00002517 | No | Project Planning | 219000 | Yes | Local, TWDB FIF, FEMA HMGP, FEMA BRIC, FEMA FMA, HUD CDBG-MIT |  | 442 | 350 | 797 | 835 | 1403 | 2 | 0 | 18.4392 | 96 | 1687.17 | Yes | No |  |  |  |  | No |  |  | Other Community Submittals |  |  | No |  |  | Yes | Provided by sponsor and is in line with the TWDB requirements.
1382 | 081000041 | Fulshear Lakes Drainage Improvements | Design of drainage infrastructure to mitigate flooding in Fulshear Lake development. | 8 | Lower Brazos | Fort Bend | 12070104 | 1207010403 | 120701040308 | 08000013 | 08000009 | 1.0196 | Yes | No | No | No | No | 00002923 | 00002923 | No | Project Planning | 151000 | Yes | Local, TWDB FIF, FEMA HMGP, FEMA BRIC, FEMA FMA, HUD CDBG-MIT |  | 0 | 0 | 0 | 0 | 0 | 0 | 0 | 0 | 0 | 68.8152 | Yes | Yes |  |  |  |  | Yes |  | 2020-01-01 | Fulshear Lakes MDP (2020) |  |  | No |  |  | Yes | Provided by sponsor and is in line with the TWDB requirements.
1383 | 081000045 | Sienna North Levee System Drainage | Design of channel improvements to mitigate flow caused by increased development. | 8 | Lower Brazos | Fort Bend | 12070104,12040205 | 1207010404,1204020502 | 120701040403,120402050200 | 08000013,08000014 | 08000009 | 4.3627 | Yes | No | No | No | No | 00000505 | 00000505,00002044,00000505,08000337 | No | Project Planning | 236000 | Yes | Local, TWDB FIF, FEMA HMGP, FEMA BRIC, FEMA FMA, HUD CDBG-MIT |  | 0 | 0 | 0 | 0 | 0 | 0 | 0 | 0 | 1 | 1.6785 | Yes | Yes |  |  |  |  | Yes |  | 2004-01-01 | Sienna MDP (2018) |  |  | No |  |  | Yes | Provided by sponsor and is in line with the TWDB requirements.
1384 | 081000042 | Lea/Penn and Red Bird Lane Improvements | Design of diversion channel and road construction to reduce flooding and provide access to neighborhoods. | 8 | Lower Brazos | Fort Bend | 12070104,12040205 | 1207010403,1204020501 | 120701040309,120402050100 | 08000013,08000014 | 08000009 | 13.9714 | Yes | No | Yes | No | No | 00002923 | 00002923 | No | Project Planning | 262000 | Yes | Local, TWDB FIF, FEMA HMGP, FEMA BRIC, FEMA FMA, HUD CDBG-MIT |  | 80 | 47 | 68 | 141 | 177 | 0 | 0 | 1.6444 | 9 | 1414.1 | Yes | No |  |  |  |  | No |  |  | Fulshear MDP (2017) |  |  | No |  |  | Yes | Provided by sponsor and is in line with the TWDB requirements.
1385 | 081000921 | City of Georgetown Increase River/Channel Flow Capacity | Increase flow by deepening and widening the channel. | 8 | Lower Brazos | Williamson | 12070205 | 1207020501,1207020502,1207020503,1207020504,1207020505 | 120702050502,120702050302,120702050403,120702050106,120702050401,120702050404,120702050501,120702050203,120702050105,120702050303 | 08000012 | 08000009 | 59.3888 | Yes | No | No | No | No | 08002580 | 08002580 | No | Project Planning | 606000 | Yes | Local, TWDB FIF, FEMA HMGP, FEMA BRIC, FEMA FMA |  | 175 | 123 | 794 | 1526 | 1930 | 0 | 6 | 18.6561 | 82 | 1791.97 | Yes | No |  |  |  |  | No |  |  | Flood Protection Plan |  |  | No |  |  | Yes | Provided by sponsor and is in line with the TWDB requirements.
1386 | 081000922 | City of Georgetown River Erosion Control | Reduce flood and erosion risk with riverbank stabilization and riverbank walls. | 8 | Lower Brazos | Williamson | 12070205 | 1207020501,1207020502,1207020503,1207020504,1207020505 | 120702050502,120702050302,120702050403,120702050106,120702050401,120702050404,120702050501,120702050203,120702050105,120702050303 | 08000012 | 08000009 | 59.3888 | Yes | No | No | No | No | 08002580 | 08002580 | No | Project Planning | 606000 | Yes | Local, TWDB FIF, FEMA HMGP, FEMA BRIC, FEMA FMA |  | 175 | 123 | 794 | 1526 | 1930 | 0 | 6 | 18.6561 | 82 | 1791.97 | Yes | No |  |  |  |  | No |  |  | Flood Protection Plan |  |  | No |  |  | Yes | Provided by sponsor and is in line with the TWDB requirements.
1387 | 081000924 | City of Georgetown Culvert Improvements | Increase size of culverts at key locations to adequately convey storm water. | 8 | Lower Brazos | Williamson | 12070205 | 1207020501,1207020502,1207020503,1207020504,1207020505 | 120702050502,120702050302,120702050403,120702050106,120702050401,120702050404,120702050501,120702050203,120702050105,120702050303 | 08000012 | 08000009 | 59.3888 | Yes | No | Yes | No | No | 08002580 | 08002580 | No | Project Planning | 606000 | Yes | Local, TWDB FIF, FEMA HMGP, FEMA BRIC, FEMA FMA |  | 175 | 123 | 794 | 1526 | 1930 | 0 | 6 | 18.6561 | 82 | 1791.97 | Yes | No |  |  |  |  | No |  |  | Flood Protection Plan |  |  | No |  |  | Yes | Provided by sponsor and is in line with the TWDB requirements.
1388 | 081000048 | Covington Woods Jess Pirtle Bridge Channel Improvements | Determination of necessary repairs to ditch A-22 channel flow line | 8 | Lower Brazos | Fort Bend | 12040205 | 1204020501,1204020502 | 120402050100,120402050200 | 08000013,08000014 | 08000009 | 34.6065 | Yes | No | Yes | No | No | 00002517 | 00002517 | No | Project Planning | 111000 | Yes | Local, TWDB FIF, FEMA HMGP, FEMA BRIC, FEMA FMA, HUD CDBG-MIT |  | 1300 | 1205 | 2368 | 4489 | 5682 | 2 | 0 | 19.3227 | 143 | 1142.65 | Yes | No |  |  |  |  | No |  |  | Capital Improvement Project |  |  | No |  |  | Yes | Provided by sponsor and is in line with the TWDB requirements.
1389 | 081000058 | Sugar Lakes Drainage Improvements | Determination of necessary storm drain improvements and lake control structure modifications. | 8 | Lower Brazos | Fort Bend | 12040205 | 1204020501,1204020502 | 120402050100,120402050200 | 08000013,08000014 | 08000009 | 34.6065 | No | No | Yes | No | No | 00002517 | 00002517 | No | Project Planning | 348000 | Yes | Local, TWDB FIF, FEMA HMGP, FEMA BRIC, FEMA FMA, HUD CDBG-MIT |  | 1300 | 1205 | 2368 | 4489 | 5682 | 2 | 0 | 19.3227 | 143 | 1142.65 | Yes | No |  |  |  |  | No |  |  | Capital Improvement Project |  |  | No |  |  | Yes | Provided by sponsor and is in line with the TWDB requirements.
1390 | 081000226 | Bee Creek Basin Detention Pond | Design of detention facility to contain and mitigate flooding. | 8 | Lower Brazos | Brazos | 12070101,12070103 | 1207010107,1207010307 | 120701010705,120701030704,120701030702,120701030707 | 08000005,08000007 | 08000009 | 8.7911 | Yes | No | Yes | No | No | 08003439 | 08003439 | No | Project Planning | 111000 | Yes | Local, TWDB FIF, FEMA FMA |  | 66 | 47 | 67 | 217 | 233 | 1 | 8 | 2.1261 | 19 | 75.054 | Yes | No |  |  |  |  | No |  |  | Hazard Mitigation Plan |  |  | No |  |  | Yes | Provided by sponsor and is in line with the TWDB requirements.
1391 | 081000926 | Channel Stabilization | Stabilize channel at inner loop culverts. | 8 | Lower Brazos | Williamson | 12070205 | 1207020505 | 120702050502,120702050501 | 08000012 | 08000009 | 47.5155 | Yes | No | No | No | No | 08002580 | 08002580 | No | Project Planning | 556000 | Yes | Local, TWDB FIF, FEMA HMGP, FEMA BRIC, FEMA FMA |  | 366 | 282 | 537 | 795 | 1127 | 0 | 9 | 19.273 | 102 | 2627.0601 | Yes | No |  |  |  |  | No |  |  | Flood Protection Plan |  |  | No |  |  | Yes | Provided by sponsor and is in line with the TWDB requirements.
1392 | 081000953 | A21 | Addition of in-line detention along Cottonwood Creek. | 8 | Lower Brazos | Williamson | 12070205 | 1207020504 | 120702050404 | 08000012 | 08000009 | 10.7849 | Yes | No | Yes | No | No | 00000369 | 00000369 | No | Project Planning | 250000 | Yes | Local, FEMA HMGP, FEMA FMA, USDA NRCS Watershed Rehabilitation |  | 68 | 43 | 63 | 122 | 148 | 0 | 2 | 1.4411 | 17 | 465.846 | Yes | No |  |  |  |  | No |  |  | Flood Protection Plan |  |  | No |  |  | Yes | Provided by sponsor and is in line with the TWDB requirements.
1393 | 081000957 | 620 Quarry Solution | Study to determine needed flood storage to address Lake Creek flooding. | 8 | Lower Brazos | Travis,Williamson | 12070205 | 1207020504 | 120702050402 | 08000012 | 08000009 | 27.75 | Yes | No | No | No | No | 00003191 | 00003191 | No | Project Planning | 877000 | Yes | Local, TWDB FIF, FEMA HMGP, FEMA BRIC, FEMA FMA |  | 224 | 195 | 1458 | 838 | 2120 | 0 | 13 | 7.2137 | 44 | 151.15 | Yes | No |  |  |  |  | No |  |  | Flood Protection Plan |  |  | No |  |  | Yes | Provided by sponsor and is in line with the TWDB requirements.
1394 | 081000956 | Dam 102 | Study to design dam to provide flood storage for Lake Creek. | 8 | Lower Brazos | Travis,Williamson | 12070205 | 1207020504 | 120702050402 | 08000012 | 08000009 | 27.75 | Yes | No | No | No | No | 00000369 | 00000369 | No | Project Planning | 1000000 | Yes | Local, FEMA HMGP, FEMA FMA, USDA NRCS Watershed Rehabilitation |  | 224 | 195 | 1458 | 838 | 2120 | 1 | 13 | 7.2137 | 44 | 151.15 | Yes | No |  |  |  |  | No |  |  | Flood Protection Plan |  |  | No |  |  | Yes | Provided by sponsor and is in line with the TWDB requirements.
1395 | 081000958 | Dam 14 Rehabilitation | Study to design erosion repairs for the downstream slope, mitigation for the longitudinal cracking on the dam crest, and auxiliary spillway improvements. | 8 | Lower Brazos | Williamson | 12070205 | 1207020504 | 120702050403 | 08000012 | 08000009 | 24.2604 | Yes | No | No | No | No | 00000369 | 00000369 | No | Project Planning | 148000 | Yes | Local, FEMA HMGP, FEMA FMA, USDA NRCS Watershed Rehabilitation |  | 28 | 11 | 91 | 39 | 121 | 0 | 0 | 0.86785 | 12 | 399.39 | Yes | No |  |  |  |  | No |  |  | FPP & Dam Portfolio |  |  | No |  |  | Yes | Provided by sponsor and is in line with the TWDB requirements.
1396 | 081000959 | A14 | Addition of in-line detention west of Dam 17. | 8 | Lower Brazos | Williamson | 12070205 | 1207020504 | 120702050404 | 08000012 | 08000009 | 12.4254 | Yes | No | Yes | No | No | 00000369 | 00000369 | No | Project Planning | 250000 | Yes | Local, FEMA HMGP, FEMA FMA, USDA NRCS Watershed Rehabilitation |  | 8 | 3 | 216 | 4 | 219 | 0 | 2 | 0.7419 | 9 | 426.557 | Yes | No |  |  |  |  | No |  |  | Flood Protection Plan |  |  | No |  |  | Yes | Provided by sponsor and is in line with the TWDB requirements.
1397 | 081000960 | A13 | Addition of in-line detention between Dam 15 and 16. | 8 | Lower Brazos | Williamson | 12070205 | 1207020504 | 120702050403 | 08000012 | 08000009 | 24.2604 | Yes | No | Yes | No | No | 00000369 | 00000369 | No | Project Planning | 250000 | Yes | Local, FEMA HMGP, FEMA FMA, USDA NRCS Watershed Rehabilitation |  | 28 | 11 | 91 | 39 | 121 | 0 | 0 | 0.86785 | 12 | 399.39 | Yes | No |  |  |  |  | No |  |  | Flood Protection Plan |  |  | No |  |  | Yes | Provided by sponsor and is in line with the TWDB requirements.
1398 | 081000646 | Briar Creek Improvements | Channel and crossing improvements along Briar Creek and Red River Trib to increase capacity of hydraulic infrastructure. | 8 | Lower Brazos | Brazos | 12070103 | 1207010307 | 120701030702 | 08000007 | 08000014 | 2.8106 | Yes | No | No | No | No | 08003438 | 08003438 | No | Project Planning | 364000 | Yes | Local, TWDB FIF, FEMA HMGP, FEMA BRIC, FEMA FMA |  | 100 | 93 | 69 | 191 | 242 | 0 | 5 | 1.8946 | 15 | 7.3765 | Yes | No |  |  |  |  | No |  |  | Master Drainage Plan |  |  | No |  |  | Yes | Provided by sponsor and is in line with the TWDB requirements.
1399 | 081000678 | Burton Creek Main Stem Improvements | Channel and crossing improvements along Burton Creek mainstem from SH 6 to S Coulter Dr. | 8 | Lower Brazos | Brazos | 12070101,12070103 | 1207010107,1207010307 | 120701010702,120701010703,120701030702 | 08000005,08000007 | 08000014 | 6.5706 | Yes | No | No | No | No | 08003438 | 08003438 | No | Project Planning | 514000 | Yes | Local, TWDB FIF, FEMA HMGP, FEMA BRIC, FEMA FMA |  | 348 | 254 | 981 | 1235 | 1697 | 2 | 9 | 4.3193 | 47 | 0.30883 | Yes | No |  |  |  |  | No |  |  | Master Drainage Plan |  |  | No |  |  | Yes | Provided by sponsor and is in line with the TWDB requirements.
1400 | 081000718 | Castle Heights Subdivision Flooding | Study to determine necessary detention, storm sewer, and other drainage improvements for Castle Heights subdivision. | 8 | Lower Brazos | Brazos | 12070103 | 1207010306,1207010307 | 120701030602,120701030702 | 08000007 | 08000014 | 1.574 | No | No | Yes | No | No | 08003438 | 08003438 | No | Project Planning | 221000 | Yes | Local, TWDB FIF, FEMA HMGP, FEMA BRIC, FEMA FMA |  | 39 | 31 | 10 | 11 | 21 | 0 | 0 | 0.21264 | 6 | 63.9792 | Yes | No |  |  |  |  | No |  |  | Master Drainage Plan |  |  | No |  |  | Yes | Provided by sponsor and is in line with the TWDB requirements.
1401 | 081000712 | Carter's Creek Crossing Improvements | Study and design of culvert improvements along Carter's Creek. | 8 | Lower Brazos | Brazos | 12070103 | 1207010306,1207010307 | 120701030602,120701030702 | 08000005,08000007 | 08000014 | 8.9675 | Yes | No | No | No | No | 08003438 | 08003438 | No | Project Planning | 108000 | Yes | Local, TWDB FIF, FEMA HMGP, FEMA BRIC, FEMA FMA |  | 158 | 133 | 485 | 427 | 848 | 1 | 2 | 3.0639 | 27 | 181.54 | Yes | No |  |  |  |  | No |  |  | Master Drainage Plan |  |  | No |  |  | Yes | Provided by sponsor and is in line with the TWDB requirements.
1402 | 081000719 | Carter's Creek Trib B Improvements | Study to design culvert improvements along Carter's Creek Trib B. | 8 | Lower Brazos | Brazos | 12070101,12070103 | 1207010107,1207010307 | 120701010702,120701030702 | 08000005,08000007 | 08000014 | 3.0503 | Yes | No | No | No | No | 08003438 | 08003438 | No | Project Planning | 127000 | Yes | Local, TWDB FIF, FEMA HMGP, FEMA BRIC, FEMA FMA |  | 32 | 25 | 6 | 32 | 35 | 0 | 4 | 1.887 | 22 | 2.7483 | Yes | No |  |  |  |  | No |  |  | Master Drainage Plan |  |  | No |  |  | Yes | Provided by sponsor and is in line with the TWDB requirements.
1403 | 081000717 | Old Reliance Road Overtopping | Study to determine design of culvert improvements. | 8 | Lower Brazos | Brazos | 12070103 | 1207010306,1207010307 | 120701030602,120701030702 | 08000007 | 08000014 | 5.4819 | No | No | Yes | No | No | 08003438 | 08003438 | No | Project Planning | 51000 | Yes | Local, TWDB FIF, FEMA HMGP, FEMA BRIC, FEMA FMA |  | 130 | 119 | 70 | 397 | 407 | 0 | 2 | 1.3915 | 18 | 90.2586 | Yes | No |  |  |  |  | No |  |  | Master Drainage Plan |  |  | No |  |  | Yes | Provided by sponsor and is in line with the TWDB requirements.
1404 | 081000716 | Pecan Ridge Subdivision Flooding | Masterplan to determine source of flooding and identify potential solutions. | 8 | Lower Brazos | Brazos | 12070103 | 1207010307 | 120701030702 | 08000007 | 08000014 | 2.9099 | No | No | Yes | No | No | 08003438 | 08003438 | No | Project Planning | 50000 | Yes | Local, TWDB FIF, FEMA HMGP, FEMA BRIC, FEMA FMA |  | 88 | 84 | 383 | 380 | 704 | 0 | 0 | 1.0022 | 14 | 20.0291 | Yes | No |  |  |  |  | No |  |  | Master Drainage Plan |  |  | No |  |  | Yes | Provided by sponsor and is in line with the TWDB requirements.
1405 | 081000671 | Tract North of Carson Crossing | Channel and crossing improvements along Trib D feeding into County Club Lake. | 8 | Lower Brazos | Brazos | 12070101,12070103 | 1207010107,1207010307 | 120701010702,120701010703,120701030702 | 08000005,08000007 | 08000014 | 1.8882 | Yes | No | No | No | No | 08003438 | 08003438 | No | Project Planning | 214000 | Yes | Local, TWDB FIF, FEMA HMGP, FEMA BRIC, FEMA FMA |  | 72 | 30 | 167 | 56 | 201 | 1 | 4 | 1.5376 | 11 | 0.30883 | Yes | No |  |  |  |  | No |  |  | Master Drainage Plan |  |  | No |  |  | Yes | Provided by sponsor and is in line with the TWDB requirements.
1406 | 081000954 | A12 | New Broade Street off-channel detention. | 8 | Lower Brazos | Travis,Williamson | 12070205 | 1207020504 | 120702050401 | 08000012 | 08000009 | 61.1725 | Yes | No | Yes | No | No | 00000369 | 00000369 | No | Project Planning | 257000 | Yes | Local, FEMA HMGP, FEMA FMA, USDA NRCS Watershed Rehabilitation |  | 388 | 325 | 444 | 1064 | 1255 | 0 | 20 | 8.4579 | 81 | 215.848 | Yes | No |  |  |  |  | No |  |  | FPP & HMP |  |  | No |  |  | Yes | Provided by sponsor and is in line with the TWDB requirements.
1407 | 081000976 | Sugar Creek Watershed Analysis | Complete a drainage study for the Sugar Creek neighborhood to mitigate flooding risk. | 8 | Lower Brazos | Fort Bend | 12040205 | 1204020502 | 120402050200 | 08000014 | 08000014 | 2.201 | Yes | No | No | No | No | 00002517 | 00002517 | No | Watershed Planning | 50000 | Yes | Local, TWDB FIF, FEMA HMGP, FEMA BRIC, FEMA FMA, HUD CDBG-MIT |  | 26 | 14 | 165 | 70 | 214 | 0 | 0 | 2.3496 | 18 | 1.2403 | Yes | No |  |  |  |  | No |  |  | Other Community Submittals |  |  | No |  |  | Yes | Provided by sponsor and is in line with the TWDB requirements.
1408 | 081000981 | Sugar Creek East Ditch | Install box culverts in the Sugar Creek East Ditch for storm water control. | 8 | Lower Brazos | Fort Bend | 12040205 | 1204020502 | 120402050200 | 08000014 | 08000009 | 2.201 | Yes | No | No | No | No | 00002517 | 00002517 | No | Project Planning | 253000 | Yes | Local, TWDB FIF, FEMA HMGP, FEMA BRIC, FEMA FMA, HUD CDBG-MIT |  | 26 | 14 | 165 | 70 | 214 | 0 | 0 | 2.3496 | 18 | 1.2403 | Yes | No |  |  |  |  | No |  |  | Other Community Submittals |  |  | No |  |  | Yes | Provided by sponsor and is in line with the TWDB requirements.
1409 | 081000982 | Lakebend Sugar Creek Outfall & Drainage | Replace outfall structure and channel improvements at Sugar Creek & Parkway Blvd and upsize storm water systems. | 8 | Lower Brazos | Fort Bend | 12040205 | 1204020502 | 120402050200 | 08000014 | 08000009 | 2.201 | Yes | No | No | No | No | 00002517 | 00002517 | No | Project Planning | 388000 | Yes | Local, TWDB FIF, FEMA HMGP, FEMA BRIC, FEMA FMA, HUD CDBG-MIT |  | 26 | 14 | 165 | 70 | 214 | 0 | 0 | 2.3496 | 18 | 1.2403 | Yes | No |  |  |  |  | No |  |  | Other Community Submittals |  |  | No |  |  | Yes | Provided by sponsor and is in line with the TWDB requirements.
1410 | 081000987 | Telfair Inlet Replacements | Update storm water inlets. | 8 | Lower Brazos | Fort Bend | 12070104 | 1207010404 | 120701040402 | 08000013 | 08000009 | 2.1227 | No | No | Yes | No | No | 00002517 | 00002517 | No | Project Planning | 73000 | Yes | Local, TWDB FIF, FEMA HMGP, FEMA BRIC, FEMA FMA, HUD CDBG-MIT |  | 0 | 0 | 0 | 0 | 0 | 0 | 0 | 0 | 0 | 0.18576 | Yes | No |  |  |  |  | No |  |  | Other Community Submittals |  |  | No |  |  | Yes | Provided by sponsor and is in line with the TWDB requirements.
1411 | 081000989 | New Territory Inlet Replacements | Update storm water inlets. | 8 | Lower Brazos | Fort Bend | 12070104 | 1207010404 | 120701040402 | 08000013 | 08000009 | 3.2325 | No | No | Yes | No | No | 00002517 | 00002517 | No | Project Planning | 92000 | Yes | Local, TWDB FIF, FEMA HMGP, FEMA BRIC, FEMA FMA, HUD CDBG-MIT |  | 0 | 0 | 0 | 0 | 0 | 0 | 0 | 0.004268 | 1 | 0.38307 | Yes | No |  |  |  |  | No |  |  | Other Community Submittals |  |  | No |  |  | Yes | Provided by sponsor and is in line with the TWDB requirements.
1412 | 081001039 | Improve Undersized Storm Sewers in Cottonwood Branch/Still Creek DB | Update modeling to Atlas 14 to determine appropriate sizing for storm sewer in the region. | 8 | Lower Brazos | Brazos | 12070101,12070103 | 1207010107,1207010307 | 120701010702,120701010703,120701030702 | 08000005,08000007 | 08000006 | 16.7989 | No | No | Yes | No | No | 08003438 | 08003438 | No | Project Planning | 100000 | Yes | Local, TWDB FIF, FEMA HMGP, FEMA BRIC, FEMA FMA |  | 254 | 166 | 198 | 581 | 692 | 0 | 12 | 5.4814 | 51 | 292.257 | Yes | No |  |  |  |  | No |  |  | Other Community Submittals |  |  | No |  |  | Yes | Provided by sponsor and is in line with the TWDB requirements.
1413 | 081001005 | Lynndale Acres Ph 2: Old Hearne and McHaney Street | A study of the drainage area is needed to assess and propose improvements to reduce flooding in the area. As part of this study, alternatives should be recommended. | 8 | Lower Brazos | Brazos | 12070101,12070103 | 1207010107,1207010307 | 120701010702,120701030702 | 08000005,08000007 | 08000014 | 1.9343 | No | No | Yes | No | No | 08003438 | 08003438 | No | Project Planning | 73000 | Yes | Local, TWDB FIF, FEMA HMGP, FEMA BRIC, FEMA FMA |  | 98 | 92 | 41 | 221 | 225 | 0 | 4 | 1.372 | 23 | 0.32239 | Yes | No |  |  |  |  | No |  |  | Master Drainage Plan |  |  | No |  |  | Yes | Provided by sponsor and is in line with the TWDB requirements.
1414 | 081001036 | Improve Undersized Storm Sewers in Burton Creek DB | Update modeling to Atlas 14 to determine appropriate sizing for storm sewer in the region. | 8 | Lower Brazos | Brazos | 12070101,12070103 | 1207010107,1207010307 | 120701010702,120701010703,120701030702 | 08000005,08000007 | 08000006 | 7.4586 | No | No | Yes | No | No | 08003438 | 08003438 | No | Project Planning | 300000 | Yes | Local, TWDB FIF, FEMA HMGP, FEMA BRIC, FEMA FMA |  | 348 | 254 | 981 | 1235 | 1697 | 2 | 9 | 4.3193 | 47 | 0.30883 | Yes | No |  |  |  |  | No |  |  | Other Community Submittals |  |  | No |  |  | Yes | Provided by sponsor and is in line with the TWDB requirements.
1415 | 081001022 | Thompson Creek Floodplain Study from RELLIS to HW 6 to Establish Floodway | Study of Thompson Creek to determine flood risk. | 8 | Lower Brazos | Brazos | 12070101 | 1207010106,1207010107 | 120701010609,120701010610,120701010613,120701010701,120701010702,120701010703 | 08000005,08000007 | 08000014 | 27.5635 | Yes | No | No | No | No | 08003438 | 08003438 | No | Watershed Planning | 164000 | Yes | Local, TWDB FIF, FEMA HMGP, FEMA BRIC, FEMA FMA |  | 7 | 6 | 0 | 3 | 3 | 0 | 3 | 2.0125 | 6 | 978.34 | Yes | No |  |  |  |  | No |  |  | Other Community Submittals |  |  | No |  |  | Yes | Provided by sponsor and is in line with the TWDB requirements.
1416 | 081001023 | Study Wickson Creek for Floodplain/Floodway from FM 974 to Navasota River | Study of Wickerson Creek to determine flood risk. | 8 | Lower Brazos | Brazos | 12070103 | 1207010306 | 120701030603,120701030602 | 08000005,08000007 | 08000014 | 87.685 | Yes | No | No | No | No | 08003438 | 08003438 | No | Watershed Planning | 436000 | Yes | Local, TWDB FIF, FEMA HMGP, FEMA BRIC, FEMA FMA |  | 52 | 45 | 29 | 39 | 65 | 0 | 4 | 5.2307 | 25 | 3488.6399 | Yes | No |  |  |  |  | No |  |  | Other Community Submittals |  |  | No |  |  | Yes | Provided by sponsor and is in line with the TWDB requirements.
1417 | 081001032 | Brushy Creek Flood Study Extension | Expansion of previous study to improve characterization of flood risk. | 8 | Lower Brazos | Brazos | 12070103 | 1207010306 | 120701030603 | 08000007 | 08000014 | 12.0338 | Yes | No | No | No | No | 08003438 | 08003438 | No | Watershed Planning | 92000 | Yes | Local, TWDB FIF, FEMA HMGP, FEMA BRIC, FEMA FMA |  | 7 | 7 | 1 | 5 | 5 | 0 | 0 | 0.20083 | 4 | 323.591 | Yes | No |  |  |  |  | No |  |  | Other Community Submittals |  |  | No |  |  | Yes | Provided by sponsor and is in line with the TWDB requirements.
1418 | 081001033 | Philips Event Center Detention Pond at Hole 8 - Maintenance and Dredging | Maintenance on detention pond to increase storage. | 8 | Lower Brazos | Brazos | 12070103 | 1207010307 | 120701030702 | 08000007 | 08000010 | 2.8106 | Yes | No | Yes | No | No | 08003438 | 08003438 | No | Project Planning | 129000 | Yes | Local, TWDB FIF, FEMA HMGP, FEMA BRIC, FEMA FMA |  | 100 | 93 | 69 | 191 | 242 | 0 | 5 | 1.8946 | 15 | 7.3765 | Yes | No |  |  |  |  | No |  |  | Other Community Submittals |  |  | No |  |  | Yes | Provided by sponsor and is in line with the TWDB requirements.
1419 | 081001035 | Improve Undersized Storm Sewers in Briar Creek DB | Update modeling to Atlas 14 to determine appropriate sizing for storm sewer in the region. | 8 | Lower Brazos | Brazos | 12070103 | 1207010307 | 120701030702 | 08000007 | 08000006 | 2.8106 | No | No | Yes | No | No | 08003438 | 08003438 | No | Project Planning | 100000 | Yes | Local, TWDB FIF, FEMA HMGP, FEMA BRIC, FEMA FMA |  | 100 | 93 | 69 | 191 | 242 | 0 | 5 | 1.8946 | 15 | 7.3765 | Yes | No |  |  |  |  | No |  |  | Other Community Submittals |  |  | No |  |  | Yes | Provided by sponsor and is in line with the TWDB requirements.
1420 | 081001037 | Improve Undersized Storm Sewers in Carter Creek DB | Update modeling to Atlas 14 to determine appropriate sizing for storm sewer in the region. | 8 | Lower Brazos | Brazos | 12070101,12070103 | 1207010107,1207010306,1207010307 | 120701010702,120701030602,120701030702 | 08000005,08000007 | 08000006 | 12.0178 | No | No | Yes | No | No | 08003438 | 08003438 | No | Project Planning | 100000 | Yes | Local, TWDB FIF, FEMA HMGP, FEMA BRIC, FEMA FMA |  | 190 | 158 | 491 | 459 | 883 | 1 | 6 | 4.9509 | 48 | 184.288 | Yes | No |  |  |  |  | No |  |  | Other Community Submittals |  |  | No |  |  | Yes | Provided by sponsor and is in line with the TWDB requirements.
1421 | 081001038 | Improve Undersized Storm Sewers in Hudson Creek DB | Update modeling to Atlas 14 to determine appropriate sizing for storm sewer in the region. | 8 | Lower Brazos | Brazos | 12070103 | 1207010306,1207010307 | 120701030603,120701030702 | 08000007 | 08000006 | 3.0046 | No | No | Yes | No | No | 08003438 | 08003438 | No | Project Planning | 100000 | Yes | Local, TWDB FIF, FEMA HMGP, FEMA BRIC, FEMA FMA |  | 26 | 21 | 86 | 85 | 153 | 0 | 0 | 0.29899 | 3 | 11.8702 | Yes | No |  |  |  |  | No |  |  | Other Community Submittals |  |  | No |  |  | Yes | Provided by sponsor and is in line with the TWDB requirements.
1422 | 081001040 | Improve Undersized Storm Sewers in Turkey Creek DB | Update modeling to Atlas 14 to determine appropriate sizing for storm sewer in the region. | 8 | Lower Brazos | Brazos | 12070101,12070103 | 1207010107,1207010307 | 120701010702,120701010703,120701010705,120701030702 | 08000005,08000007 | 08000006 | 8.6867 | No | No | Yes | No | No | 08003438 | 08003438 | No | Project Planning | 100000 | Yes | Local, TWDB FIF, FEMA HMGP, FEMA BRIC, FEMA FMA |  | 14 | 14 | 3 | 22 | 22 | 0 | 0 | 0.48542 | 9 | 19.4242 | Yes | No |  |  |  |  | No |  |  | Other Community Submittals |  |  | No |  |  | Yes | Provided by sponsor and is in line with the TWDB requirements.
1423 | 081001068 | FBCDD Drop Structures - Condition Assessments & Upgrades | Create inventory of structures and condition, prioritize and design upgrades to structures as needed. | 8 | Lower Brazos | Fort Bend | 12070104,12040205 | 1207010404,1207010405,1207010403,1204020503,1204020501,1204020502 | 120701040404,120701040405,120701040406,120701040403,120701040408,120701040409,120701040407,120701040501,120701040402,120701040401,120701040309,120701040307,120701040308,120402050100,120402050300,120402050200 | 08000013,08000014 | 08000014 | 608.663 | Yes | No | Yes | No | No | 00000009 | 00000009,00002044 | No | Preparedness | 2712000 | Yes | Local, TWDB FIF, FEMA HMGP, FEMA BRIC, FEMA FMA, HUD CDBG-MIT |  | 14277 | 11612 | 13886 | 26966 | 34375 | 28 | 2 | 299.897 | 1167 | 95253.6016 | Yes | No |  |  |  |  | No |  |  | Other Community Submittals |  |  | No |  |  | Yes | Provided by sponsor and is in line with the TWDB requirements.
1424 | 081001145 | Dam 18 Rehabilitation | Improvements to ensure dam provides necessary protection against flood risk. | 8 | Lower Brazos | Williamson | 12070205 | 1207020504 | 120702050408 | 08000012 | 08000009 | 11.1156 | Yes | No | No | No | No | 00000369 | 00000369 | No | Project Planning | 500000 | Yes | Local, FEMA HMGP, FEMA FMA, USDA NRCS Watershed Rehabilitation |  | 11 | 5 | 3 | 10 | 11 | 0 | 1 | 1.7509 | 8 | 1105.45 | Yes | No |  |  |  |  | No |  |  | FPP & Dam Portfolio |  |  | No |  |  | Yes | Provided by sponsor and is in line with the TWDB requirements.
1425 | 081001003 | Tennessee Avenue Crossing | A study and detailed design needs to be completed to assess the flooding and design culvert improvements to reduce road overtopping. | 8 | Lower Brazos | Brazos | 12070101,12070103 | 1207010107,1207010307 | 120701010702,120701030702 | 08000005,08000007 | 08000014 | 3.9052 | No | No | Yes | No | No | 08003438 | 08003438 | No | Project Planning | 50000 | Yes | Local, TWDB FIF, FEMA HMGP, FEMA BRIC, FEMA FMA |  | 126 | 117 | 59 | 310 | 315 | 0 | 5 | 2.2701 | 36 | 19.9843 | Yes | No |  |  |  |  | No |  |  | Master Drainage Plan |  |  | No |  |  | Yes | Provided by sponsor and is in line with the TWDB requirements.
1426 | 081000057 | Chimneystone, Austin, and Settlers Parks Improvements Phase II | Design of new concrete channel and storm drain improvements. | 8 | Lower Brazos | Fort Bend | 12070104 | 1207010404 | 120701040403 | 08000013 | 08000009 | 1.1458 | Yes | No | Yes | No | No | 00002517 | 00002517 | No | Project Planning | 288000 | Yes | Local, TWDB FIF, FEMA HMGP, FEMA BRIC, FEMA FMA, HUD CDBG-MIT |  | 0 | 0 | 0 | 0 | 0 | 0 | 0 | 0 | 0 | 0 | Yes | No |  |  |  |  | No |  |  | Capital Improvement Project |  |  | No |  |  | Yes | Provided by sponsor and is in line with the TWDB requirements.
1427 | 081000663 | Burton Creek Crossings | Update design to account for Atlas 14 rainfall. | 8 | Lower Brazos | Brazos | 12070103 | 1207010307 | 120701030702 | 08000005,08000007 | 08000006 | 4.7187 | Yes | No | No | No | No | 08003438 | 08003438 | No | Project Planning | 100000 | Yes | Local, TWDB FIF, FEMA HMGP, FEMA BRIC, FEMA FMA |  | 276 | 224 | 814 | 1179 | 1496 | 1 | 5 | 2.7954 | 36 | 0 | Yes | No |  |  |  |  | No |  |  | Master Drainage Plan |  |  | No |  |  | Yes | Provided by sponsor and is in line with the TWDB requirements.
1428 | 081000657 | Briarcreek Court Flooding | Study to determine source and mitigation for flooding in the subdivision. | 8 | Lower Brazos | Brazos | 12070103 | 1207010307 | 120701030702 | 08000007 | 08000014 | 1.0591 | No | No | Yes | No | No | 08003438 | 08003438 | No | Project Planning | 83000 | Yes | Local, TWDB FIF, FEMA HMGP, FEMA BRIC, FEMA FMA |  | 77 | 73 | 17 | 160 | 163 | 0 | 2 | 1.0346 | 9 | 0 | Yes | No |  |  |  |  | No |  |  | Master Drainage Plan |  |  | No |  |  | Yes | Provided by sponsor and is in line with the TWDB requirements.
1429 | 081000686 | Oakridge Drive and Barak Lake | Study to determine storm sewer needed to mitigate flooding in subdivision. | 8 | Lower Brazos | Brazos | 12070103 | 1207010307 | 120701030702 | 08000007 | 08000014 | 1.0637 | No | No | Yes | No | No | 08003438 | 08003438 | No | Project Planning | 129000 | Yes | Local, TWDB FIF, FEMA HMGP, FEMA BRIC, FEMA FMA |  | 76 | 38 | 649 | 730 | 961 | 1 | 0 | 0.22498 | 7 | 0 | Yes | No |  |  |  |  | No |  |  | Master Drainage Plan |  |  | No |  |  | Yes | Provided by sponsor and is in line with the TWDB requirements.
1430 | 081000690 | Burton Creek Trib 5 Mitigation | Design of erosion control and channel improvements for Trib 5 of Burton Creek. | 8 | Lower Brazos | Brazos | 12070103 | 1207010307 | 120701030702 | 08000007 | 08000014 | 3.0937 | Yes | No | No | No | No | 08003438 | 08003438 | No | Project Planning | 194000 | Yes | Local, TWDB FIF, FEMA HMGP, FEMA BRIC, FEMA FMA |  | 159 | 105 | 762 | 838 | 1162 | 1 | 4 | 1.7613 | 18 | 0 | Yes | No |  |  |  |  | No |  |  | Master Drainage Plan |  |  | No |  |  | Yes | Provided by sponsor and is in line with the TWDB requirements.
1431 | 081000706 | Briar Oaks Drive Storm Sewer Improvements | Update design to account for Atlas 14 rainfall. | 8 | Lower Brazos | Brazos | 12070103 | 1207010307 | 120701030702 | 08000007 | 08000006 | 1.0742 | No | No | Yes | No | No | 08003438 | 08003438 | No | Project Planning | 50000 | Yes | Local, TWDB FIF, FEMA HMGP, FEMA BRIC, FEMA FMA |  | 76 | 38 | 649 | 730 | 961 | 1 | 0 | 0.29647 | 7 | 0 | Yes | No |  |  |  |  | No |  |  | Master Drainage Plan |  |  | No |  |  | Yes | Provided by sponsor and is in line with the TWDB requirements.
1432 | 081000669 | Burton Creek Trib C Improvements | 2-9'x5' box culverts are needed to replace the existing culverts in order to convey the 50-year storm event per the TxDOT design requirement. Channel widening and re-grading may be necessary to mitigate any adverse impacts. Detailed design for the 100-y* | 8 | Lower Brazos | Brazos | 12070103 | 1207010307 | 120701030702 | 08000007 | 08000009 | 1.3215 | Yes | No | No | No | No | 08003438 | 08003438 | No | Project Planning | 100000 | Yes | Local, TWDB FIF, FEMA HMGP, FEMA BRIC, FEMA FMA |  | 20 | 20 | 6 | 49 | 49 | 0 | 0 | 0.16368 | 1 | 0 | Yes | No |  |  |  |  | No |  |  | Master Drainage Plan |  |  | No |  |  | Yes | Provided by sponsor and is in line with the TWDB requirements.
1433 | 081000978 | Colony Bend, Colony Grant, Stephens Grant Drainage Improvements | Complete a drainage study, design, and construction of drainage improvements to reduce flooding risk in the neighborhoods. | 8 | Lower Brazos | Fort Bend | 12070104 | 1207010404 | 120701040403 | 08000013 | 08000009 | 1.0717 | No | No | Yes | No | No | 00002517 | 00002517 | No | Project Planning | 421000 | Yes | Local, TWDB FIF, FEMA HMGP, FEMA BRIC, FEMA FMA, HUD CDBG-MIT |  | 0 | 0 | 0 | 0 | 0 | 0 | 0 | 0 | 0 | 0 | Yes | No |  |  |  |  | No |  |  | Other Community Submittals |  |  | No |  |  | Yes | Provided by sponsor and is in line with the TWDB requirements.
1434 | 081000980 | Chimneystone, Austin, and Settlers Parks Improvements Phase III | Design and construct drainage improvements to Wagon Trail and Settlers Way in Settlers Park. | 8 | Lower Brazos | Fort Bend | 12070104 | 1207010404 | 120701040403 | 08000013 | 08000009 | 1.1458 | No | No | Yes | No | No | 00002517 | 00002517 | No | Project Planning | 551000 | Yes | Local, TWDB FIF, FEMA HMGP, FEMA BRIC, FEMA FMA, HUD CDBG-MIT |  | 0 | 0 | 0 | 0 | 0 | 0 | 0 | 0 | 0 | 0 | Yes | No |  |  |  |  | No |  |  | Other Community Submittals |  |  | No |  |  | Yes | Provided by sponsor and is in line with the TWDB requirements.
1435 | 081000988 | Greatwood Inlet Replacements | Update storm water inlets. | 8 | Lower Brazos | Fort Bend | 12070104 | 1207010404 | 120701040402 | 08000013 | 08000009 | 3.325 | No | No | Yes | No | No | 00002517 | 00002517 | No | Project Planning | 82000 | Yes | Local, TWDB FIF, FEMA HMGP, FEMA BRIC, FEMA FMA, HUD CDBG-MIT |  | 0 | 0 | 0 | 0 | 0 | 0 | 0 | 0.0032066 | 0 | 0 | Yes | No |  |  |  |  | No |  |  | Other Community Submittals |  |  | No |  |  | Yes | Provided by sponsor and is in line with the TWDB requirements.
1436 | 081001156 | FM 2818 Crossing & Channel Improvements (FM- 2818 to Welsh) & Detention Pond | Update design to account for Atlas 14 rainfall. | 8 | Lower Brazos | Brazos | 12070101,12070103 | 1207010107,1207010307 | 120701010705,120701030704,120701030702,120701030707 | 08000005,08000007 | 08000006 | 4.7252 | Yes | No | Yes | No | No | 08003439 | 08003439 | No | Project Planning | 100000 | Yes | Local, TWDB FIF, FEMA FMA |  | 22 | 19 | 16 | 45 | 61 | 1 | 9 | 1.2155 | 7 | 32.5541 | Yes | No |  |  |  |  | No |  |  | Community Sub - MDP |  |  | No |  |  | Yes | Provided by sponsor and is in line with the TWDB requirements.
1437 | 081001148 | Texas Ave Crossing & Channel Improvements (Hwy 6 to Texas) & Detenton Pond | Update design to account for Atlas 14 rainfall. | 8 | Lower Brazos | Brazos | 12070101,12070103 | 1207010107,1207010307 | 1207010107,1207010307 | 08000005,08000007 | 08000006 | 8.7309 | Yes | No | Yes | No | No | 08003439 | 08003439 | No | Project Planning | 100000 | Yes | Local, TWDB FIF, FEMA FMA |  | 69 | 50 | 26 | 85 | 111 | 1 | 9 | 2.1261 | 19 | 75.054 | Yes | No |  |  |  |  | No |  |  | Community Sub - MDP |  |  | No |  |  | Yes | Provided by sponsor and is in line with the TWDB requirements.
1438 | 081001153 | Hwy 6 Crossing & DS Channel Improvements | Update design to account for Atlas 14 rainfall. | 8 | Lower Brazos | Brazos | 12070101,12070103 | 1207010107,1207010307 | 120701010705,120701030704,120701030702,120701030707 | 08000007 | 08000006 | 1.8706 | Yes | No | Yes | No | No | 08003439 | 08003439 | No | Project Planning | 100000 | Yes | Local, TWDB FIF, FEMA FMA |  | 26 | 26 | 18 | 86 | 104 | 1 | 0 | 1.6543 | 2 | 12.1564 | Yes | No |  |  |  |  | No |  |  | Community Sub - MDP |  |  | No |  |  | Yes | Provided by sponsor and is in line with the TWDB requirements.
1439 | 081000047 | Sugar Creek Drainage Improvements | Design of storm drain updates throughout neighborhood. | 8 | Lower Brazos | Fort Bend | 12070104,12040205 | 1207010404,1204020501,1204020502 | 120701040403,120701040408,120701040402,120402050100,120402050200 | 08000013,08000014 | 08000009 | 42.7563 | Yes | No | No | No | No | 00002517 | 00002517 | No | Project Planning | 388000 | Yes | Local, TWDB FIF, FEMA HMGP, FEMA BRIC, FEMA FMA, HUD CDBG-MIT |  | 442 | 350 | 797 | 835 | 1403 | 2 | 0 | 18.4392 | 96 | 1687.17 | Yes | No |  |  |  |  | No |  |  | Other Community Submittals |  |  | No |  |  | Yes | Provided by sponsor and is in line with the TWDB requirements.
1440 | 081000060 | Sugar Creek Regional Detention | Update design to account for Atlas 14 rainfall. | 8 | Lower Brazos | Fort Bend | 12070104,12040205 | 1207010404,1204020501,1204020502 | 120701040403,120701040408,120701040402,120402050100,120402050200 | 08000013,08000014 | 08000009 | 42.7563 | No | No | Yes | No | No | 00002517 | 00002517 | No | Project Planning | 300000 | Yes | Local, TWDB FIF, FEMA HMGP, FEMA BRIC, FEMA FMA, HUD CDBG-MIT |  | 442 | 350 | 797 | 835 | 1403 | 2 | 0 | 18.4392 | 96 | 1687.17 | Yes | No |  |  |  |  | No |  |  | Other Community Submittals |  |  | No |  |  | Yes | Provided by sponsor and is in line with the TWDB requirements.
1441 | 081000061 | Sugar Land Business Park Regional Detention | Update design to account for Atlas 14 rainfall. | 8 | Lower Brazos | Fort Bend | 12040205 | 1204020501,1204020502 | 120402050100,120402050200 | 08000013,08000014 | 08000009 | 16.3626 | No | No | Yes | No | No | 00002517 | 00002517 | No | Project Planning | 300000 | Yes | Local, TWDB FIF, FEMA HMGP, FEMA BRIC, FEMA FMA, HUD CDBG-MIT |  | 195 | 144 | 547 | 726 | 1044 | 2 | 0 | 12.5661 | 77 | 856.656 | Yes | No |  |  |  |  | No |  |  | Other Community Submittals |  |  | No |  |  | Yes | Provided by sponsor and is in line with the TWDB requirements.
1442 | 081000979 | City of Sugar Land Flood Innundation Mapping | Update of the Integrated Stormwater Management Model to include improvements to predictions in leveed areas. | 8 | Lower Brazos | Fort Bend | 12070104,12040205 | 1207010404,1204020501,1204020502 | 120701040403,120701040408,120701040402,120402050100,120402050200 | 08000013,08000014 | 08000014 | 42.7563 | Yes | No | No | No | No | 00002517 | 00002517 | No | Watershed Planning | 233000 | Yes | Local, TWDB FIF, FEMA HMGP, FEMA BRIC, FEMA FMA, HUD CDBG-MIT |  | 442 | 350 | 797 | 835 | 1403 | 2 | 0 | 18.4392 | 96 | 1687.17 | Yes | No |  |  |  |  | No |  |  | Other Community Submittals |  |  | No |  |  | Yes | Provided by sponsor and is in line with the TWDB requirements.
1443 | 081001276 | Carters Creek | Study to determine flood risk across the watershed. | 8 | Lower Brazos | Brazos | 12070103 | 1207010307 | 120701030704,120701030702 | 08000005,08000007 | 08000014 | 58.3065 | Yes | No | No | No | No | 08003439 | 08003439 | No | Watershed Planning | 304000 | Yes | Local, TWDB FIF, TWDB CWSRF, FEMA HMGP, FEMA BRIC, FEMA FMA, HUD CDBG-MIT |  | 849 | 646 | 2974 | 2823 | 4897 | 8 | 43 | 17.1146 | 152 | 1274.5 | Yes | No |  |  |  |  | No |  |  | Other Community Submittals |  |  | No |  |  | Yes | Provided by sponsor and is in line with the TWDB requirements.
1444 | 081001067 | Peach Creek Flood Study | Study to determine flood risk across the watershed. | 8 | Lower Brazos | Brazos | 12070103 | 1207010307 | 120701030707 | 08000005,08000007 | 08000014 | 26.2873 | Yes | No | No | No | No | 08003439 | 08003439 | No | Watershed Planning | 84000 | Yes | Local, TWDB FIF, FEMA FMA |  | 15 | 13 | 0 | 2 | 2 | 0 | 0 | 0.2003 | 2 | 105.535 | Yes | No |  |  |  |  | No |  |  | Other Community Submittals |  |  | No |  |  | Yes | Provided by sponsor and is in line with the TWDB requirements.
1445 | 081001066 | Hope's Creek Flood Study | Study to determine flood risk across the watershed. | 8 | Lower Brazos | Brazos | 12070101 | 1207010107 | 120701010705 | 08000005,08000007 | 08000014 | 10.3453 | Yes | No | No | No | No | 08003439 | 08003439 | No | Watershed Planning | 158000 | Yes | Local, TWDB FIF, FEMA FMA |  | 37 | 24 | 62 | 39 | 101 | 0 | 0 | 1.3382 | 5 | 702.497 | Yes | No |  |  |  |  | No |  |  | Other Community Submittals |  |  | No |  |  | Yes | Provided by sponsor and is in line with the TWDB requirements.
1446 | 081000990 | LID 2 Watershed Analysis | Complete a drainage study for the Sugar Creek neighborhood to mitigate flooding risk. | 8 | Lower Brazos | Fort Bend | 12070104 | 1207010404 | 120701040402 | 08000013,08000014 | 08000014 | 8.282 | Yes | No | Yes | No | No | 00002517 | 00002517 | No | Watershed Planning | 75000 | Yes | Local, TWDB FIF, FEMA HMGP, FEMA BRIC, FEMA FMA, HUD CDBG-MIT |  | 0 | 0 | 0 | 0 | 0 | 0 | 0 | 0 | 0 | 1.5634 | Yes | No |  |  |  |  | No |  |  | Other Community Submittals |  |  | No |  |  | Yes | Provided by sponsor and is in line with the TWDB requirements.
1447 | 081000955 | Dam 101 | Construction of dam to provide flood storage for Lake Creek. | 8 | Lower Brazos | Travis,Williamson | 12070205 | 1207020504 | 120702050402 | 08000012 | 08000009 | 27.75 | Yes | No | No | No | No | 00000369 | 00000369 | No | Project Planning | 1262000 | Yes | Local, FEMA HMGP, FEMA FMA, USDA NRCS Watershed Rehabilitation |  | 224 | 195 | 1458 | 838 | 2120 | 1 | 13 | 7.2137 | 44 | 151.15 | Yes | No |  |  |  |  | No |  |  | Flood Protection Plan |  |  | No |  |  | Yes | Provided by sponsor and is in line with the TWDB requirements.
1448 | 081000945 | Improve Chandler Branch Tributary | Channel improvements from Eagles Nest St to Settlement Dr. | 8 | Lower Brazos | Williamson | 12070205 | 1207020504 | 120702050402 | 08000012 | 08000009 | 2.6888 | Yes | No | No | No | No | 00003191 | 00003191 | No | Project Planning | 202000 | Yes | Local, TWDB FIF, FEMA HMGP, FEMA BRIC, FEMA FMA |  | 21 | 18 | 20 | 38 | 58 | 0 | 1 | 0.41014 | 13 | 9.8276 | Yes | No |  |  |  |  | No |  |  | Flood Protection Plan |  |  | No |  |  | Yes | Provided by sponsor and is in line with the TWDB requirements.
1449 | 081000973 | Lower Oyster Creek Improvements | Channel bank fill and improvements to create smooth transitions between diversion, flume, and creek channels during large storm improvements. | 8 | Lower Brazos | Fort Bend | 12040205,12070104 | 1204020502,1207010404 | 120402050200,120701040403,120701040409 | 08000013,08000014 | 08000009 | 1.5149 | Yes | No | Yes | No | No | 00002789 | 00002789 | No | Project Planning | 54000 | Yes | Local, TWDB FIF, FEMA HMGP, FEMA BRIC, FEMA FMA, HUD CDBG-MIT |  | 30 | 26 | 26 | 58 | 84 | 0 | 0 | 3.3615 | 18 | 372.685 | Yes | No |  |  |  |  | No |  |  | Community Sub - MDP |  |  | No |  |  | Yes | Provided by sponsor and is in line with the TWDB requirements.
1450 | 081001009 | Thompsons Branch & SH 6 Drainage Improvements | Study to design several improvements to mitigate flooding at the crossing. | 8 | Lower Brazos | Brazos | 12070101 | 1207010106,1207010107 | 120701010609,120701010610,120701010613,120701010701,120701010702,120701010703 | 08000005,08000007 | 08000014 | 27.5635 | Yes | No | Yes | No | No | 08003438 | 08003438 | No | Project Planning | 137000 | Yes | Local, TWDB FIF, FEMA HMGP, FEMA BRIC, FEMA FMA |  | 7 | 6 | 0 | 3 | 3 | 0 | 3 | 2.0125 | 6 | 978.34 | Yes | No |  |  |  |  | No |  |  | Master Drainage Plan |  |  | No |  |  | Yes | Provided by sponsor and is in line with the TWDB requirements.
1451 | 081001015 | Turkey Creek Drainage Improvements | Detailed design of improvements throughout the Turkey Creek watershed, especially to fix erosion problems. | 8 | Lower Brazos | Brazos | 12070101,12070103 | 1207010107,1207010307 | 120701010702,120701010703,120701010705,120701030702 | 08000005,08000007 | 08000014 | 8.6867 | Yes | No | Yes | No | No | 08003438 | 08003438 | No | Project Planning | 222000 | Yes | Local, TWDB FIF, FEMA HMGP, FEMA BRIC, FEMA FMA |  | 14 | 14 | 3 | 22 | 22 | 0 | 0 | 0.48542 | 9 | 19.4242 | Yes | No |  |  |  |  | No |  |  | Master Drainage Plan |  |  | No |  |  | Yes | Provided by sponsor and is in line with the TWDB requirements.
1452 | 081001020 | South For of Turkey Creek Improvements | Erosion control and crossing improvements along South Fork of Turkey Creek. | 8 | Lower Brazos | Brazos | 12070101,12070103 | 1207010107,1207010307 | 120701010702,120701010703,120701010705,120701030702 | 08000005,08000007 | 08000010 | 8.6867 | Yes | No | Yes | No | No | 08003438 | 08003438 | No | Project Planning | 61000 | Yes | Local, TWDB FIF, FEMA HMGP, FEMA BRIC, FEMA FMA |  | 14 | 14 | 3 | 22 | 22 | 0 | 0 | 0.48542 | 9 | 19.4242 | Yes | No |  |  |  |  | No |  |  | Master Drainage Plan |  |  | No |  |  | Yes | Provided by sponsor and is in line with the TWDB requirements.
1453 | 081001021 | Burton Creek Extension of Flood Study | Expansion of previous study to improve characterization of flood risk. | 8 | Lower Brazos | Brazos | 12070101,12070103 | 1207010107,1207010307 | 120701010702,120701010703,120701030702 | 08000005,08000007 | 08000014 | 7.4586 | Yes | No | No | No | No | 08003438 | 08003438 | No | Watershed Planning | 71000 | Yes | Local, TWDB FIF, FEMA HMGP, FEMA BRIC, FEMA FMA |  | 348 | 254 | 981 | 1235 | 1697 | 2 | 9 | 4.3193 | 47 | 0.30883 | Yes | No |  |  |  |  | No |  |  | Other Community Submittals |  |  | No |  |  | Yes | Provided by sponsor and is in line with the TWDB requirements.
1454 | 081001027 | Citywide FEMA Flood Study | City wide updates to floodplain mapping. | 8 | Lower Brazos | Brazos | 12070101,12070103 | 1207010107,1207010307 | 120701010702,120701010703,120701030702 | 08000005,08000007 | 08000014 | 44.5065 | Yes | No | No | No | No | 08003438 | 08003438 | No | Watershed Planning | 241000 | Yes | Local, TWDB FIF, FEMA HMGP, FEMA BRIC, FEMA FMA |  | 1120 | 870 | 1324 | 2013 | 3337 | 3 | 36 | 37.1561 | 94 | 4193.5601 | Yes | No |  |  |  |  | No |  |  | Other Community Submittals |  |  | No |  |  | Yes | Provided by sponsor and is in line with the TWDB requirements.
1455 | 081000999 | Hudson Creek Regional Detention | Study to design regional detention upstream of Copperfield to mitigate flooding and maintenance problems. | 8 | Lower Brazos | Brazos | 12070103 | 1207010306,1207010307 | 120701030603,120701030702 | 08000007 | 08000014 | 3.0046 | Yes | No | Yes | No | No | 08003438 | 08003438 | No | Project Planning | 160000 | Yes | Local, TWDB FIF, FEMA HMGP, FEMA BRIC, FEMA FMA |  | 26 | 21 | 86 | 85 | 153 | 0 | 0 | 0.29899 | 3 | 11.8702 | Yes | No |  |  |  |  | No |  |  | Master Drainage Plan |  |  | No |  |  | Yes | Provided by sponsor and is in line with the TWDB requirements.
1456 | 081001146 | Waller County Master Drainage Plan | Study to determine food risk and potential solutions throughout the county. | 8 | Lower Brazos | Waller | 12070101,12070104 | 1207010108,1207010109,1207010401,1207010402,1207010403 | 120701010908,120701010803,120701010804,120701040102,120701040103,120701040104,120701040105,120701040106,120701040108,120701040210,120701040301,120701040302,120701040303,120701040304,120701040307,120701040308 | 08000005,08000013,08000014 | 08000014 | 515.9483 | Yes | No | Yes | No | No | 00000024 | 00000024 | No | Watershed Planning | 1430000 | Yes | Local, TWDB FIF, TWDB CWSRF, FEMA HMGP, FEMA BRIC, FEMA FMA, HUD CDBG-MIT |  | 2038 | 1007 | 1306 | 1327 | 1327 | 0 | 0 | 90.2223 | 0 | 3.2882 | Yes | No |  |  |  |  | No |  |  | Other Community Submittals |  |  | No |  |  | Yes | Provided by sponsor and is in line with the TWDB requirements.
1457 | 081000881 | Sharondale Drainage Improvements | Drainage infrastructure improvements to reduce flooding in the Sharondale area. | 8 | Lower Brazos | McLennan | 12060202 | 1206020208 | 120602020803 | 08000002 | 08000009 | 1.6992 | Yes | No | Yes | No | No | 08002914 | 08002914 | No | Project Planning | 157000 | Yes | Local, TWDB FIF, TWDB CWSRF, FEMA HMGP, FEMA BRIC, FEMA FMA, HUD CDBG-MIT |  | 578 | 328 | 5346 | 1629 | 6540 | 1 | 1 | 31.9934 | 108 | 196.131 | Yes | No |  |  |  |  | No |  |  | Master Drainage Plan |  |  | No |  |  | Yes | Provided by sponsor and is in line with the TWDB requirements.
1458 | 081001286 | Taylor / Elm Storm Infrastructure & Outfall | Extension of current storm infrastructure in the area to improve drainage. Potential levee along MLK Boulevard to direct flow and prohibit road overtopping. | 8 | Lower Brazos | McLennan | 12060202 | 1206020208 | 120602020803 | 08000197 | 08000014 | 1.729 | No | No | Yes | No | No | 08002914 | 08002914 | No | Project Planning | 917000 | Yes | Local, TWDB FIF, TWDB CWSRF, FEMA HMGP, FEMA BRIC, FEMA FMA, HUD CDBG-MIT |  | 69 | 47 | 705 | 220 | 705 | 1 | 0 | 6.5988 | 0 | 14.6958 | No | Yes |  |  |  |  | No |  |  | MDP - Public Comment Period |  |  | No |  |  | Yes | Provided by sponsor and is in line with the TWDB requirements.
1459 | 081000877 | New Road to Homan Avenue Channel Improvements | Channel improvements to increase the conveyance capacity of the roadside ditch. | 8 | Lower Brazos | McLennan | 12060202 | 1206020208 | 120602020803 | 08000002,08000003 | 08000009 | 1.0886 | Yes | No | Yes | No | No | 08002914 | 08002914 | No | Project Planning | 300000 | Yes | Local, TWDB FIF, TWDB CWSRF, FEMA HMGP, FEMA BRIC, FEMA FMA, HUD CDBG-MIT |  | 17 | 8 | 93 | 23 | 93 | 0 | 0 | 1.72 | 0 | 0 | No | Yes |  |  |  |  | No |  |  | Master Drainage Plan |  |  | No |  |  | Yes | Provided by sponsor and is in line with the TWDB requirements.
1460 | 081000890 | Loop 340 Berm & Frontage Road Improvements | Infrastructure improvements to lessen the impact of flood events on the intersection. | 8 | Lower Brazos | McLennan | 12060202 | 1206020208 | 120602020803 | 08000002 | 08000009 | 5.5582 | Yes | No | Yes | No | No | 08002914 | 08002914 | No | Project Planning | 100000 | Yes | Local, TWDB FIF, TWDB CWSRF, FEMA HMGP, FEMA BRIC, FEMA FMA, HUD CDBG-MIT |  | 24 | 8 | 138 | 28 | 138 | 0 | 0 | 0.85 | 0 | 151.8 | No | Yes |  |  |  |  | No |  |  | Master Drainage Plan |  |  | No |  |  | Yes | Provided by sponsor and is in line with the TWDB requirements.
1461 | 081001285 | Oakwood Channel & Bridge Improvements | Widening of Primrose Creek to increase flow capacity, as well as removal and replacement of several crossings along the channel improvements. | 8 | Lower Brazos | McLennan | 12060202 | 1206020208 | 120602020803 | 08000002 | 08000009 | 4.3013 | Yes | No | Yes | No | No | 08002914 | 08002914 | No | Project Planning | 300000 | Yes | Local, TWDB FIF, TWDB CWSRF, FEMA HMGP, FEMA BRIC, FEMA FMA, HUD CDBG-MIT |  | 39 | 28 | 360 | 505 | 505 | 0 | 0 | 6.4 | 0 | 33.5 | No | Yes |  |  |  |  | No |  |  | Master Drainage Plan |  |  | No |  |  | Yes | Provided by sponsor and is in line with the TWDB requirements.
1462 | 081001287 | Cross Creek Road Low Water Crossing Removal | Removal of the Cross Creek Road low water crossing and associated 18" culverts. Extension of Stone Creek Ridge Drive to maintain access to existing properties. | 8 | Lower Brazos | McLennan | 12060203,12070201 | 1206020301,1206020303,1207020110 | 120602030104,120602030105,120602030301,120602030302,120702011002 | 08000008 | 08000007 | 24.5401 | Yes | No | No | No | No | 08002914 | 08002914 | No | Project Planning | 100000 | Yes | Local, TWDB FIF, TWDB CWSRF, FEMA HMGP, FEMA BRIC, FEMA FMA, HUD CDBG-MIT |  | 13 | 9 | 15 | 37 | 37 | 0 | 1 | 0.8 | 0 | 17.6 | No | Yes |  |  |  |  | No |  |  | Master Drainage Plan |  |  | No |  |  | Yes | Provided by sponsor and is in line with the TWDB requirements.
1463 | 081001284 | Waco Creek Diversion Tunnel | Addition of a diversion culvert to reroute flow from Waco Creek to the Brazos River. Additional improvements to existing diversion tunnels and crossings. | 8 | Lower Brazos | McLennan | 12060202 | 1206020208 | 120602020803 | 08000002 | 08000009 | 2.8942 | Yes | No | Yes | No | No | 08002914 | 08002914 | No | Project Planning | 300000 | Yes | Local, TWDB FIF, TWDB CWSRF, FEMA HMGP, FEMA BRIC, FEMA FMA, HUD CDBG-MIT |  | 76 | 27 | 1723 | 62 | 1723 | 1 | 0 | 19.8 | 0 | 1.45 | No | Yes |  |  |  |  | No |  |  | Master Drainage Plan |  |  | No |  |  | Yes | Provided by sponsor and is in line with the TWDB requirements.
1464 | 081000785 | Andrus Channel Improvements | Channel improvements and re-configurations at several key locations | 8 | Lower Brazos | Fort Bend | 12040205 | 1204020501 | 120402050100 | 08000014 | 08000009 | 5.3 | Yes | No | Yes | No | No | 00000009 | 00000009,00002044 | Yes | Project Planning | 300000 | Yes | Local, FEMA FMA, HUD CDBG-MIT |  | 149 | 107 | 34 | 137 | 137 | 0 | 0 | 0.81 | 8 | 271.703 | No | Yes |  |  |  | 080000000110 | No |  |  | Community Sub - MDP |  |  | No |  |  | Yes | Provided by sponsor and is in line with the TWDB requirements.
1465 | 091000073 | San Angelo Lester Lane Culvert Improvement Project | Replace existing 24"x36" CMP arch pipe under Tres Rios Drive with 5'x3' concrete box culvert. | 9 | Upper Colorado | Tom Green | 12090102,12090105 | 1209010205,1209010502 | 120901050203,120901050206 | 09000013,09000016,09000075,09000093,09000384,09000513 | 09000005, 09000006 | 0.010292 | Yes | No | Yes | No | No | 09000131 | 09000131,00000261,00000284,09003257 | Yes | Project Planning | 195276.6562 | Yes |  |  | 0 | 0 | 0 | 0 | 0 | 0 | 0 | 0 | 0 | 0 | No | Yes |  |  |  |  | Yes |  |  | TBD |  |  | Yes |  |  | Yes | Important for flood management activities
1466 | 091000072 | San Angelo Goodfellow Draw Low Water Crossing Improvements | Proposed 10'x5' Box culverts beneath Era Street and Evelyn avenue and channel improvements in Goodfellow Draw to allow passage of the 25-year storm. In existing conditions, there are no culverts present (2 LWCs). | 9 | Upper Colorado | Tom Green | 12090105 | 1209010502 | 120901050206 | 09000016,09000093,09000513 | 09000005, 09000006 | 0.0083701 | Yes | No | Yes | No | No | 09000131 | 09000131,00000261,00000284,09003257 | Yes | Project Planning | 1813953.125 | Yes |  |  | 16 | 16 | 9 | 53 | 53 | 0 | 1 | 0.1649 | 0 | 0 | No | Yes |  |  |  |  | Yes |  |  | TBD |  |  | Yes |  |  | Yes | Important for flood management activities
1467 | 091000074 | San Angelo LWC 3 | Low water crossing, street flooding. College Hills Blvd and Sunset Dr | 9 | Upper Colorado | Tom Green | 12090102 | 1209010205 | 120901050203 | 09000013,09000075,09000384 | 09000005, 09000006 | 0.022029 | No | No | No | No | No | 09000131 | 09000131,00000261,00000284,09003257 | Yes | Project Planning | 6541000 | Yes |  |  | 0 | 0 | 0 | 0 | 0 | 0 | 0 | 0 | 0 | 0 | No | Yes |  |  |  |  | Yes |  |  | TBD |  |  | No |  |  | Yes | Important for flood management activities
1468 | 091000083 | San Angelo Sul Ross Avenue and Lindenwood Drive Culvert Improvements. | Proposed 9'x8' box culvert running underground along Sul Ross Avenue from Loop 306 to Lindenwood Drive, then along Lindenwood Drive to downstream storage. Excessive street flow, street flooding Sul Ross St. at Sunset Dr. | 9 | Upper Colorado | Tom Green | 12090102 | 1209010205 | 120901050203 | 09000013,09000075,09000384 | 09000003, 09000004 | 0.066281 | Yes | No | Yes | No | No | 09000131 | 09000131,00000261,00000284,09003257 | Yes | Project Planning | 1037911.375 | Yes |  |  | 4 | 4 | 16 | 52 | 52 | 0 | 1 | 0.55855 | 0 | 0 | No | Yes |  |  |  |  | Yes |  |  | TBD |  |  | No |  |  | Yes | Important for flood management activities
1469 | 091000082 | San Angelo Street Flooding 3 | Street flow south of Oxford enters Red Arroyo, 3-4' deep in street | 9 | Upper Colorado | Tom Green | 12090102 | 1209010205 | 120901050203 | 09000013,09000075,09000384 | 09000003, 09000004 | 0.12165 | Yes | No | Yes | No | No | 09000131 | 09000131,00000261,00000284,09003257 | Yes | Project Planning | 6645000 | Yes |  |  | 12 | 1 | 81 | 26 | 81 | 0 | 2 | 1.8205 | 0 | 0.66427 | No | Yes |  |  |  |  | Yes |  |  | TBD |  |  | Yes |  |  | Yes | Important for flood management activities
1470 | 091000076 | San Angelo Street Flooding 12 | Excessive street flow, street flooding Amarillo St at 39th, Goliad | 9 | Upper Colorado | Tom Green | 12090104,12090105 | 1209010405,1209010502 | 120901050201,120901040510 | 09000015,09000016,09000088,09000093,09000498,09000508 | 09000003, 09000004 | 0.020915 | Yes | No | Yes | No | No | 09000131 | 09000131,00000261,00000284,09003257 | Yes | Project Planning | 25000 | Yes |  |  | 4 | 4 | 3 | 11 | 11 | 0 | 0 | 0.051898 | 0 | 0 | No | Yes |  |  |  |  | Yes |  |  | TBD |  |  | No |  |  | Yes | Important for flood management activities
1471 | 091000078 | San Angelo Street Flooding 14 | Heavy street flow, street flooding. Robin Hood at Amistad | 9 | Upper Colorado | Tom Green | 12090102 | 1209010205 | 120901020509 | 09000013,09000075,09000384 | 09000003, 09000004 | 0.0080396 | Yes | No | Yes | No | No | 09000131 | 09000131,00000261,00000284,09003257 | Yes | Project Planning | 25000 | Yes |  |  | 0 | 0 | 0 | 0 | 0 | 0 | 0 | 0.2004 | 0 | 0.061551 | No | Yes |  |  |  |  | Yes |  |  | TBD |  |  | No |  |  | Yes | Important for flood management activities
1472 | 091000079 | San Angelo Street Flooding 15 | Low water crossing, street flooding. Foster St. South of loop 306 | 9 | Upper Colorado | Tom Green | 12090102 | 1209010205 | 120901020509 | 09000013,09000075,09000378 | 09000003, 09000004, 09000005, 09000006 | 0.0082289 | No | No | No | No | No | 09000131 | 09000131,00000261,00000284,09003257 | Yes | Project Planning | 3500000 | Yes |  |  | 0 | 0 | 0 | 0 | 0 | 0 | 0 | 0 | 0 | 0 | No | Yes |  |  |  |  | Yes |  |  | TBD |  |  | No |  |  | Yes | Important for flood management activities
1473 | 091000080 | San Angelo Street Flooding 16 | Low water crossing, street flooding. Red Bluff Rd. at Lincoln Park Rd | 9 | Upper Colorado | Tom Green | 12090102 | 1209010205 | 120901020507 | 09000013,09000075,09000382 | 09000003, 09000004, 09000005, 09000006 | 0.0045154 | Yes | No | Yes | No | No | 09000131 | 09000131,00000261,00000284,09003257 | Yes | Project Planning | 25000 | Yes |  |  | 1 | 1 | 0 | 0 | 0 | 0 | 0 | 0 | 0 | 0 | No | Yes |  |  |  |  | Yes |  |  | TBD |  |  | Yes |  |  | Yes | Important for flood management activities
1474 | 091000081 | San Angelo Street Flooding 17 | Unclear on issue. Christoval at Chadburne | 9 | Upper Colorado | Tom Green | 12090102 | 1209010205 | 120901020508 | 09000013,09000075,09000378 | 09000003, 09000004 | 0.006286 | No | No | No | No | No | 09000131 | 09000131,00000261,00000284,09003257 | Yes | Project Planning | 25000 | Yes |  |  | 0 | 0 | 0 | 0 | 0 | 0 | 0 | 0 | 0 | 0 | No | Yes |  |  |  |  | Yes |  |  | TBD |  |  | No |  |  | Yes | Important for flood management activities
1475 | 091000092 | Scurry County USACE Flood Study | Comprehensive study of flood risk and reduction alternatives, with the assistance of the USACE. | 9 | Upper Colorado | Scurry | 12080002 | 1208000206 | 120800020603,120800020604 | 09000009,09000048,09000251,09000252 | 09000001, 09000002 | 8.3246 | Yes | No | Yes | Yes | No | 00000116 | 00000116,00000278,09000288,09003309 | No | Watershed Planning | 2000000 | Yes |  |  | 445 | 266 | 1365 | 504 | 1365 | 1 | 3 | 20.6167 | 0 | 70.4658 | No | Yes |  |  |  |  | Yes |  |  | TBD |  |  | No |  |  | Yes | Important for flood management activities
1476 | 091000013 | City of Odessa FEMA Mapping | Prepare Comprehensive Floodplain and Drainage Study for the City of Odessa. Determine BFE in currently identified A zones on FEMA maps. | 9 | Upper Colorado | Ector,Midland | 12080005 | 1208000503,1208000504 | 120800050304,120800050305,120800050306,120800050402,120800050403,120800050404 | 09000010,09000059,09000060,09000270,09000287,09000298,09000300,09000304,09000305 | 09000001, 09000002 | 51.1469 | Yes | No | Yes | No | No | 00000151 | 00000151,00000152,00000272,09000288,09001698,09002836,09002838 | No | Watershed Planning | 192000 | Yes |  |  | 6774 | 5481 | 25522 | 21087 | 25522 | 10 | 26 | 167.0521 | 0 | 46.263 | No | Yes |  |  |  |  | Yes |  |  | TBD |  |  | No |  |  | Yes | Important for flood management activities
1477 | 091000035 | Ector County Stormwater Contaminant Study | Conduct a study to determine pollutant levels in County areas nearby sewer system for level of contaminants before and after a flood event. | 9 | Upper Colorado | Ector | 12080005,13070007 | 1208000501,1208000502,1208000503,1208000504,1307000710,1307000713,1307000715,1307000711 | 120800050106,120800050107,120800050201,120800050202,120800050203,120800050204,120800050205,120800050206,120800050301,120800050302,120800050303,120800050304,120800050305,120800050306,120800050307,120800050401,120800050402,120800050404 | 09000010,09000056,09000057,09000059,09000060,09000267,09000269,09000270,09000271,09000275,09000280,09000282,09000287,09000288,09000289,09000293,09000294,09000296,09000297,09000298,09000300,09000303,09000304 | 09000001 | 899.6102 | Yes | No | Yes | No | No | 00000102 | 00000102,00000127,00000151,00000152,00000154,00000272,09000288,00000684,09001698,09002836,09003576 | No | Preparedness | 100000 | Yes |  |  | 13045 | 10079 | 31733 | 28422 | 31733 | 13 | 34 | 306.4686 | 0 | 168.5142 | No | Yes |  |  |  |  | Yes |  |  | TBD |  |  | No |  |  | Yes | Important for flood management activities
1478 | 091000002 | Andrews County FEMA Mapping | Create FEMA Mapping in previously unmapped areas | 9 | Upper Colorado | Andrews | 12080005,12080003,12080004,13070007 | 1208000501,1208000502,1208000307,1208000309,1208000308,1208000408,1208000407,1208000409,1208000410,1307000706,1307000711,1307000702 | 1208000501,1208000502,1208000307,1208000309,1208000308,1208000408,1208000407,1208000409,1208000410,1307000706,1307000711,1307000702 | 09000010,09000021,09000056,09000057,09000110,09000111,09000115,09000118,09000119,09000120,09000268,09000269,09000280,09000286,09000288,09000289,09000294,09000306,09000307,09000308,09000578,09000582,09000584,09000585,09000586,09000587,09000595,09000596 | 09000001, 09000002 | 1495.2057 | Yes | No | Yes | No | No | 00000102 | 00000102,09000118,00000151,00000152,00000154,09000174,00000272,09001828,09002972 | No | Watershed Planning | 1288000 | Yes |  |  | 959 | 763 | 1040 | 1455 | 1455 | 0 | 3 | 173.238 | 0 | 8416.5166 | No | Yes |  |  |  |  | Yes |  |  | TBD |  |  | No |  |  | Yes | Important for flood management activities
1479 | 091000004 | Borden FEMA Mapping | Create FEMA Mapping in previously unmapped areas | 9 | Upper Colorado | Borden | 12050004,12080002,12080006 | 1205000404,1205000405,1205000403,1208000204,1208000202,1208000206,1208000201,1208000203,1208000205,1208000207,1208000608 | 1205000404,1205000405,1205000403,1208000204,1208000202,1208000206,1208000201,1208000203,1208000205,1208000207,1208000608 | 09000009,09000024,09000046,09000047,09000048,09000049,09000050,09000051,09000052,09000138,09000203,09000206,09000210,09000212,09000216,09000219,09000221,09000222,09000223,09000224,09000225,09000226,09000227,09000230,09000231,09000232,09000236,09000237 | 09000001, 09000002 | 902.9867 | Yes | No | Yes | Yes | No | 00000115 | 00000115,00000116,00000117,00000172,09000173,09000174,00000183,00000184,00000272,00000275,00000278,00000295,00000445 | No | Watershed Planning | 887000 | Yes |  |  | 69 | 9 | 9 | 20 | 20 | 0 | 2 | 26.0832 | 0 | 10740.1797 | No | Yes |  |  |  |  | Yes |  |  | TBD |  |  | No |  |  | Yes | Important for flood management activities
1480 | 091000089 | Scurry County FEMA Mapping | Update existing FEMA Mapping | 9 | Upper Colorado | Scurry | 12050004,12060102,12080002 | 1205000405,1205000407,1206010201,1206010202,1208000204,1208000206,1208000205,1208000207,1208000210 | 120800020407,120800020507,120800020509,120800020510,120800020601,120800020602,120800020603,120800020604,120800020605,120800020606,120800020607,120800020701,120800020702,120800020703,120800020704,120800020705,120800020706,120800021002 | 09000009,09000046,09000048,09000051,09000052,09000055,09000201,09000203,09000211,09000215,09000216,09000241,09000242,09000250,09000251,09000252,09000253,09000254,09000255,09000256,09000257,09000258,09000259,09000260,09000262 | 09000001, 09000002 | 906.4515 | Yes | No | Yes | Yes | No | 00000115 | 00000115,00000116,00000170,00000172,00000183,00000272,00000275,00000278,09000288,00000295,00000445,09003309 | No | Watershed Planning | 903000 | Yes |  |  | 606 | 324 | 1486 | 628 | 1486 | 1 | 10 | 75.9228 | 0 | 11744.6963 | No | Yes |  |  |  |  | Yes |  |  | TBD |  |  | No |  |  | Yes | Important for flood management activities
1481 | 091000063 | Nolan County FEMA Mapping | Update existing FEMA Mapping | 9 | Upper Colorado | Nolan | 12060102,12080002,12080008,12090101 | 1206010201,1206010202,1206010203,1206010207,1208000209,1208000801,1208000802,1208000803,1209010102 | 120800020901,120800020902,120800020903,120800080305,120800080306,120800080307,120800080102,120800080103,120800080104,120800080109,120800080201,120800080202,120800080204,120800080301,120800080302,120800080303,120800080304,120901010201,120901010202 | 09000009,09000011,09000012,09000054,09000062,09000063,09000064,09000067,09000244,09000247,09000248,09000314,09000315,09000316,09000324,09000327,09000328,09000329,09000332,09000333,09000334,09000335,09000338,09000339,09000340,09000345,09000353 | 09000001, 09000002 | 910.7029 | Yes | No | Yes | Yes | No | 00000116 | 00000116,00000145,09000147,00000168,00000170,00000172,00000261,00000278,00000284,00000295,09000499,09000852,09002581 | No | Watershed Planning | 924000 | Yes |  |  | 90 | 16 | 12 | 22 | 22 | 0 | 5 | 20.9512 | 0 | 4147.8193 | No | Yes |  |  |  |  | Yes |  |  | TBD |  |  | No |  |  | Yes | Important for flood management activities
1482 | 091000059 | Mitchell County FEMA Mapping | Update Existing FEMA Mapping | 9 | Upper Colorado | Mitchell | 12060102,12080002,12080008,12080007 | 1206010201,1206010202,1208000206,1208000207,1208000208,1208000209,1208000210,1208000801,1208000802,1208000702,1208000701 | 1206010201,1206010202,1208000206,1208000207,1208000208,1208000209,1208000210,1208000801,1208000802,1208000702,1208000701 | 09000009,09000011,09000023,09000048,09000052,09000053,09000054,09000055,09000062,09000063,09000129,09000130,09000201,09000202,09000207,09000208,09000213,09000214,09000245,09000246,09000247,09000248,09000249,09000250,09000254,09000256,09000257,09000258 | 09000001, 09000002 | 913.2471 | Yes | No | Yes | Yes | No | 00000115 | 00000115,00000116,09000147,09000149,00000170,00000172,09000173,00000261,00000272,00000278,00000284,00000295,00000445,09003443,09003448,09003449 | No | Watershed Planning | 929000 | Yes |  |  | 344 | 206 | 628 | 582 | 628 | 2 | 11 | 107.6465 | 0 | 16809.2793 | No | Yes |  |  |  |  | Yes |  |  | TBD |  |  | No |  |  | Yes | Important for flood management activities
1483 | 091000054 | Martin County FEMA Mapping | Create FEMA Mapping in previously unmapped areas | 9 | Upper Colorado | Martin | 12080002,12080005,12080004,12080006 | 1208000204,1208000501,1208000502,1208000506,1208000408,1208000407,1208000409,1208000410,1208000411,1208000605,1208000606,1208000607,1208000608 | 1208000204,1208000501,1208000502,1208000506,1208000408,1208000407,1208000409,1208000410,1208000411,1208000605,1208000606,1208000607,1208000608 | 09000009,09000010,09000021,09000024,09000046,09000056,09000057,09000058,09000115,09000118,09000119,09000120,09000121,09000132,09000136,09000137,09000138,09000222,09000280,09000281,09000292,09000295,09000608,09000611,09000621,09000624,09000625,09000626 | 09000001, 09000002 | 912.0847 | Yes | No | Yes | No | No | 00000102 | 00000102,00000115,00000117,09000118,09000150,00000151,09000173,09000174,00000272,09000405,09002738,09002838,09003575 | No | Watershed Planning | 788000 | Yes |  |  | 902 | 451 | 1987 | 1262 | 1987 | 3 | 5 | 229.1122 | 0 | 60436.1523 | No | Yes |  |  |  |  | Yes |  |  | TBD |  |  | No |  |  | Yes | Important for flood management activities
1484 | 091000052 | Lynn County FEMA Mapping | Create FEMA Mapping in previously unmapped areas | 9 | Upper Colorado | Lynn | 12050004,12080002,12080001 | 1205000404,1205000401,1205000403,1208000201,1208000203,1208000205,1208000103,1208000105 | 120800010310,120800010503,120800020101,120800020102,120800020103,120800020104,120800020105,120800020106,120800020108 | 09000009,09000019,09000049,09000050,09000051,09000101,09000102,09000204,09000205,09000210,09000217,09000218,09000220,09000227,09000228,09000234,09000544,09000557,09000563,09000564 | 09000001, 09000002 | 890.1709 | Yes | No | Yes | No | No | 00000115 | 00000115,00000117,00000183,00000184,00000186,00000205,00000272,00000275,00000295,00000308,00000445,09003482 | No | Watershed Planning | 780000 | Yes |  |  | 340 | 204 | 225 | 347 | 347 | 1 | 0 | 151.9968 | 0 | 25468.8066 | No | Yes |  |  |  |  | Yes |  |  | TBD |  |  | No |  |  | Yes | Important for flood management activities
1485 | 091000043 | Hockley County FEMA Mapping | Update existing FEMA Mapping | 9 | Upper Colorado | Hockley | 12050004,12050001,12080001 | 1205000401,1205000109,1208000104,1208000103 | 120800010304,120800010305,120800010307,120800010406 | 09000019,09000099,09000101,09000541,09000551,09000554,09000559 | 09000001, 09000002 | 906.674 | Yes | No | Yes | No | No | 00000184 | 00000184,00000186,00000187,00000205,09000206,00000275,00000295,00000308,09003169 | No | Watershed Planning | 987000 | Yes |  |  | 44 | 18 | 1553 | 269 | 1553 | 3 | 2 | 42.3215 | 0 | 1395.6761 | No | Yes |  |  |  |  | Yes |  |  | TBD |  |  | No |  |  | Yes | Important for flood management activities
1486 | 091000017 | Cochran County FEMA Mapping | Create FEMA Mapping in previously unmapped areas | 9 | Upper Colorado | Cochran | 12050004,12050001,12080001 | 1205000401,1205000109,1208000102,1208000104,1208000101,1208000103 | 120800010106,120800010107,120800010108,120800010109,120800010110,120800010207,120800010208,120800010209,120800010210,120800010211,120800010301,120800010302,120800010303,120800010304,120800010401,120800010402,120800010406,120800010407 | 09000019,09000099,09000101,09000536,09000537,09000538,09000539,09000540,09000542,09000545,09000547,09000548,09000551,09000555,09000556,09000559,09000560,09000565 | 09000001, 09000002 | 773.5641 | Yes | No | Yes | No | No | 00000186 | 00000186,00000187,00000205,09000206,00000275,00000295 | No | Watershed Planning | 671000 | Yes |  |  | 23 | 12 | 16 | 51 | 51 | 0 | 0 | 144.0293 | 0 | 15910.8379 | No | Yes |  |  |  |  | Yes |  |  | TBD |  |  | No |  |  | Yes | Important for flood management activities
1487 | 091000103 | Terry County FEMA Mapping | Update existing FEMA Mapping & create FEMA mapping in previously unmapped areas | 9 | Upper Colorado | Terry | 12050004,12080002,12080001,12080004,12080006 | 1205000401,1208000201,1208000203,1208000104,1208000103,1208000105,1208000404,1208000406,1208000407,1208000605,1208000603,1208000604 | 1205000401,1208000201,1208000203,1208000104,1208000103,1208000105,1208000404,1208000406,1208000407,1208000605,1208000603,1208000604 | 09000009,09000019,09000021,09000024,09000049,09000050,09000099,09000101,09000102,09000116,09000117,09000118,09000132,09000134,09000135,09000204,09000205,09000218,09000233,09000234,09000541,09000543,09000544,09000552,09000553,09000554,09000557,09000558 | 09000001, 09000002 | 887.7502 | Yes | No | Yes | No | No | 00000117 | 00000117,09000118,00000184,00000186,00000187,00000205,09000206,00000272,00000275,00000295,00000308,09001828,09003111,09003112,09003317 | No | Watershed Planning | 1011000 | Yes |  |  | 499 | 183 | 1118 | 872 | 1118 | 0 | 6 | 633.6799 | 0 | 89576.4922 | No | Yes |  |  |  |  | Yes |  |  | TBD |  |  | No |  |  | Yes | Important for flood management activities
1488 | 091000029 | Dawson County DMP | Create Drainage Master Plan, including evaluation of potential mitigation projects. | 9 | Upper Colorado | Dawson | 12050004,12080002,12080004,12080006 | 1205000403,1208000204,1208000202,1208000201,1208000203,1208000205,1208000406,1208000407,1208000605,1208000606,1208000607,1208000608 | 1205000403,1208000204,1208000202,1208000201,1208000203,1208000205,1208000406,1208000407,1208000605,1208000606,1208000607,1208000608 | 09000009,09000021,09000024,09000046,09000047,09000049,09000050,09000051,09000117,09000118,09000132,09000136,09000137,09000138,09000209,09000212,09000218,09000219,09000220,09000221,09000222,09000227,09000228,09000229,09000230,09000231,09000233,09000234 | 09000001, 09000002 | 898.8106 | Yes | No | Yes | No | No | 00000115 | 00000115,00000117,09000118,09000173,09000174,00000184,00000205,00000272,00000275,00000295,00000308,09001828,09002888,09003125,09003482,09003575 | No | Watershed Planning | 500000 | Yes |  |  | 474 | 9 | 509 | 763 | 763 | 0 | 9 | 537.8655 | 0 | 81984.1016 | No | Yes |  |  |  |  | Yes |  |  | TBD |  |  | No |  |  | Yes | Important for flood management activities
1489 | 091000057 | Midland County FEMA Mapping | Update existing FEMA Mapping | 9 | Upper Colorado | Midland | 12080005,12090103,12080004,13070007 | 1208000501,1208000502,1208000506,1208000503,1208000504,1208000505,1209010302,1209010301,1208000410,1307000715 | 1208000501,1208000502,1208000506,1208000503,1208000504,1208000505,1209010302,1209010301,1208000410,1307000715 | 09000010,09000014,09000021,09000056,09000057,09000058,09000059,09000060,09000061,09000083,09000084,09000120,09000269,09000271,09000272,09000273,09000274,09000276,09000277,09000279,09000280,09000281,09000283,09000284,09000285,09000287,09000290,09000291 | 09000001, 09000002 | 898.3268 | Yes | No | Yes | No | No | 00000102 | 00000102,00000126,00000127,09000150,00000151,00000152,09000174,00000272,09000288,00000684,09000692,09001049,09002050,09002836,09002838 | No | Watershed Planning | 926000 | Yes |  |  | 8432 | 5663 | 23148 | 18212 | 23148 | 22 | 28 | 289.5174 | 0 | 8596.4219 | No | Yes |  |  |  |  | Yes |  |  | TBD |  |  | No |  |  | Yes | Important for flood management activities
1490 | 091000062 | Nolan County DMP | Create Drainage Master Plan, including evaluation of potential mitigation projects. | 9 | Upper Colorado | Nolan | 12060102,12080002,12080008,12090101 | 1206010201,1206010202,1206010203,1206010207,1208000209,1208000801,1208000802,1208000803,1209010102 | 120800020901,120800020902,120800020903,120800080305,120800080306,120800080307,120800080102,120800080103,120800080104,120800080109,120800080201,120800080202,120800080204,120800080301,120800080302,120800080303,120800080304,120901010201,120901010202 | 09000009,09000011,09000012,09000054,09000062,09000063,09000064,09000067,09000244,09000247,09000248,09000314,09000315,09000316,09000324,09000327,09000328,09000329,09000332,09000333,09000334,09000335,09000338,09000339,09000340,09000345,09000353 | 09000001, 09000002 | 910.7029 | Yes | No | Yes | Yes | No | 00000116 | 00000116,00000145,09000147,00000168,00000170,00000172,00000261,00000278,00000284,00000295,09000499,09000852,09002581 | No | Watershed Planning | 500000 | Yes |  |  | 90 | 16 | 12 | 22 | 22 | 0 | 5 | 20.9512 | 0 | 4147.8193 | No | Yes |  |  |  |  | Yes |  |  | TBD |  |  | No |  |  | Yes | Important for flood management activities
1491 | 091000053 | Martin County DMP | Create Drainage Master Plan, including evaluation of potential mitigation projects. | 9 | Upper Colorado | Martin | 12080002,12080005,12080004,12080006 | 1208000204,1208000501,1208000502,1208000506,1208000408,1208000407,1208000409,1208000410,1208000411,1208000605,1208000606,1208000607,1208000608 | 1208000204,1208000501,1208000502,1208000506,1208000408,1208000407,1208000409,1208000410,1208000411,1208000605,1208000606,1208000607,1208000608 | 09000009,09000010,09000021,09000024,09000046,09000056,09000057,09000058,09000115,09000118,09000119,09000120,09000121,09000132,09000136,09000137,09000138,09000222,09000280,09000281,09000292,09000295,09000608,09000611,09000621,09000624,09000625,09000626 | 09000001, 09000002 | 912.0847 | Yes | No | Yes | No | No | 00000102 | 00000102,00000115,00000117,09000118,09000150,00000151,09000173,09000174,00000272,09000405,09002738,09002838,09003575 | No | Watershed Planning | 500000 | Yes |  |  | 902 | 451 | 1987 | 1262 | 1987 | 3 | 5 | 229.1122 | 0 | 60436.1523 | No | Yes |  |  |  |  | Yes |  |  | TBD |  |  | No |  |  | Yes | Important for flood management activities
1492 | 091000051 | Lynn County DMP | Create Drainage Master Plan, including evaluation of potential mitigation projects. | 9 | Upper Colorado | Lynn | 12050004,12080002,12080001 | 1205000404,1205000401,1205000403,1208000201,1208000203,1208000205,1208000103,1208000105 | 120800010310,120800010502,120800010503,120800020101,120800020102,120800020103,120800020104,120800020106,120800020108 | 09000009,09000019,09000049,09000050,09000051,09000101,09000102,09000204,09000205,09000210,09000217,09000218,09000220,09000227,09000228,09000234,09000544,09000557,09000563,09000564 | 09000001, 09000002 | 890.1709 | Yes | No | Yes | No | No | 00000115 | 00000115,00000117,00000183,00000184,00000186,00000205,00000272,00000275,00000295,00000308,00000445,09003482 | No | Watershed Planning | 500000 | Yes |  |  | 340 | 204 | 225 | 347 | 347 | 1 | 0 | 151.9968 | 0 | 25468.8066 | No | Yes |  |  |  |  | Yes |  |  | TBD |  |  | No |  |  | Yes | Important for flood management activities
1493 | 091000003 | Andrews County GIS Development | Develop GIS an inventory of stormwater infrastructure | 9 | Upper Colorado | Andrews | 12080005,12080003,12080004,13070007 | 1208000501,1208000502,1208000307,1208000309,1208000308,1208000408,1208000407,1208000409,1208000410,1307000706,1307000711,1307000702 | 1208000501,1208000502,1208000307,1208000309,1208000308,1208000408,1208000407,1208000409,1208000410,1307000706,1307000711,1307000702 | 09000010,09000021,09000056,09000057,09000110,09000111,09000115,09000118,09000119,09000120,09000268,09000269,09000280,09000286,09000288,09000289,09000294,09000306,09000307,09000308,09000578,09000582,09000584,09000585,09000586,09000587,09000595,09000596 | 09000001, 09000002 | 1495.2057 | Yes | No | Yes | No | No | 00000102 | 00000102,09000118,00000151,00000152,00000154,09000174,00000272,09001828,09002972 | No | Other | 100000 | Yes |  |  | 959 | 763 | 1040 | 1455 | 1455 | 0 | 3 | 173.238 | 0 | 8416.5166 | No | Yes |  |  |  |  | Yes |  |  | TBD |  |  | No |  |  | Yes | Important for flood management activities
1494 | 091000090 | Scurry County GIS Development | Develop a GIS inventory of stormwater infrastructure | 9 | Upper Colorado | Scurry | 12050004,12060102,12080002 | 1205000405,1205000407,1206010201,1206010202,1208000204,1208000206,1208000205,1208000207,1208000210 | 120800020407,120800020507,120800020509,120800020510,120800020601,120800020602,120800020603,120800020604,120800020605,120800020606,120800020607,120800020702,120800020703,120800020704,120800020705,120800020706,120800021002 | 09000009,09000046,09000048,09000051,09000052,09000055,09000201,09000203,09000211,09000215,09000216,09000241,09000242,09000250,09000251,09000252,09000253,09000254,09000255,09000256,09000257,09000258,09000259,09000260,09000262 | 09000001, 09000002 | 906.4515 | Yes | No | Yes | Yes | No | 00000115 | 00000115,00000116,00000170,00000172,00000183,00000272,00000275,00000278,09000288,00000295,00000445,09003309 | No | Other | 100000 | Yes |  |  | 606 | 324 | 1486 | 628 | 1486 | 1 | 10 | 75.9228 | 0 | 11744.6963 | No | Yes |  |  |  |  | Yes |  |  | TBD |  |  | No |  |  | Yes | Important for flood management activities
1495 | 091000028 | Dawson County GIS Development | Develop a GIS inventory of stormwater infrastructure | 9 | Upper Colorado | Dawson | 12050004,12080002,12080004,12080006 | 1205000403,1208000204,1208000202,1208000201,1208000203,1208000205,1208000406,1208000407,1208000605,1208000606,1208000607,1208000608 | 1205000403,1208000204,1208000202,1208000201,1208000203,1208000205,1208000406,1208000407,1208000605,1208000606,1208000607,1208000608 | 09000009,09000021,09000024,09000046,09000047,09000049,09000050,09000051,09000117,09000118,09000132,09000136,09000137,09000138,09000209,09000212,09000218,09000219,09000220,09000221,09000222,09000227,09000228,09000229,09000230,09000231,09000233,09000234 | 09000001, 09000002 | 898.8106 | Yes | No | Yes | No | No | 00000115 | 00000115,00000117,09000118,09000173,09000174,00000184,00000205,00000272,00000275,00000295,00000308,09001828,09002888,09003125,09003482,09003575 | No | Other | 100000 | Yes |  |  | 474 | 9 | 509 | 763 | 763 | 0 | 9 | 537.8655 | 0 | 81984.1016 | No | Yes |  |  |  |  | Yes |  |  | TBD |  |  | No |  |  | Yes | Important for flood management activities
1496 | 091000037 | Gaines County GIS Development | Develop a GIS inventory of stormwater infrastructure | 9 | Upper Colorado | Gaines | 12080002,12080003,12080004,12080006 | 1208000203,1208000307,1208000303,1208000306,1208000304,1208000305,1208000301,1208000302,1208000309,1208000308,1208000405,1208000404,1208000406,1208000407,1208000605,1208000606 | 1208000203,1208000307,1208000303,1208000306,1208000304,1208000305,1208000301,1208000302,1208000309,1208000308,1208000405,1208000404,1208000406,1208000407,1208000605,1208000606 | 09000009,09000021,09000024,09000050,09000106,09000107,09000110,09000111,09000114,09000116,09000117,09000118,09000132,09000136,09000233,09000568,09000570,09000571,09000575,09000576,09000578,09000579,09000582,09000583,09000584,09000585,09000586,09000587 | 09000001, 09000002 | 1497.5892 | Yes | No | Yes | No | No | 00000102 | 00000102,00000117,09000118,09000174,00000205,09000206,00000272,00000275,09001828,09002681,09002684,09003231 | No | Other | 100000 | Yes |  |  | 1890 | 814 | 2018 | 2654 | 2654 | 1 | 5 | 434.3047 | 0 | 147852.4219 | No | Yes |  |  |  |  | Yes |  |  | TBD |  |  | No |  |  | Yes | Important for flood management activities
1497 | 091000058 | Midland County GIS Development | Develop a GIS inventory of stormwater infrastructure | 9 | Upper Colorado | Midland | 12080005,12090103,12080004,13070007 | 1208000501,1208000502,1208000506,1208000503,1208000504,1208000505,1209010302,1209010301,1208000410,1307000715 | 1208000501,1208000502,1208000506,1208000503,1208000504,1208000505,1209010302,1209010301,1208000410,1307000715 | 09000010,09000014,09000021,09000056,09000057,09000058,09000059,09000060,09000061,09000083,09000084,09000120,09000269,09000271,09000272,09000273,09000274,09000276,09000277,09000279,09000280,09000281,09000283,09000284,09000285,09000287,09000290,09000291 | 09000001, 09000002 | 898.3268 | Yes | No | Yes | No | No | 00000102 | 00000102,00000126,00000127,09000150,00000151,00000152,09000174,00000272,09000288,00000684,09000692,09001049,09002050,09002836,09002838 | No | Other | 100000 | Yes |  |  | 8432 | 5663 | 23148 | 18212 | 23148 | 22 | 28 | 289.5174 | 0 | 8596.4219 | No | Yes |  |  |  |  | Yes |  |  | TBD |  |  | No |  |  | Yes | Important for flood management activities
1498 | 091000032 | Ector County GIS Development | Develop a GIS inventory of stormwater infrastructure | 9 | Upper Colorado | Ector | 12080005,13070007 | 1208000501,1208000502,1208000503,1208000504,1307000710,1307000713,1307000715,1307000711 | 120800050106,120800050107,120800050201,120800050202,120800050203,120800050204,120800050205,120800050206,120800050301,120800050302,120800050303,120800050304,120800050305,120800050306,120800050307,120800050401,120800050402,120800050404 | 09000010,09000056,09000057,09000059,09000060,09000267,09000269,09000270,09000271,09000275,09000280,09000282,09000287,09000288,09000289,09000293,09000294,09000296,09000297,09000298,09000300,09000303,09000304 | 09000001, 09000002 | 899.6102 | Yes | No | Yes | No | No | 00000102 | 00000102,00000127,00000151,00000152,00000154,00000272,09000288,00000684,09001698,09002836,09003576 | No | Other | 100000 | Yes |  |  | 13045 | 10079 | 31733 | 28422 | 31733 | 13 | 34 | 306.4686 | 0 | 168.5142 | No | Yes |  |  |  |  | Yes |  |  | TBD |  |  | No |  |  | Yes | Important for flood management activities
1499 | 091000096 | Taylor County GIS Development | Develop a GIS inventory of stormwater infrastructure | 9 | Upper Colorado | Taylor | 12090108,12060102,12090101 | 1209010801,1206010207,1209010102,1209010103,1209010104 | 120901010201,120901010202,120901010203,120901010301,120901010304,120901010305,120901010306,120901010401 | 09000012,09000067,09000068,09000069,09000345,09000353,09000359,09000361,09000366,09000368,09000369,09000371 | 09000001, 09000002 | 915.62 | Yes | No | Yes | No | No | 00000144 | 00000144,00000145,00000168,00000170,00000278,00000284,00000295,00000307 | No | Other | 100000 | Yes |  |  | 70 | 51 | 4 | 46 | 46 | 0 | 10 | 17.8417 | 0 | 3752.0444 | No | Yes |  |  |  |  | Yes |  |  | TBD |  |  | No |  |  | Yes | Important for flood management activities
1500 | 091000064 | Nolan County GIS Development | Develop a GIS inventory of stormwater infrastructure | 9 | Upper Colorado | Nolan | 12060102,12080002,12080008,12090101 | 1206010201,1206010202,1206010203,1206010207,1208000209,1208000801,1208000802,1208000803,1209010102 | 120800020901,120800020902,120800020903,120800080305,120800080306,120800080307,120800080102,120800080103,120800080104,120800080109,120800080201,120800080202,120800080204,120800080301,120800080302,120800080303,120800080304,120901010201,120901010202 | 09000009,09000011,09000012,09000054,09000062,09000063,09000064,09000067,09000244,09000247,09000248,09000314,09000315,09000316,09000324,09000327,09000328,09000329,09000332,09000333,09000334,09000335,09000338,09000339,09000340,09000345,09000353 | 09000001, 09000002 | 910.7029 | Yes | No | Yes | Yes | No | 00000116 | 00000116,00000145,09000147,00000168,00000170,00000172,00000261,00000278,00000284,00000295,09000499,09000852,09002581 | No | Other | 100000 | Yes |  |  | 90 | 16 | 12 | 22 | 22 | 0 | 5 | 20.9512 | 0 | 4147.8193 | No | Yes |  |  |  |  | Yes |  |  | TBD |  |  | No |  |  | Yes | Important for flood management activities
1501 | 091000060 | Mitchell County GIS Development | Develop a GIS inventory of stormwater infrastructure | 9 | Upper Colorado | Mitchell | 12060102,12080002,12080008,12080007 | 1206010201,1206010202,1208000206,1208000207,1208000208,1208000209,1208000210,1208000801,1208000802,1208000702,1208000701 | 1206010201,1206010202,1208000206,1208000207,1208000208,1208000209,1208000210,1208000801,1208000802,1208000702,1208000701 | 09000009,09000011,09000023,09000048,09000052,09000053,09000054,09000055,09000062,09000063,09000129,09000130,09000201,09000202,09000207,09000208,09000213,09000214,09000245,09000246,09000247,09000248,09000249,09000250,09000254,09000256,09000257,09000258 | 09000001, 09000002 | 913.2471 | Yes | No | Yes | Yes | No | 00000115 | 00000115,00000116,09000147,09000149,00000170,00000172,09000173,00000261,00000272,00000278,00000284,00000295,00000445,09003443,09003448,09003449 | No | Other | 100000 | Yes |  |  | 344 | 206 | 628 | 582 | 628 | 2 | 11 | 107.6465 | 0 | 16809.2793 | No | Yes |  |  |  |  | Yes |  |  | TBD |  |  | No |  |  | Yes | Important for flood management activities
1502 | 091000046 | Howard County GIS Development | Develop a GIS inventory of stormwater infrastructure | 9 | Upper Colorado | Howard | 12080002,12090104,12080004,12080007,12080006 | 1208000204,1208000207,1208000208,1209010401,1208000411,1208000702,1208000701,1208000607,1208000608 | 1208000204,1208000207,1208000208,1209010401,1208000411,1208000702,1208000701,1208000607,1208000608 | 09000009,09000015,09000021,09000023,09000024,09000046,09000052,09000053,09000087,09000121,09000129,09000130,09000137,09000138,09000222,09000224,09000226,09000254,09000258,09000261,09000263,09000264,09000265,09000266,09000465,09000484,09000604,09000622 | 09000001, 09000002 | 900.6998 | Yes | No | Yes | Yes | No | 00000115 | 00000115,00000117,09000149,09000150,00000172,09000173,09000174,00000261,00000272,00000278,00000284,09000288,09001680,09003385,09003386,09003421 | No | Other | 100000 | Yes |  |  | 1372 | 662 | 4038 | 1761 | 4038 | 2 | 20 | 196.1177 | 0 | 37027.9258 | No | Yes |  |  |  |  | Yes |  |  | TBD |  |  | No |  |  | Yes | Important for flood management activities
1503 | 091000055 | Martin County GIS Development | Develop a GIS inventory of stormwater infrastructure | 9 | Upper Colorado | Martin | 12080002,12080005,12080004,12080006 | 1208000204,1208000501,1208000502,1208000506,1208000408,1208000407,1208000409,1208000410,1208000411,1208000605,1208000606,1208000607,1208000608 | 1208000204,1208000501,1208000502,1208000506,1208000408,1208000407,1208000409,1208000410,1208000411,1208000605,1208000606,1208000607,1208000608 | 09000009,09000010,09000021,09000024,09000046,09000056,09000057,09000058,09000115,09000118,09000119,09000120,09000121,09000132,09000136,09000137,09000138,09000222,09000280,09000281,09000292,09000295,09000608,09000611,09000621,09000624,09000625,09000626 | 09000001, 09000002 | 912.0847 | Yes | No | Yes | No | No | 00000102 | 00000102,00000115,00000117,09000118,09000150,00000151,09000173,09000174,00000272,09000405,09002738,09002838,09003575 | No | Other | 100000 | Yes |  |  | 902 | 451 | 1987 | 1262 | 1987 | 3 | 5 | 229.1122 | 0 | 60436.1523 | No | Yes |  |  |  |  | Yes |  |  | TBD |  |  | No |  |  | Yes | Important for flood management activities
1504 | 091000044 | Hockley County GIS Development | Develop a GIS inventory of stormwater infrastructure | 9 | Upper Colorado | Hockley | 12050004,12050001,12080001 | 1205000401,1205000109,1208000104,1208000103 | 120800010304,120800010305,120800010307,120800010406 | 09000019,09000099,09000101,09000541,09000551,09000554,09000559 | 09000001, 09000002 | 906.674 | Yes | No | Yes | No | No | 00000184 | 00000184,00000186,00000187,00000205,09000206,00000275,00000295,00000308,09003169 | No | Other | 100000 | Yes |  |  | 44 | 18 | 1553 | 269 | 1553 | 3 | 2 | 42.3215 | 0 | 1395.6761 | No | Yes |  |  |  |  | Yes |  |  | TBD |  |  | No |  |  | Yes | Important for flood management activities
1505 | 091000104 | Terry County GIS Development | Develop a GIS inventory of stormwater infrastructure | 9 | Upper Colorado | Terry | 12050004,12080002,12080001,12080004,12080006 | 1205000401,1208000201,1208000203,1208000104,1208000103,1208000105,1208000404,1208000406,1208000407,1208000605,1208000603,1208000604 | 1205000401,1208000201,1208000203,1208000104,1208000103,1208000105,1208000404,1208000406,1208000407,1208000605,1208000603,1208000604 | 09000009,09000019,09000021,09000024,09000049,09000050,09000099,09000101,09000102,09000116,09000117,09000118,09000132,09000134,09000135,09000204,09000205,09000218,09000233,09000234,09000541,09000543,09000544,09000552,09000553,09000554,09000557,09000558 | 09000001, 09000002 | 887.7502 | Yes | No | Yes | No | No | 00000117 | 00000117,09000118,00000184,00000186,00000187,00000205,09000206,00000272,00000275,00000295,00000308,09001828,09003111,09003112,09003317 | No | Other | 100000 | Yes |  |  | 499 | 183 | 1118 | 872 | 1118 | 0 | 6 | 633.6799 | 0 | 89576.4922 | No | Yes |  |  |  |  | Yes |  |  | TBD |  |  | No |  |  | Yes | Important for flood management activities
1506 | 091000001 | Andrews County DMP | Create Drainage Master Plan, including evaluation of potential mitigation projects. | 9 | Upper Colorado | Andrews | 12080005,12080003,12080004,13070007 | 1208000501,1208000502,1208000307,1208000309,1208000308,1208000408,1208000407,1208000409,1208000410,1307000706,1307000711,1307000702 | 1208000501,1208000502,1208000307,1208000309,1208000308,1208000408,1208000407,1208000409,1208000410,1307000706,1307000711,1307000702 | 09000010,09000021,09000056,09000057,09000110,09000111,09000115,09000118,09000119,09000120,09000268,09000269,09000280,09000286,09000288,09000289,09000294,09000306,09000307,09000308,09000578,09000582,09000584,09000585,09000586,09000587,09000595,09000596 | 09000001, 09000002 | 1495.2057 | Yes | No | Yes | No | No | 00000102 | 00000102,09000118,00000151,00000152,00000154,09000174,00000272,09001828,09002972 | No | Watershed Planning | 500000 | Yes |  |  | 959 | 763 | 1040 | 1455 | 1455 | 0 | 3 | 173.238 | 0 | 8416.5166 | No | Yes |  |  |  |  | Yes |  |  | TBD |  |  | No |  |  | Yes | Important for flood management activities
1507 | 091000015 | City of Snyder DMP | Create Drainage Master Plan, including evaluation of potential mitigation projects. | 9 | Upper Colorado | Scurry | 12050004,12060102,12080002 | 1205000405,1205000407,1206010201,1206010202,1208000204,1208000206,1208000205,1208000207,1208000210 | 120800020407,120800020507,120800020509,120800020510,120800020601,120800020602,120800020603,120800020604,120800020605,120800020606,120800020607,120800020702,120800020703,120800020704,120800020705,120800020706,120800021002 | 09000009,09000046,09000048,09000051,09000052,09000055,09000201,09000203,09000211,09000215,09000216,09000241,09000242,09000250,09000251,09000252,09000253,09000254,09000255,09000256,09000257,09000258,09000259,09000260,09000262 | 09000001, 09000002 | 8.3246 | Yes | No | Yes | Yes | No | 00000115 | 00000115,00000116,00000170,00000172,00000183,00000272,00000275,00000278,09000288,00000295,00000445,09003309 | No | Watershed Planning | 250000 | Yes |  |  | 445 | 266 | 1365 | 504 | 1365 | 1 | 3 | 20.6167 | 0 | 70.4658 | No | Yes |  |  |  |  | Yes |  |  | TBD |  |  | No |  |  | Yes | Important for flood management activities
1508 | 091000009 | City of Lamesa DMP | Create Drainage Master Plan, including evaluation of potential mitigation projects. | 9 | Upper Colorado | Dawson | 12050004,12080002,12080004,12080006 | 1205000403,1208000204,1208000202,1208000201,1208000203,1208000205,1208000406,1208000407,1208000605,1208000606,1208000607,1208000608 | 1205000403,1208000204,1208000202,1208000201,1208000203,1208000205,1208000406,1208000407,1208000605,1208000606,1208000607,1208000608 | 09000009,09000021,09000024,09000046,09000047,09000049,09000050,09000051,09000117,09000118,09000132,09000136,09000137,09000138,09000209,09000212,09000218,09000219,09000220,09000221,09000222,09000227,09000228,09000229,09000230,09000231,09000233,09000234 | 09000001, 09000002 | 4.7237 | Yes | No | Yes | No | No | 00000115 | 00000115,00000117,09000118,09000173,09000174,00000184,00000205,00000272,00000275,00000295,00000308,09001828,09002888,09003125,09003482,09003575 | No | Watershed Planning | 250000 | Yes |  |  | 185 | 0 | 346 | 551 | 551 | 0 | 6 | 11.8963 | 0 | 82.9541 | No | Yes |  |  |  |  | Yes |  |  | TBD |  |  | No |  |  | Yes | Important for flood management activities
1509 | 091000036 | Gaines County DMP | Create Drainage Master Plan, including evaluation of potential mitigation projects. | 9 | Upper Colorado | Gaines | 12080002,12080003,12080004,12080006 | 1208000203,1208000307,1208000303,1208000306,1208000304,1208000305,1208000301,1208000302,1208000309,1208000308,1208000405,1208000404,1208000406,1208000407,1208000605,1208000606 | 1208000203,1208000307,1208000303,1208000306,1208000304,1208000305,1208000301,1208000302,1208000309,1208000308,1208000405,1208000404,1208000406,1208000407,1208000605,1208000606 | 09000009,09000021,09000024,09000050,09000106,09000107,09000110,09000111,09000114,09000116,09000117,09000118,09000132,09000136,09000233,09000568,09000570,09000571,09000575,09000576,09000578,09000579,09000582,09000583,09000584,09000585,09000586,09000587 | 09000001, 09000002 | 1497.5892 | Yes | No | Yes | No | No | 00000102 | 00000102,00000117,09000118,09000174,00000205,09000206,00000272,00000275,09001828,09002681,09002684,09003231 | No | Watershed Planning | 500000 | Yes |  |  | 1890 | 814 | 2018 | 2654 | 2654 | 1 | 5 | 434.3047 | 0 | 147852.4219 | No | Yes |  |  |  |  | Yes |  |  | TBD |  |  | No |  |  | Yes | Important for flood management activities
1510 | 091000056 | Midland County DMP | Create Drainage Master Plan, including evaluation of potential mitigation projects. | 9 | Upper Colorado | Midland | 12080005,12090103,12080004,13070007 | 1208000501,1208000502,1208000506,1208000503,1208000504,1208000505,1209010302,1209010301,1208000410,1307000715 | 1208000501,1208000502,1208000506,1208000503,1208000504,1208000505,1209010302,1209010301,1208000410,1307000715 | 09000010,09000014,09000021,09000056,09000057,09000058,09000059,09000060,09000061,09000083,09000084,09000120,09000269,09000271,09000272,09000273,09000274,09000276,09000277,09000279,09000280,09000281,09000283,09000284,09000285,09000287,09000290,09000291 | 09000001, 09000002 | 898.3268 | Yes | No | Yes | No | No | 00000102 | 00000102,00000126,00000127,09000150,00000151,00000152,09000174,00000272,09000288,00000684,09000692,09001049,09002050,09002836,09002838 | No | Watershed Planning | 500000 | Yes |  |  | 8432 | 5663 | 23148 | 18212 | 23148 | 22 | 28 | 289.5174 | 0 | 8596.4219 | No | Yes |  |  |  |  | Yes |  |  | TBD |  |  | No |  |  | Yes | Important for flood management activities
1511 | 091000031 | Ector County DMP | Create Drainage Master Plan, including evaluation of potential mitigation projects. | 9 | Upper Colorado | Ector | 12080005,13070007 | 1208000501,1208000502,1208000503,1208000504,1307000710,1307000713,1307000715,1307000711 | 120800050106,120800050107,120800050201,120800050202,120800050203,120800050204,120800050205,120800050206,120800050301,120800050302,120800050303,120800050304,120800050305,120800050306,120800050307,120800050401,120800050402,120800050404 | 09000010,09000056,09000057,09000059,09000060,09000267,09000269,09000270,09000271,09000275,09000280,09000282,09000287,09000288,09000289,09000293,09000294,09000296,09000297,09000298,09000300,09000303,09000304 | 09000001, 09000002 | 899.6102 | Yes | No | Yes | No | No | 00000102 | 00000102,00000127,00000151,00000152,00000154,00000272,09000288,00000684,09001698,09002836,09003576 | No | Watershed Planning | 500000 | Yes |  |  | 13045 | 10079 | 31733 | 28422 | 31733 | 13 | 34 | 306.4686 | 0 | 168.5142 | No | Yes |  |  |  |  | Yes |  |  | TBD |  |  | No |  |  | Yes | Important for flood management activities
1512 | 091000061 | Mitchell County DMP | Create Drainage Master Plan, including evaluation of potential mitigation projects. | 9 | Upper Colorado | Mitchell | 12060102,12080002,12080008,12080007 | 1206010201,1206010202,1208000206,1208000207,1208000208,1208000209,1208000210,1208000801,1208000802,1208000702,1208000701 | 1206010201,1206010202,1208000206,1208000207,1208000208,1208000209,1208000210,1208000801,1208000802,1208000702,1208000701 | 09000009,09000011,09000023,09000048,09000052,09000053,09000054,09000055,09000062,09000063,09000129,09000130,09000201,09000202,09000207,09000208,09000213,09000214,09000245,09000246,09000247,09000248,09000249,09000250,09000254,09000256,09000257,09000258 | 09000001, 09000002 | 913.2471 | Yes | No | Yes | Yes | No | 00000115 | 00000115,00000116,09000147,09000149,00000170,00000172,09000173,00000261,00000272,00000278,00000284,00000295,00000445,09003443,09003448,09003449 | No | Watershed Planning | 500000 | Yes |  |  | 344 | 206 | 628 | 582 | 628 | 2 | 11 | 107.6465 | 0 | 16809.2793 | No | Yes |  |  |  |  | Yes |  |  | TBD |  |  | No |  |  | Yes | Important for flood management activities
1513 | 091000045 | Howard County DMP | Create Drainage Master Plan, including evaluation of potential mitigation projects. | 9 | Upper Colorado | Howard | 12080002,12090104,12080004,12080007,12080006 | 1208000204,1208000207,1208000208,1209010401,1208000411,1208000702,1208000701,1208000607,1208000608 | 1208000204,1208000207,1208000208,1209010401,1208000411,1208000702,1208000701,1208000607,1208000608 | 09000009,09000015,09000021,09000023,09000024,09000046,09000052,09000053,09000087,09000121,09000129,09000130,09000137,09000138,09000222,09000224,09000226,09000254,09000258,09000261,09000263,09000264,09000265,09000266,09000465,09000484,09000604,09000622 | 09000001, 09000002 | 900.6998 | Yes | No | Yes | Yes | No | 00000115 | 00000115,00000117,09000149,09000150,00000172,09000173,09000174,00000261,00000272,00000278,00000284,09000288,09001680,09003385,09003386,09003421 | No | Watershed Planning | 500000 | Yes |  |  | 1372 | 662 | 4038 | 1761 | 4038 | 2 | 20 | 196.1177 | 0 | 37027.9258 | No | Yes |  |  |  |  | Yes |  |  | TBD |  |  | No |  |  | Yes | Important for flood management activities
1514 | 091000102 | Terry County DMP | Create Drainage Master Plan, including evaluation of potential mitigation projects. | 9 | Upper Colorado | Terry | 12050004,12080002,12080001,12080004,12080006 | 1205000401,1208000201,1208000203,1208000104,1208000103,1208000105,1208000404,1208000406,1208000407,1208000605,1208000603,1208000604 | 1205000401,1208000201,1208000203,1208000104,1208000103,1208000105,1208000404,1208000406,1208000407,1208000605,1208000603,1208000604 | 09000009,09000019,09000021,09000024,09000049,09000050,09000099,09000101,09000102,09000116,09000117,09000118,09000132,09000134,09000135,09000204,09000205,09000218,09000233,09000234,09000541,09000543,09000544,09000552,09000553,09000554,09000557,09000558 | 09000001, 09000002 | 887.7502 | Yes | No | Yes | No | No | 00000117 | 00000117,09000118,00000184,00000186,00000187,00000205,09000206,00000272,00000275,00000295,00000308,09001828,09003111,09003112,09003317 | No | Watershed Planning | 500000 | Yes |  |  | 499 | 183 | 1118 | 872 | 1118 | 0 | 6 | 633.6799 | 0 | 89576.4922 | No | Yes |  |  |  |  | Yes |  |  | TBD |  |  | No |  |  | Yes | Important for flood management activities
1515 | 091000114 | Yoakum County DMP | Create Drainage Master Plan, including evaluation of potential mitigation projects. | 9 | Upper Colorado | Yoakum | 12080001,12080003,12080004,12080006 | 1208000104,1208000305,1208000301,1208000403,1208000402,1208000405,1208000404,1208000407,1208000602,1208000601,1208000603,1208000604 | 1208000104,1208000305,1208000301,1208000403,1208000402,1208000405,1208000404,1208000407,1208000602,1208000601,1208000603,1208000604 | 09000019,09000021,09000024,09000099,09000107,09000114,09000116,09000118,09000134,09000135,09000548,09000559,09000560,09000565,09000566,09000567,09000571,09000590,09000602,09000603,09000606,09000612,09000613,09000617,09000619,09000627,09000630,09000636 | 09000001, 09000002 | 797.7083 | Yes | No | Yes | No | No | 09000118 | 09000118,00000186,00000187,00000205,09000206,00000272,00000275,09001828,09002479,09002681 | No | Watershed Planning | 500000 | Yes |  |  | 543 | 263 | 715 | 776 | 776 | 0 | 2 | 292.3343 | 0 | 65855.1406 | No | Yes |  |  |  |  | Yes |  |  | TBD |  |  | No |  |  | Yes | Important for flood management activities
1516 | 091000008 | City of Colorado City DMP | Create Drainage Master Plan, including evaluation of potential mitigation projects. | 9 | Upper Colorado | Mitchell | 12080002 | 1208000210 | 120800021001,120800021002,120800021003 | 09000009,09000055,09000202,09000249,09000250 | 09000001, 09000002 | 5.3115 | Yes | No | Yes | Yes | No | 00000172 | 00000172,00000278,09003443 | No | Watershed Planning | 250000 | Yes |  |  | 143 | 93 | 252 | 144 | 252 | 2 | 1 | 10.1324 | 0 | 55.5728 | No | Yes |  |  |  |  | Yes |  |  | TBD |  |  | No |  |  | Yes | Important for flood management activities
1517 | 091000109 | Town of Loraine Drainway Project Planning | Identify scope of drainways project to remove soil caused by runoff in roadside ditches. Evaluate and study size and number of culverts to minimize drainage projects. | 9 | Upper Colorado | Mitchell | 12080002 | 1208000209 | 120800020902 | 09000009,09000054,09000247 | 09000001, 09000002 | 1.0352 | Yes | No | Yes | Yes | No | 00000172 | 00000172,00000278,09003448 | No | Watershed Planning | 25000 | Yes |  |  | 9 | 7 | 1 | 6 | 6 | 0 | 0 | 5.3939 | 0 | 1.73 | No | Yes |  |  |  |  | Yes |  |  | TBD |  |  | No |  |  | Yes | Important for flood management activities
1518 | 091000006 | City of Blackwell Storm Drain and Culvert Improvements Study | Proposed project planning for upgrading undersized stormwater drains and culverts. | 9 | Upper Colorado | Nolan | 12080008 | 1208000803 | 120800080304,120800080306 | 09000011,09000064,09000315,09000333 | 09000005, 09000006 | 0.58999 | Yes | No | Yes | No | No | 09000147 | 09000147,00000170,00000261,00000278,00000284,09000499,09000852,09002581 | No | Project Planning | 300000 | Yes |  |  | 9 | 3 | 4 | 14 | 14 | 0 | 0 | 0.48034 | 0 | 0.07071 | No | Yes |  |  |  |  | Yes |  |  | TBD |  |  | No |  |  | Yes | Important for flood management activities
1519 | 091000108 | Town of Ballinger DMP | Create Drainage Master Plan, including evaluation of potential mitigation projects. | 9 | Upper Colorado | Runnels | 12090101 | 1209010102,1209010104 | 1209010102,1209010104 | 09000012,09000067,09000069,09000346,09000349,09000354 | 09000001, 09000002 | 3.3986 | Yes | No | Yes | No | No | 00000145 | 00000145,00000278,00000284,09002451 | No | Watershed Planning | 250000 | Yes |  |  | 13 | 7 | 127 | 62 | 127 | 1 | 0 | 14.8635 | 0 | 122.5136 | No | Yes |  |  |  |  | Yes |  |  | TBD |  |  | No |  |  | Yes | Important for flood management activities
1520 | 091000007 | City of Brownfield DMP | Create Drainage Master Plan, including evaluation of potential mitigation projects. | 9 | Upper Colorado | Terry | 12080001 | 1208000104,1208000105 | 1208000104,1208000105 | 09000019,09000099,09000102,09000561,09000562,09000563 | 09000001, 09000002 | 6.5404 | Yes | No | Yes | No | No | 00000205 | 00000205,00000275,00000308,09003111 | No | Watershed Planning | 250000 | Yes |  |  | 245 | 125 | 537 | 527 | 537 | 0 | 1 | 17.7801 | 0 | 416.09 | No | Yes |  |  |  |  | Yes |  |  | TBD |  |  | No |  |  | Yes | Important for flood management activities
1521 | 091000012 | City of Odessa DMP | Create Drainage Master Plan, including evaluation of potential mitigation projects. | 9 | Upper Colorado | Ector | 12080005 | 1208000503,1208000504 | 1208000503,1208000504 | 09000010,09000059,09000060,09000270,09000287,09000298,09000300,09000304,09000305 | 09000001, 09000002 | 44.2643 | Yes | No | Yes | No | No | 00000151 | 00000151,00000152,00000272,09000288,09002836 | No | Project Planning | 750000 | Yes |  |  | 6574 | 5476 | 24528 | 21069 | 24528 | 10 | 26 | 154.5649 | 0 | 26.0653 | No | Yes |  |  |  |  | Yes |  |  | TBD |  |  | No |  |  | Yes | Important for flood management activities
1522 | 091000075 | San Angelo Street Flooding 11 | Upgrade, improve, and expand drainage systems throughout the city. Implementation of sediment and scour control measures. | 9 | Upper Colorado | Tom Green | 12090101,12090102,12090103,12090104,12090105 | 1209010101,1209010202,1209010203,1209010204,1209010205,1209010311,1209010308,1209010309,1209010310,1209010405,1209010404,1209010501,1209010502,1209010503,1209010504 | 1209010101,1209010202,1209010203,1209010204,1209010205,1209010311,1209010308,1209010309,1209010310,1209010405,1209010404,1209010501,1209010502,1209010503,1209010504 | 09000012,09000013,09000014,09000015,09000016,09000066,09000072,09000073,09000074,09000075,09000078,09000079,09000080,09000081,09000088,09000091,09000092,09000093,09000094,09000095,09000344,09000356,09000372,09000374,09000378,09000382,09000383,09000384 | 09000003, 09000004 | 61.9115 | Yes | No | Yes | No | No | 00000050 | 00000050,00000051,09000068,00000124,09000131,00000145,00000261,00000278,00000284,09000496,09000497,09000539,09000775,09000969,09002069,09003257 | Yes | Project Planning | 25000 | Yes |  |  | 2587 | 1821 | 8034 | 6050 | 8034 | 6 | 27 | 93.6453 | 0 | 558.4952 | No | Yes |  |  |  |  | Yes |  |  | TBD |  |  | No |  |  | Yes | Important for flood management activities
1523 | 091000100 | Taylor County Repetitive Loss Properties Study | Proposed evaluation of potential mitigation project for repetitive loss properties in Taylor County. | 9 | Upper Colorado | Taylor | 12090108,12060102,12090101 | 1209010801,1206010207,1209010102,1209010103,1209010104 | 1209010801,1206010207,1209010102,1209010103,1209010104 | 09000012,09000067,09000068,09000069,09000345,09000353,09000359,09000361,09000366,09000368,09000369,09000371 | 09000001, 09000002, 09000003, 09000004, | 915.6251 | Yes | No | Yes | No | No | 00000145 | 00000145,00000168,00000170,00000278,00000284,00000295,00000307 | No | Project Planning | 100000 | Yes |  |  | 70 | 51 | 4 | 46 | 46 | 0 | 10 | 17.8401 | 0 | 3752.0444 | No | Yes |  |  |  |  | Yes |  |  | TBD |  |  | No |  |  | Yes | Important for flood management activities
1524 | 091000101 | Taylor County USACE Comprehensive Flood Risk Study | Undertake a comprehensive study of flood risk and reduction alternatives, with the assistance of the US Army Corps of Engineering. Implement feasible alternative for flood reduction. Revise flood damage prevention ordinance to include flood risk areas ide | 9 | Upper Colorado | Taylor | 12090108,12060102,12090101 | 1209010801,1206010207,1209010102,1209010103,1209010104 | 1209010801,1206010207,1209010102,1209010103,1209010104 | 09000012,09000067,09000068,09000069,09000345,09000353,09000359,09000361,09000366,09000368,09000369,09000371 | 09000001, 09000002 | 915.6251 | Yes | No | Yes | No | No | 00000145 | 00000145,00000168,00000170,00000278,00000284,00000295,00000307 | No | Watershed Planning | 2000000 | Yes |  |  | 70 | 51 | 4 | 46 | 46 | 0 | 10 | 17.8401 | 0 | 3752.0444 | No | Yes |  |  |  |  | Yes |  |  | TBD |  |  | No |  |  | Yes | Important for flood management activities
1525 | 091000098 | Taylor County DMP | Create Drainage Master Plan, including evaluation of potential mitigation projects. | 9 | Upper Colorado | Taylor | 12090108,12060102,12090101 | 1209010801,1206010207,1209010102,1209010103,1209010104 | 1209010801,1206010207,1209010102,1209010103,1209010104 | 09000012,09000067,09000068,09000069,09000345,09000353,09000359,09000361,09000366,09000368,09000369,09000371 | 09000001, 09000002 | 915.6251 | Yes | No | Yes | No | No | 00000145 | 00000145,00000168,00000170,00000278,00000284,00000295,00000307 | No | Watershed Planning | 500000 | Yes |  |  | 70 | 51 | 4 | 46 | 46 | 0 | 10 | 17.8401 | 0 | 3752.0444 | No | Yes |  |  |  |  | Yes |  |  | TBD |  |  | No |  |  | Yes | Important for flood management activities
1526 | 091000033 | Ector County Buyout Program Study | In the area of 61st Street and Benefield, Florida in north western area of county, structures have experienced repetitive losses from flooding. Proposed evaluation of potential mitigation project. | 9 | Upper Colorado | Ector | 12080005,13070007 | 1208000501,1208000502,1208000503,1208000504,1307000710,1307000713,1307000715,1307000711 | 1208000501,1208000502,1208000503,1208000504,1307000710,1307000713,1307000715,1307000711 | 09000010,09000056,09000057,09000059,09000060,09000267,09000269,09000270,09000271,09000275,09000280,09000282,09000287,09000288,09000289,09000293,09000294,09000296,09000297,09000298,09000300,09000303,09000304 | 09000003, 09000004 | 899.6105 | Yes | No | Yes | No | No | 00000102 | 00000102,00000152,00000154,00000272,09000288,09001698,09002836,09003576 | Yes | Project Planning | 100000 | Yes |  |  | 13045 | 10079 | 31733 | 28422 | 31733 | 13 | 34 | 306.4561 | 0 | 168.3893 | No | Yes |  |  |  |  | Yes |  |  | TBD |  |  | No |  |  | Yes | Important for flood management activities
1527 | 091000016 | City of Sterling City DMP | Create Drainage Master Plan, including evaluation of potential mitigation projects. | 9 | Upper Colorado | Sterling | 12090104 | 1209010403 | 1209010403 | 09000015,09000090,09000479 | 09000001, 09000002 | 0.9916 | Yes | No | Yes | No | No | 09000149 | 09000149,00000261,00000284,09002715 | No | Watershed Planning | 250000 | Yes |  |  | 132 | 90 | 148 | 91 | 148 | 0 | 7 | 4.9706 | 0 | 20.7476 | No | Yes |  |  |  |  | Yes |  |  | TBD |  |  | No |  |  | Yes | Important for flood management activities
1528 | 091000091 | Scurry County DMP | Create Drainage Master Plan, including evaluation of potential mitigation projects. | 9 | Upper Colorado | Scurry | 12050004,12060102,12080002 | 1205000405,1205000407,1206010201,1206010202,1208000204,1208000206,1208000205,1208000207,1208000210 | 120800020407,120800020507,120800020509,120800020510,120800020601,120800020602,120800020603,120800020604,120800020605,120800020606,120800020607,120800020702,120800020703,120800020704,120800020705,120800020706,120800021002 | 09000009,09000046,09000048,09000051,09000052,09000055,09000201,09000203,09000211,09000215,09000216,09000241,09000242,09000250,09000251,09000252,09000253,09000254,09000255,09000256,09000257,09000258,09000259,09000260,09000262 | 09000001, 09000002 | 906.4515 | Yes | No | Yes | Yes | No | 00000115 | 00000115,00000116,00000170,00000172,00000183,00000272,00000275,00000278,09000288,00000295,00000445,09003309 | No | Watershed Planning | 25000 | Yes |  |  | 606 | 324 | 1486 | 628 | 1486 | 1 | 10 | 75.9228 | 0 | 11744.6963 | No | Yes |  |  |  |  | Yes |  |  | TBD |  |  | No |  |  | Yes | Important for flood management activities
1529 | 091000014 | City of O'Donnell DMP | Create Drainage Master Plan, including evaluation of potential mitigation projects. | 9 | Upper Colorado | Lynn,Dawson | 12080002 | 1208000201 | 120800020106 | 09000009,09000049,09000228 | 09000001, 09000002 | 0.85729 | Yes | No | Yes | No | No | 00000117 | 00000117,00000184,00000272,00000275,00000295,00000308,09003482 | No | Watershed Planning | 250000 | Yes |  |  | 284 | 184 | 197 | 246 | 246 | 1 | 0 | 9.6691 | 0 | 394.4998 | No | Yes |  |  |  |  | Yes |  |  | TBD |  |  | No |  |  | Yes | Important for flood management activities
1530 | 091000097 | Taylor County Dam Inspection Program | Annual dam inspection, partner with SWCD to help fund repairs and maintenance, partner with property owners to report new damage or erosion, and patrol for illegal dumping at dams. | 9 | Upper Colorado | Taylor | 12090108,12060102,12090101 | 1209010801,1206010207,1209010102,1209010103,1209010104 | 120901010201,120901010202,120901010203,120901010301,120901010304,120901010305,120901010306,120901010401 | 09000012,09000067,09000068,09000069,09000345,09000353,09000359,09000361,09000366,09000368,09000369,09000371 | 09000007 | 915.62 | Yes | No | Yes | No | No | 00000144 | 00000144,00000145,00000168,00000170,00000278,00000284,00000295,00000307 | No | Other | 100000 | Yes |  |  | 70 | 51 | 4 | 46 | 46 | 0 | 10 | 17.8417 | 0 | 3752.0444 | No | Yes |  |  |  |  | Yes |  |  | TBD |  |  | No |  |  | Yes | Important for flood management activities
1531 | 091000110 | Upper Colorado Warning System Outreach and Study | Basin-wide Study Program: Improve on Warning signs, lights, or systems. | 9 | Upper Colorado | Taylor,Nolan,Mitchell,Howard,Martin,Andrews,Borden,Scurry,Menard,Schleicher,Crockett,Irion,Concho,Reagan,Upton,Tom Green,Coleman,Runnels,Coke,Sterling,Glasscock,Midland,Ector,Winkler,Hockley,Cochran,Garza,Lynn,Terry,Yoakum,Dawson,Gaines | 13040301,13070008,13070011,12090108,12090109,12090110,12050004,12060102,12080002,12080005,12080008,12090101,12090102,12090103,12090104,12090105,12090106,12050001,12080001,12080003,12080004,13070007,12080007,12080006 | 13040301,13070008,13070011,12090108,12090109,12090110,12050004,12060102,12080002,12080005,12080008,12090101,12090102,12090103,12090104,12090105,12090106,12050001,12080001,12080003,12080004,13070007,12080007,12080006 | 13040301,13070008,13070011,12090108,12090109,12090110,12050004,12060102,12080002,12080005,12080008,12090101,12090102,12090103,12090104,12090105,12090106,12050001,12080001,12080003,12080004,13070007,12080007,12080006 | 09000009,09000010,09000011,09000012,09000013,09000014,09000015,09000016,09000019,09000021,09000023,09000024,09000046,09000047,09000048,09000049,09000050,09000051,09000052,09000053,09000054,09000055,09000056,09000057,09000058,09000059,09000060,09000061 | 09000002 | 21171.5801 | Yes | No | Yes | Yes | No | 00000050 | 00000050,00000051,00000052,09000068,00000102,00000115,00000116,00000117,09000118,00000124,00000126,00000127,09000131,00000144,00000145,09000147,09000149,09000150,00000151,00000152,00000154,00000168,00000170,00000172,09000173,09000174,00000183,00000184,000 | No | Other | 100000 | Yes |  |  | 36361 | 23637 | 81195 | 68192 | 81195 | 56 | 255 | 4338.3892 | 0 | 719343.0625 | No | Yes |  |  |  |  | Yes |  |  | TBD |  |  | No |  |  | Yes | Important for flood management activities
1532 | 091000106 | Tom Green County FEMA Mapping | Update Existing FEMA Mapping | 9 | Upper Colorado | Tom Green | 12090101,12090102,12090103,12090104,12090105 | 1209010101,1209010202,1209010203,1209010204,1209010205,1209010311,1209010308,1209010309,1209010310,1209010405,1209010404,1209010501,1209010502,1209010503,1209010504 | 1209010101,1209010202,1209010203,1209010204,1209010205,1209010311,1209010308,1209010309,1209010310,1209010405,1209010404,1209010501,1209010502,1209010503,1209010504 | 09000012,09000013,09000014,09000015,09000016,09000066,09000072,09000073,09000074,09000075,09000078,09000079,09000080,09000081,09000088,09000091,09000092,09000093,09000094,09000095,09000344,09000356,09000372,09000374,09000378,09000382,09000383,09000384 | 09000001, 09000002 | 1533.9274 | Yes | No | Yes | No | No | 00000050 | 00000050,00000051,09000068,00000124,09000131,00000145,00000261,00000278,00000284,09000496,09000497,09000539,09000775,09000969,09002069,09003257 | No | Watershed Planning | 1457000 | Yes |  |  | 5164 | 3371 | 9987 | 9061 | 9987 | 7 | 46 | 252.766 | 0 | 48639.625 | No | Yes |  |  |  |  | Yes |  |  | TBD |  |  | No |  |  | Yes | Important for flood management activities
1533 | 091000020 | Coke County FEMA Mapping | Create FEMA Mapping in previously unmapped areas | 9 | Upper Colorado | Coke | 12080008,12090101,12090104,12090105 | 1208000801,1208000802,1208000803,1208000804,1209010101,1209010405,1209010404,1209010502 | 1208000801,1208000802,1208000803,1208000804,1209010101,1209010405,1209010404,1209010502 | 09000011,09000012,09000015,09000016,09000062,09000063,09000064,09000065,09000066,09000088,09000091,09000093,09000309,09000310,09000311,09000312,09000313,09000314,09000315,09000316,09000317,09000319,09000320,09000321,09000322,09000323,09000324,09000325 | 09000001, 09000002 | 924.5794 | Yes | No | Yes | Yes | No | 09000131 | 09000131,00000145,09000147,09000149,00000170,00000172,00000261,00000278,00000284,09000539,09002162,09002581,09002685,09003477 | No | Watershed Planning | 920000 | Yes |  |  | 245 | 104 | 93 | 123 | 123 | 0 | 14 | 55.4301 | 0 | 5509.6069 | No | Yes |  |  |  |  | Yes |  |  | TBD |  |  | No |  |  | Yes | Important for flood management activities
1534 | 091000023 | Concho County FEMA Mapping | Create FEMA Mapping in previously unmapped areas | 9 | Upper Colorado | Concho | 12090109,12090110,12090101,12090105,12090106 | 1209010904,1209011001,1209010105,1209010501,1209010502,1209010503,1209010504,1209010601 | 1209010904,1209011001,1209010105,1209010501,1209010502,1209010503,1209010504,1209010601 | 09000012,09000016,09000070,09000092,09000093,09000094,09000095,09000347,09000348,09000500,09000503,09000507,09000509,09000516,09000517,09000518,09000519,09000520,09000521,09000522,09000523,09000524,09000525,09000526,09000527 | 09000001, 09000002 | 988.8866 | Yes | No | Yes | No | No | 00000050 | 00000050,00000051,00000124,09000131,00000144,00000145,00000261,00000278,00000284,00000301,00000307,09002653 | No | Watershed Planning | 962000 | Yes |  |  | 103 | 52 | 15 | 77 | 77 | 0 | 4 | 23.6194 | 0 | 13016.5703 | No | Yes |  |  |  |  | Yes |  |  | TBD |  |  | No |  |  | Yes | Important for flood management activities
1535 | 091000026 | Crockett County FEMA Mapping | Update existing FEMA Mapping | 9 | Upper Colorado | Crockett | 13040301,13070008,13070011,12090102,12090103 | 1304030101,1304030102,1307000801,1307000805,1307001101,1209010201,1209010309 | 1304030101,1304030102,1307000801,1307000805,1307001101,1209010201,1209010309 | 09000013,09000014,09000071,09000080,09000376,09000377,09000385,09000387,09000404,09000431 | 09000001, 09000002 | 2797.1055 | Yes | No | Yes | No | No | 00000051 | 00000051,00000052,09000068,00000126,00000127,00000261,00000272,00000284,00000684 | No | Watershed Planning | 985000 | Yes |  |  | 0 | 0 | 0 | 0 | 0 | 0 | 0 | 0.6956 | 0 | 5.3485 | No | Yes |  |  |  |  | Yes |  |  | TBD |  |  | No |  |  | Yes | Important for flood management activities
1536 | 091000030 | Dawson County FEMA Mapping | Create FEMA Mapping in previously unmapped areas | 9 | Upper Colorado | Dawson | 12050004,12080002,12080004,12080006 | 1205000403,1208000204,1208000202,1208000201,1208000203,1208000205,1208000406,1208000407,1208000605,1208000606,1208000607,1208000608 | 1205000403,1208000204,1208000202,1208000201,1208000203,1208000205,1208000406,1208000407,1208000605,1208000606,1208000607,1208000608 | 09000009,09000021,09000024,09000046,09000047,09000049,09000050,09000051,09000117,09000118,09000132,09000136,09000137,09000138,09000209,09000212,09000218,09000219,09000220,09000221,09000222,09000227,09000228,09000229,09000230,09000231,09000233,09000234 | 09000001, 09000002 | 898.8106 | Yes | No | Yes | No | No | 00000115 | 00000115,00000117,09000118,09000173,09000174,00000184,00000205,00000272,00000275,00000295,00000308,09001828,09002888,09003125,09003482,09003575 | No | Watershed Planning | 812000 | Yes |  |  | 474 | 9 | 509 | 763 | 763 | 0 | 9 | 537.8655 | 0 | 81984.1016 | No | Yes |  |  |  |  | Yes |  |  | TBD |  |  | No |  |  | Yes | Important for flood management activities
1537 | 091000034 | Ector County FEMA Mapping | Update existing FEMA Mapping. | 9 | Upper Colorado | Ector | 12080005,13070007 | 1208000501,1208000502,1208000503,1208000504,1307000710,1307000713,1307000715,1307000711 | 1208000501,1208000502,1208000503,1208000504,1307000710,1307000713,1307000715,1307000711 | 09000010,09000056,09000057,09000059,09000060,09000267,09000269,09000270,09000271,09000275,09000280,09000282,09000287,09000288,09000289,09000293,09000294,09000296,09000297,09000298,09000300,09000303,09000304 | 09000001, 09000002 | 899.6102 | Yes | No | Yes | No | No | 00000102 | 00000102,00000127,00000151,00000152,00000154,00000272,09000288,00000684,09001698,09002836,09003576 | No | Watershed Planning | 857000 | Yes |  |  | 13045 | 10079 | 31733 | 28422 | 31733 | 13 | 34 | 306.4686 | 0 | 168.5142 | No | Yes |  |  |  |  | Yes |  |  | TBD |  |  | No |  |  | Yes | Important for flood management activities
1538 | 091000049 | Irion County FEMA Mapping | Create FEMA Mapping in previously unmapped areas | 9 | Upper Colorado | Irion | 12090102,12090103 | 1209010201,1209010202,1209010203,1209010204,1209010307,1209010311,1209010308,1209010309,1209010310 | 1209010201,1209010202,1209010203,1209010204,1209010307,1209010311,1209010308,1209010309,1209010310 | 09000013,09000014,09000071,09000072,09000073,09000074,09000077,09000078,09000079,09000080,09000081,09000373,09000374,09000376,09000377,09000386,09000387,09000388,09000389,09000392,09000393,09000397,09000398,09000403,09000404,09000407,09000413,09000414 | 09000001, 09000002 | 1047.4586 | Yes | No | Yes | No | No | 00000051 | 00000051,00000052,09000068,00000126,09000131,00000261,00000284,00001240,09002400 | No | Watershed Planning | 962000 | Yes |  |  | 354 | 104 | 132 | 181 | 181 | 0 | 8 | 47.7646 | 0 | 2460.4036 | No | Yes |  |  |  |  | Yes |  |  | TBD |  |  | No |  |  | Yes | Important for flood management activities
1539 | 091000038 | Gaines County FEMA Mapping | Create FEMA Mapping in previously unmapped areas | 9 | Upper Colorado | Gaines | 12080002,12080003,12080004,12080006 | 1208000203,1208000307,1208000303,1208000306,1208000304,1208000305,1208000301,1208000302,1208000309,1208000308,1208000405,1208000404,1208000406,1208000407,1208000605,1208000606 | 1208000203,1208000307,1208000303,1208000306,1208000304,1208000305,1208000301,1208000302,1208000309,1208000308,1208000405,1208000404,1208000406,1208000407,1208000605,1208000606 | 09000009,09000021,09000024,09000050,09000106,09000107,09000110,09000111,09000114,09000116,09000117,09000118,09000132,09000136,09000233,09000568,09000570,09000571,09000575,09000576,09000578,09000579,09000582,09000583,09000584,09000585,09000586,09000587 | 09000001, 09000002 | 1497.5892 | Yes | No | Yes | No | No | 00000102 | 00000102,00000117,09000118,09000174,00000205,09000206,00000272,00000275,09001828,09002681,09002684,09003231 | No | Watershed Planning | 1272000 | Yes |  |  | 1890 | 814 | 2018 | 2654 | 2654 | 1 | 5 | 434.3047 | 0 | 147852.4219 | No | Yes |  |  |  |  | Yes |  |  | TBD |  |  | No |  |  | Yes | Important for flood management activities
1540 | 091000040 | Glasscock County FEMA Mapping | Create FEMA Mapping in previously unmapped areas | 9 | Upper Colorado | Glasscock | 12080005,12090103,12090104,12080004,12080007,12080006 | 1208000506,1208000505,1209010308,1209010305,1209010302,1209010401,1209010402,1209010403,1208000410,1208000411,1208000702,1208000608 | 1208000506,1208000505,1209010308,1209010305,1209010302,1209010401,1209010402,1209010403,1208000410,1208000411,1208000702,1208000608 | 09000010,09000014,09000015,09000021,09000023,09000024,09000058,09000061,09000079,09000082,09000083,09000087,09000089,09000090,09000120,09000121,09000129,09000138,09000278,09000279,09000291,09000301,09000302,09000406,09000418,09000419,09000430,09000439 | 09000001, 09000002 | 897.1591 | Yes | No | Yes | Yes | No | 00000126 | 00000126,00000127,09000149,09000150,00000151,09000173,09000174,00000261,00000272,00000684,00001240 | No | Watershed Planning | 845000 | Yes |  |  | 141 | 3 | 36 | 74 | 74 | 0 | 0 | 33.7581 | 0 | 26320.959 | No | Yes |  |  |  |  | Yes |  |  | TBD |  |  | No |  |  | Yes | Important for flood management activities
1541 | 091000047 | Howard County FEMA Mapping | Update existing FEMA Mapping | 9 | Upper Colorado | Howard | 12080002,12090104,12080004,12080007,12080006 | 1208000204,1208000207,1208000208,1209010401,1208000411,1208000702,1208000701,1208000607,1208000608 | 1208000204,1208000207,1208000208,1209010401,1208000411,1208000702,1208000701,1208000607,1208000608 | 09000009,09000015,09000021,09000023,09000024,09000046,09000052,09000053,09000087,09000121,09000129,09000130,09000137,09000138,09000222,09000224,09000226,09000254,09000258,09000261,09000263,09000264,09000265,09000266,09000465,09000484,09000604,09000622 | 09000001, 09000002 | 900.6998 | Yes | No | Yes | Yes | No | 00000115 | 00000115,00000117,09000149,09000150,00000172,09000173,09000174,00000261,00000272,00000278,00000284,09000288,09001680,09003385,09003386,09003421 | No | Watershed Planning | 896000 | Yes |  |  | 1372 | 662 | 4038 | 1761 | 4038 | 2 | 20 | 196.1177 | 0 | 37027.9258 | No | Yes |  |  |  |  | Yes |  |  | TBD |  |  | No |  |  | Yes | Important for flood management activities
1542 | 091000005 | City of Big Lake FEMA Mapping | Create FEMA Mapping in previously unmapped areas | 9 | Upper Colorado | Reagan | 12090103 | 1209010306,1209010307 | 120901030602,120901030701 | 09000014,09000076,09000077,09000432,09000433 | 09000001, 09000002 | 2.3782 | Yes | No | Yes | No | No | 09003500 | 09003500 | No | Watershed Planning | 31000 | Yes |  |  | 75 | 53 | 110 | 81 | 110 | 0 | 2 | 2.3714 | 0 | 5.1941 | No | Yes |  |  |  |  | Yes |  |  | TBD |  |  | No |  |  | Yes | Important for flood management activities
1543 | 091000067 | Reagan County FEMA Mapping | Create FEMA Mapping in previously unmapped areas | 9 | Upper Colorado | Reagan | 12090103 | 1209010301,1209010302,1209010303,1209010304,1209010305,1209010306,1209010307,1209010308,1209010309 | 1209010301,1209010302,1209010303,1209010304,1209010305,1209010306,1209010307,1209010308,1209010309 | 09000999 | 09000001, 09000002 | 1170.9045 | Yes | No | Yes | No | No | 00000126 | 00000126 | No | Watershed Planning | 998000 | Yes |  |  | 161 | 79 | 150 | 167 | 167 | 0 | 2 | 38.9132 | 0 | 15439.3672 | No | Yes |  |  |  |  | Yes |  |  | TBD |  |  | No |  |  | Yes | Important for flood management activities
1544 | 091000070 | Runnels County FEMA Mapping | Create FEMA Mapping in previously unmapped areas | 9 | Upper Colorado | Runnels | 12090108,12080008,12090101,12090105,12090106 | 1209010801,1208000803,1208000804,1209010101,1209010102,1209010103,1209010104,1209010105,1209010502,1209010504,1209010601 | 1209010801,1208000803,1208000804,1209010101,1209010102,1209010103,1209010104,1209010105,1209010502,1209010504,1209010601 | 09000999 | 09000001, 09000002 | 1051.7954 | Yes | No | Yes | No | No | 00000145 | 00000145 | No | Watershed Planning | 1047000 | Yes |  |  | 164 | 41 | 172 | 179 | 179 | 1 | 18 | 124.6898 | 0 | 39553.1328 | No | Yes |  |  |  |  | Yes |  |  | TBD |  |  | No |  |  | Yes | Important for flood management activities
1545 | 091000099 | Taylor County FEMA Mapping | Update Existing FEMA Mapping | 9 | Upper Colorado | Taylor | 12090108,12060102,12090101 | 1209010801,1206010207,1209010102,1209010103,1209010104 | 1209010801,1206010207,1209010102,1209010103,1209010104 | 09000012,09000067,09000068,09000069,09000345,09000353,09000359,09000361,09000366,09000368,09000369,09000371 | 09000001, 09000002 | 915.62 | Yes | No | Yes | No | No | 00000168 | 00000168 | No | Watershed Planning | 955000 | Yes |  |  | 70 | 51 | 4 | 46 | 46 | 0 | 10 | 17.8417 | 0 | 3752.0444 | No | Yes |  |  |  |  | Yes |  |  | TBD |  |  | No |  |  | Yes | Important for flood management activities
1546 | 091000112 | Upton County FEMA Mapping | Create FEMA Mapping in previously unmapped areas | 9 | Upper Colorado | Upton | 12080005,12090103 | 1208000505,1209010301,1209010302,1209010303 | 120800050502,120901030101,120901030102,120901030103,120901030104,120901030201,120901030202,120901030203,120901030301,120901030302,120901030305 | 09000010,09000014,09000061,0900083,09000084,09000085,09000274,09000405,09000406,09000412, | 09000001, 09000002 | 1235.9465 | Yes | No | Yes | No | No | 00000127 | 00000127 | No | Watershed Planning | 1080000 | Yes |  |  | 41 | 16 | 23 | 10 | 23 | 0 | 1 | 34.0713 | 0 | 6457.2324 | No | Yes |  |  |  |  | Yes |  |  | TBD |  |  | No |  |  | Yes | Important for flood management activities
1547 | 091000019 | Coke County DMP | Create Drainage Master Plan, including evaluation of potential mitigation projects. | 9 | Upper Colorado | Coke | 12080008,12090101,12090104,12090105 | 1208000801,1208000802,1208000803,1208000804,1209010101,1209010404,1209010405,1209010502 | 1208000801,1208000802,1208000803,1208000804,1209010101,1209010404,1209010405,1209010502 | 09000999 | 09000001, 09000002 | 924.5794 | Yes | No | Yes | Yes | No | 09000147 | 09000147 | No | Watershed Planning | 500000 | Yes |  |  | 245 | 104 | 93 | 123 | 123 | 0 | 14 | 55.4301 | 0 | 5509.6069 | No | Yes |  |  |  |  | Yes |  |  | TBD |  |  | No |  |  | Yes | Important for flood management activities
1548 | 091000021 | Coke County GIS Development | Develop a GIS inventory of stormwater infrastructure | 9 | Upper Colorado | Coke | 12080008,12090101,12090104,12090105 | 1208000801,1208000802,1208000803,1208000804,1209010101,1209010404,1209010405,1209010502 | 1208000801,1208000802,1208000803,1208000804,1209010101,1209010404,1209010405,1209010502 | 09000999 | 09000001, 09000002 | 924.5794 | Yes | No | Yes | Yes | No | 09000147 | 09000147 | No | Other | 100000 | Yes |  |  | 245 | 104 | 93 | 123 | 123 | 0 | 14 | 55.4301 | 0 | 5509.6069 | No | Yes |  |  |  |  | Yes |  |  | TBD |  |  | No |  |  | Yes | Important for flood management activities
1549 | 091000022 | Concho County DMP | Create Drainage Master Plan, including evaluation of potential mitigation projects. | 9 | Upper Colorado | Concho | 12090101,12090105 | 1209010105,1209010501,1209010502,1209010503,1209010504 | 120901010504,120901010505,120901050107,120901050207,120901050303,120901050304,120901050305,120901050306,120901050307,120901050308,120901050401,120901050402,120901050403,120901050404,120901050405,120901050406,120901050407, | 09000999 | 09000001, 09000002 | 988.8866 | Yes | No | Yes | No | No | 00000124 | 00000124 | No | Watershed Planning | 500000 | Yes |  |  | 103 | 52 | 15 | 77 | 77 | 0 | 4 | 23.6194 | 0 | 13016.5703 | No | Yes |  |  |  |  | Yes |  |  | TBD |  |  | No |  |  | Yes | Important for flood management activities
1550 | 091000024 | Concho County GIS Development | Develop a GIS inventory of stormwater infrastructure | 9 | Upper Colorado | Concho | 12090101,12090105 | 1209010105,1209010501,1209010502,1209010503,1209010504 | 120901010504,120901010505,120901050107,120901050207,120901050303,120901050304,120901050305,120901050306,120901050307,120901050308,120901050401,120901050402,120901050403,120901050404,120901050405,120901050406,120901050407, | 09000999 | 09000001, 09000002 | 988.8866 | Yes | No | Yes | No | No | 00000124 | 00000124 | No | Other | 100000 | Yes |  |  | 103 | 52 | 15 | 77 | 77 | 0 | 4 | 23.6194 | 0 | 13016.5703 | No | Yes |  |  |  |  | Yes |  |  | TBD |  |  | No |  |  | Yes | Important for flood management activities
1551 | 091000025 | Crockett County DMP | Create Drainage Master Plan, including evaluation of potential mitigation projects. | 9 | Upper Colorado | Crockett | 12090102,12090103 | 1209010201,1209010309 | 120901020101,120901020102,120901020104,120901020105,120901030901 | 09000013,09000014,09000071,09000080,09000376,09000377,09000385,09000387,09000431 | 09000001, 09000002 | 2797.1055 | Yes | No | Yes | No | No | 00000052 | 00000052 | No | Watershed Planning | 500000 | Yes |  |  | 0 | 0 | 0 | 0 | 0 | 0 | 0 | 0.6956 | 0 | 5.3485 | No | Yes |  |  |  |  | Yes |  |  | TBD |  |  | No |  |  | Yes | Important for flood management activities
1552 | 091000027 | Crockett County GIS Development | Develop a GIS inventory of stormwater infrastructure | 9 | Upper Colorado | Crockett | 12090102,12090103 | 1209010201,1209010309 | 120901020101,120901020102,120901020104,120901020105,120901030901 | 09000013,09000014,09000071,09000080,09000376,09000377,09000385,09000387,09000431 | 09000001, 09000002 | 2797.1055 | Yes | No | Yes | No | No | 00000052 | 00000052 | No | Other | 100000 | Yes |  |  | 0 | 0 | 0 | 0 | 0 | 0 | 0 | 0.6956 | 0 | 5.3485 | No | Yes |  |  |  |  | Yes |  |  | TBD |  |  | No |  |  | Yes | Important for flood management activities
1553 | 091000066 | Reagan County DMP | Create Drainage Master Plan, including evaluation of potential mitigation projects. | 9 | Upper Colorado | Reagan | 12090103 | 1209010301,1209010302,1209010303,1209010304,1209010305,1209010306,1209010307,1209010308,1209010309, | 1209010301,1209010302,1209010303,1209010304,1209010305,1209010306,1209010307,1209010308,1209010309, | 09000999 | 09000001, 09000002 | 1170.9045 | Yes | No | Yes | No | No | 00000126 | 00000126 | No | Watershed Planning | 500000 | Yes |  |  | 161 | 79 | 150 | 167 | 167 | 0 | 2 | 38.9132 | 0 | 15439.3672 | No | Yes |  |  |  |  | Yes |  |  | TBD |  |  | No |  |  | Yes | Important for flood management activities
1554 | 091000068 | Reagan County GIS Development | Develop a GIS inventory of stormwater infrastructure | 9 | Upper Colorado | Reagan | 12090103 | 1209010301,1209010302,1209010303,1209010304,1209010305,1209010306,1209010307,1209010308,1209010309, | 1209010301,1209010302,1209010303,1209010304,1209010305,1209010306,1209010307,1209010308,1209010309, | 09000999 | 09000001, 09000002 | 1170.9045 | Yes | No | Yes | No | No | 00000126 | 00000126 | No | Other | 100000 | Yes |  |  | 161 | 79 | 150 | 167 | 167 | 0 | 2 | 38.9132 | 0 | 15439.3672 | No | Yes |  |  |  |  | Yes |  |  | TBD |  |  | No |  |  | Yes | Important for flood management activities
1555 | 091000086 | Schleicher County DMP | Create Drainage Master Plan, including evaluation of potential mitigation projects. | 9 | Upper Colorado | Schleicher | 12090102,12090105 | 1209010201,1209010202,1209010203,1209010204,1209010205,1209010503 | 120901020105,120901020201,120901020301,120901020302,120901020303,120901020401,120901020402,120901020403,120901020404,120901020405,120901020406,120901020407,120901020408,120901020501,120901050302 | 09000013,09000016,09000071,09000072,09000073,09000074,09000075,09000094,09000375,09000379,09000380,09000381,09000386,09000387,09000392,09000393,09000396,09000399,09000400,09000402,09000403,09000525 | 09000001, 09000002 | 1308.8051 | Yes | No | Yes | No | No | 00000051 | 00000051 | No | Watershed Planning | 500000 | Yes |  |  | 99 | 40 | 186 | 70 | 186 | 0 | 2 | 16.6259 | 0 | 1263.9458 | No | Yes |  |  |  |  | Yes |  |  | TBD |  |  | No |  |  | Yes | Important for flood management activities
1556 | 091000087 | Schleicher County FEMA Mapping | Create FEMA Mapping in previously unmapped areas | 9 | Upper Colorado | Schleicher | 12090102,12090105 | 1209010201,1209010202,1209010203,1209010204,1209010205,1209010503 | 120901020105,120901020201,120901020301,120901020302,120901020303,120901020401,120901020402,120901020403,120901020404,120901020405,120901020406,120901020407,120901020408,120901020501,120901050302 | 09000013,09000016,09000071,09000072,09000073,09000074,09000075,09000094,09000375,09000379,09000380,09000381,09000386,09000387,09000392,09000393,09000396,09000399,09000400,09000402,09000403,09000525 | 09000001, 09000002 | 1308.8051 | Yes | No | Yes | No | No | 00000051 | 00000051 | No | Watershed Planning | 1207000 | Yes |  |  | 99 | 40 | 186 | 70 | 186 | 0 | 2 | 16.6259 | 0 | 1263.9458 | No | Yes |  |  |  |  | Yes |  |  | TBD |  |  | No |  |  | Yes | Important for flood management activities
1557 | 091000088 | Schleicher County GIS Development | Develop a GIS inventory of stormwater infrastructure | 9 | Upper Colorado | Schleicher | 12090102,12090105 | 1209010201,1209010202,1209010203,1209010204,1209010205,1209010503 | 120901020105,120901020201,120901020301,120901020302,120901020303,120901020401,120901020402,120901020403,120901020404,120901020405,120901020406,120901020407,120901020408,120901020501,120901050302 | 09000013,09000016,09000071,09000072,09000073,09000074,09000075,09000094,09000375,09000379,09000380,09000381,09000386,09000387,09000392,09000393,09000396,09000399,09000400,09000402,09000403,09000525 | 09000001, 09000002 | 1308.8051 | Yes | No | Yes | No | No | 00000051 | 00000051 | No | Other | 100000 | Yes |  |  | 99 | 40 | 186 | 70 | 186 | 0 | 2 | 16.6259 | 0 | 1263.9458 | No | Yes |  |  |  |  | Yes |  |  | TBD |  |  | No |  |  | Yes | Important for flood management activities
1558 | 091000093 | Sterling County DMP | Create Drainage Master Plan, including evaluation of potential mitigation projects. | 9 | Upper Colorado | Sterling | 12080007,12080008,12090103,12090104 | 1208000702,1208000801,1209010308,1209010309,1209010311,1209010401,1209010402,1209010403,1209010404 | 1208000702,1208000801,1209010308,1209010309,1209010311,1209010401,1209010402,1209010403,1209010404 | 09000999 | 09000001, 09000002 | 919.2249 | Yes | No | Yes | Yes | No | 09000149 | 09000149 | No | Watershed Planning | 500000 | Yes |  |  | 179 | 97 | 172 | 129 | 172 | 0 | 7 | 29.6744 | 0 | 2289.6655 | No | Yes |  |  |  |  | Yes |  |  | TBD |  |  | No |  |  | Yes | Important for flood management activities
1559 | 091000094 | Sterling County FEMA Mapping | Create FEMA Mapping in previously unmapped areas | 9 | Upper Colorado | Sterling | 12080007,12080008,12090103,12090104 | 1208000702,1208000801,1209010308,1209010309,1209010311,1209010401,1209010402,1209010403,1209010404 | 1208000702,1208000801,1209010308,1209010309,1209010311,1209010401,1209010402,1209010403,1209010404 | 09000999 | 09000001, 09000002 | 919.2249 | Yes | No | Yes | Yes | No | 09000149 | 09000149 | No | Watershed Planning | 897000 | Yes |  |  | 179 | 97 | 172 | 129 | 172 | 0 | 7 | 29.6744 | 0 | 2289.6655 | No | Yes |  |  |  |  | Yes |  |  | TBD |  |  | No |  |  | Yes | Important for flood management activities
1560 | 091000095 | Sterling County GIS Development | Develop a GIS inventory of stormwater infrastructure | 9 | Upper Colorado | Sterling | 12080007,12080008,12090103,12090104 | 1208000702,1208000801,1209010308,1209010309,1209010311,1209010401,1209010402,1209010403,1209010404 | 1208000702,1208000801,1209010308,1209010309,1209010311,1209010401,1209010402,1209010403,1209010404 | 09000999 | 09000001, 09000002 | 919.2249 | Yes | No | Yes | Yes | No | 09000149 | 09000149 | No | Other | 100000 | Yes |  |  | 179 | 97 | 172 | 129 | 172 | 0 | 7 | 29.6744 | 0 | 2289.6655 | No | Yes |  |  |  |  | Yes |  |  | TBD |  |  | No |  |  | Yes | Important for flood management activities
1561 | 091000018 | Cochran County DMP | Create Drainage Master Plan, including evaluation of potential mitigation projects. | 9 | Upper Colorado | Cochran | 12080001 | 1208000103,1208000104 | 120800010108,120800010109,120800010110,120800010208,120800010209,120800010210,120800010211,120800010301,120800010302,120800010303,120800010304,120800010401,120800010402,120800010406,120800010407 | 09000019,09000099,09000101,09000536,09000537,09000538,09000539,09000540,09000542,09000545,09000547,09000548,09000551,09000555,09000556,09000559,09000560,09000565 | 09000001, 09000002 | 773.5641 | Yes | No | Yes | No | No | 00000187 | 00000187 | No | Watershed Planning | 500000 | Yes |  |  | 23 | 12 | 16 | 51 | 51 | 0 | 0 | 144.0293 | 0 | 15910.8379 | No | Yes |  |  |  |  | Yes |  |  | TBD |  |  | No |  |  | Yes | Important for flood management activities
1562 | 091000039 | Glasscock County DMP | Create Drainage Master Plan, including evaluation of potential mitigation projects. | 9 | Upper Colorado | Glasscock | 12080004,12080005,12080006,12090103,12090104 | 1208000505,1208000506,1208000608,1209010302,1209010305,1209010308,1209010401,1209010402,1209010403,1209010410,1209010411 | 1208000505,1208000506,1208000608,1209010302,1209010305,1209010308,1209010401,1209010402,1209010403,1209010410,1209010411 | 09000999 | 09000001, 09000002 | 897.1591 | Yes | No | Yes | Yes | No | 09000150 | 09000150 | No | Watershed Planning | 500000 | Yes |  |  | 141 | 3 | 36 | 74 | 74 | 0 | 0 | 33.7581 | 0 | 26320.959 | No | Yes |  |  |  |  | Yes |  |  | TBD |  |  | No |  |  | Yes | Important for flood management activities
1563 | 091000041 | Glasscock County GIS Development | Develop a GIS inventory of stormwater infrastructure | 9 | Upper Colorado | Glasscock | 12080004,12080005,12080006,12090103,12090104 | 1208000505,1208000506,1208000608,1209010302,1209010305,1209010308,1209010401,1209010402,1209010403,1209010410,1209010411 | 1208000505,1208000506,1208000608,1209010302,1209010305,1209010308,1209010401,1209010402,1209010403,1209010410,1209010411 | 09000999 | 09000001, 09000002 | 897.1591 | Yes | No | Yes | Yes | No | 09000150 | 09000150 | No | Other | 100000 | Yes |  |  | 141 | 3 | 36 | 74 | 74 | 0 | 0 | 33.7581 | 0 | 26320.959 | No | Yes |  |  |  |  | Yes |  |  | TBD |  |  | No |  |  | Yes | Important for flood management activities
1564 | 091000042 | Hockley County DMP | Create Drainage Master Plan, including evaluation of potential mitigation projects. | 9 | Upper Colorado | Hockley | 12080001 | 1208000103,1208000104 | 120800010304,120800010305,120800010307,120800010406 | 09000019,09000099,09000101,09000541,09000551,09000554,09000559 | 09000001, 09000002 | 906.674 | Yes | No | Yes | No | No | 00000186 | 00000186 | No | Watershed Planning | 500000 | Yes |  |  | 44 | 18 | 1553 | 269 | 1553 | 3 | 2 | 42.3215 | 0 | 1395.6761 | No | Yes |  |  |  |  | Yes |  |  | TBD |  |  | No |  |  | Yes | Important for flood management activities
1565 | 091000048 | Irion County DMP | Create Drainage Master Plan, including evaluation of potential mitigation projects. | 9 | Upper Colorado | Irion | 12090102,12090103 | 1209010201,1209010202,1209010203,1209010204,1209010307,1209010308,1209010309,1209010310,1209010311, | 1209010201,1209010202,1209010203,1209010204,1209010307,1209010308,1209010309,1209010310,1209010311, | 09000999 | 09000001, 09000002 | 1047.4586 | Yes | No | Yes | No | No | 09000068 | 09000068 | No | Watershed Planning | 500000 | Yes |  |  | 354 | 104 | 132 | 181 | 181 | 0 | 8 | 47.7646 | 0 | 2460.4036 | No | Yes |  |  |  |  | Yes |  |  | TBD |  |  | No |  |  | Yes | Important for flood management activities
1566 | 091000050 | Irion County GIS Development | Develop a GIS inventory of stormwater infrastructure | 9 | Upper Colorado | Irion | 12090102,12090103 | 1209010201,1209010202,1209010203,1209010204,1209010307,1209010308,1209010309,1209010310,1209010311, | 1209010201,1209010202,1209010203,1209010204,1209010307,1209010308,1209010309,1209010310,1209010311, | 09000999 | 09000001, 09000002 | 1047.4586 | Yes | No | Yes | No | No | 09000068 | 09000068 | No | Other | 100000 | Yes |  |  | 354 | 104 | 132 | 181 | 181 | 0 | 8 | 47.7646 | 0 | 2460.4036 | No | Yes |  |  |  |  | Yes |  |  | TBD |  |  | No |  |  | Yes | Important for flood management activities
1567 | 091000069 | Runnels County DMP | Create Drainage Master Plan, including evaluation of potential mitigation projects. | 9 | Upper Colorado | Runnels | 12090108,12080008,12090101,12090105,12090106 | 1209010801,1208000803,1208000804,1209010101,1209010102,1209010103,1209010104,1209010105,1209010502,1209010504,1209010601 | 1209010801,1208000803,1208000804,1209010101,1209010102,1209010103,1209010104,1209010105,1209010502,1209010504,1209010601 | 09000999 | 09000001, 09000002 | 1051.7954 | Yes | No | Yes | No | No | 00000145 | 00000145 | No | Watershed Planning | 500000 | Yes |  |  | 164 | 41 | 172 | 179 | 179 | 1 | 18 | 124.6898 | 0 | 39553.1328 | No | Yes |  |  |  |  | Yes |  |  | TBD |  |  | No |  |  | Yes | Important for flood management activities
1568 | 091000071 | Runnels County GIS Development | Develop a GIS inventory of stormwater infrastructure | 9 | Upper Colorado | Runnels | 12090108,12080008,12090101,12090105,12090106 | 1209010801,1208000803,1208000804,1209010101,1209010102,1209010103,1209010104,1209010105,1209010502,1209010504,1209010601 | 1209010801,1208000803,1208000804,1209010101,1209010102,1209010103,1209010104,1209010105,1209010502,1209010504,1209010601 | 09000999 | 09000001, 09000002 | 1051.7954 | Yes | No | Yes | No | No | 00000145 | 00000145 | No | Other | 100000 | Yes |  |  | 164 | 41 | 172 | 179 | 179 | 1 | 18 | 124.6898 | 0 | 39553.1328 | No | Yes |  |  |  |  | Yes |  |  | TBD |  |  | No |  |  | Yes | Important for flood management activities
1569 | 091000105 | Tom Green County DMP | Create Drainage Master Plan, including evaluation of potential mitigation projects. | 9 | Upper Colorado | Tom Green | 12090101,12090102,12090103,12090104,12090105 | 1209010101,1209010202,1209010203,1209010204,1209010205,1209010311,1209010308,1209010309,1209010310,1209010405,1209010404,1209010501,1209010502,1209010503,1209010504 | 1209010101,1209010202,1209010203,1209010204,1209010205,1209010311,1209010308,1209010309,1209010310,1209010405,1209010404,1209010501,1209010502,1209010503,1209010504 | 09000999 | 09000001, 09000002 | 1533.9274 | Yes | No | Yes | No | No | 09000131 | 09000131 | No | Watershed Planning | 500000 | Yes |  |  | 5166 | 3373 | 9987 | 9062 | 9987 | 7 | 47 | 253.4683 | 0 | 48794.7188 | No | Yes |  |  |  |  | Yes |  |  | TBD |  |  | No |  |  | Yes | Important for flood management activities
1570 | 091000107 | Tom Green County GIS Development | Develop a GIS inventory of stormwater infrastructure | 9 | Upper Colorado | Tom Green | 12090101,12090102,12090103,12090104,12090105 | 1209010101,1209010202,1209010203,1209010204,1209010205,1209010311,1209010308,1209010309,1209010310,1209010405,1209010404,1209010501,1209010502,1209010503,1209010504 | 1209010101,1209010202,1209010203,1209010204,1209010205,1209010311,1209010308,1209010309,1209010310,1209010405,1209010404,1209010501,1209010502,1209010503,1209010504 | 09000999 | 09000001, 09000002 | 1533.9274 | Yes | No | Yes | No | No | 09000131 | 09000131 | No | Other | 100000 | Yes |  |  | 5166 | 3373 | 9987 | 9062 | 9987 | 7 | 47 | 253.4683 | 0 | 48794.7188 | No | Yes |  |  |  |  | Yes |  |  | TBD |  |  | No |  |  | Yes | Important for flood management activities
1571 | 091000111 | Upton County DMP | Create Drainage Master Plan, including evaluation of potential mitigation projects. | 9 | Upper Colorado | Upton | 12080005,12090103 | 1208000505,1209010301,1209010302,1209010303 | 120800050502,120901030101,120901030102,120901030103,120901030104,120901030201,120901030202,120901030203,120901030301,120901030302,120901030305 | 09000010,09000014,09000061,0900083,09000084,09000085,09000274,09000405,09000406,09000412 | 09000001, 09000002 | 1235.9465 | Yes | No | Yes | No | No | 00000127 | 00000127 | No | Watershed Planning | 500000 | Yes |  |  | 41 | 16 | 23 | 10 | 23 | 0 | 1 | 34.0713 | 0 | 6457.2324 | No | Yes |  |  |  |  | Yes |  |  | TBD |  |  | No |  |  | Yes | Important for flood management activities
1572 | 091000113 | Upton County GIS Development | Develop a GIS inventory of stormwater infrastructure | 9 | Upper Colorado | Upton | 12080005,12090103 | 1208000505,1209010301,1209010302,1209010303 | 120800050502,120901030101,120901030102,120901030103,120901030104,120901030201,120901030202,120901030203,120901030301,120901030302,120901030305 | 09000999 | 09000001, 09000002 | 1235.9465 | Yes | No | Yes | No | No | 00000127 | 00000127 | No | Other | 100000 | Yes |  |  | 41 | 16 | 23 | 10 | 23 | 0 | 1 | 34.0713 | 0 | 6457.2324 | No | Yes |  |  |  |  | Yes |  |  | TBD |  |  | No |  |  | Yes | Important for flood management activities
1573 | 091000115 | Yoakum County FEMA Mapping | Create FEMA Mapping in previously unmapped areas | 9 | Upper Colorado | Yoakum | 12080001,12080004,12080006 | 1208000104,1208000305,1208000404,1208000405,1208000407,1208000603,1208000604 | 1208000104,1208000305,1208000404,1208000405,1208000407,1208000603,1208000604 | 09000999 | 09000001, 09000002 | 797.7083 | Yes | No | Yes | No | No | 09000206 | 09000206 | No | Watershed Planning | 717000 | Yes |  |  | 543 | 263 | 715 | 776 | 776 | 0 | 2 | 292.3343 | 0 | 65855.1406 | No | Yes |  |  |  |  | Yes |  |  | TBD |  |  | No |  |  | Yes | Important for flood management activities
1574 | 091000010 | City of Loraine Kindred St Detention Project | Identify scope of detention project on Kindred Street. Offsite detention and property buyout required in order to handle runoff from culvert project identification on Kinder Street. Implement the most cost-effective solution to reduce or eliminate floodin | 9 | Upper Colorado | Mitchell | 12080002 | 1208000209 | 120800020902 | 09000009,09000054,09000247 | 09000004 | 0.01263 | No | No | No | No | No | 00000172 | 00000172,00000278,09003448 | Yes | Detention Pond,Property Acquisition,Storm Drain | 25000 | Yes |  |  | 0 | 0 | 0 | 0 | 0 | 0 | 0 | 0 | 0 | 0 | No | Yes |  |  |  |  | Yes |  |  | TBD |  |  | No |  |  | Yes | Important for flood management activities
1575 | 091000065 | Nolan County Buyout Program Study | Proposed evaluation of potential buyout project for repetitive loss properties in Nolan County. | 9 | Upper Colorado | Nolan | 12060102,12080002,12080008,12090101 | 1206010201,1206010202,1206010203,1206010207,1208000209,1208000801,1208000802,1208000803,1209010102 | 120800020901,120800020902,120800020903,120800080305,120800080306,120800080307,120800080102,120800080103,120800080104,120800080109,120800080201,120800080202,120800080204,120800080301,120800080302,120800080303,120800080304,120901010201,120901010202 | 09000009,09000011,09000012,09000054,09000062,09000063,09000064,09000067,09000244,09000247,09000248,09000314,09000315,09000316,09000324,09000327,09000328,09000329,09000332,09000333,09000334,09000335,09000338,09000339,09000340,09000345,09000353 | 09000001, 09000002, 09000003, 09000004 | 910.7029 | Yes | No | Yes | Yes | No | 00000116 | 00000116,00000145,09000147,00000168,00000170,00000172,00000261,00000278,00000284,00000295,09000499,09000852,09002581 | No | Project Planning | 100000 | Yes |  |  | 90 | 16 | 12 | 22 | 22 | 0 | 5 | 20.9512 | 0 | 4147.8193 | No | Yes |  |  |  |  | Yes |  |  | TBD |  |  | No |  |  | Yes | Important for flood management activities
1576 | 091000011 | City of Odessa Buyout Program Study | In Muskingum Draw floodplain between 8th Street and University Boulevard, numerous homes and small businesses (approximately 400) are subject to damage from flooding. Proposed evaluation of potential buyout project. | 9 | Upper Colorado | Midland,Ector | 12080005 | 1208000503,1208000504 | 1208000503,1208000504 | 09000010,09000059,09000060,09000270,09000287,09000298,09000300,09000304,09000305 | 09000003, 09000004 | 44.2643 | Yes | No | Yes | No | No | 00000151 | 00000151,00000152,00000272,09000288,09002836 | Yes | Project Planning | 411700 | Yes |  |  | 6574 | 5476 | 24528 | 21069 | 24528 | 10 | 26 | 154.5649 | 0 | 26.0653 | No | Yes |  |  |  |  | Yes |  |  | TBD |  |  | No |  |  | Yes | Important for flood management activities
1577 | 091000077 | San Angelo Street Flooding 13 | Heavy street flow. 23rd at Armstrong | 9 | Upper Colorado | Tom Green | 12090102,12090104,12090105 | 1209010205,1209010405,1209010502 | 120901050203 | 09000013,09000015,09000016,09000075,09000088,09000093,09000378,09000382,09000384,09000394,09000495,09000498,09000508,09000512,09000513 | 09000003, 09000004 | 61.9115 | Yes | No | Yes | No | No | 09000131 | 09000131,00000261,00000284,09003257 | Yes | Project Planning | 25000 | Yes |  |  | 2587 | 1821 | 8034 | 6050 | 8034 | 6 | 27 | 93.6453 | 0 | 558.4952 | No | Yes |  |  |  |  | Yes |  |  | TBD |  |  | No |  |  | Yes | Important for flood management activities
1578 | 091000084 | San Angelo Sulper Draw Park Drainage Improvements | Low water crossing, street flooding. Monroe at Sulfur Draw Park. Excessive street flow, street flooding. Taylor St at Conchita St. Heavy street flow. Madison St. between Ave J to Algerita. Heavy street flow. Beauregard Ave (Campus to N Concho River) | 9 | Upper Colorado | Tom Green | 12090104 | 1209010205 | 120901050203 | 09000999 | 09000003, 09000004, 09000005, 09000006 | 0.45578 | No | No | No | No | No | 09000131 | 09000131,00000261,00000284,09003257 | No | Project Planning | 532640 | Yes |  |  | 96 | 94 | 0 | 0 | 0 | 0 | 0 | 0 | 0 | 0 | No | Yes |  |  |  |  | Yes |  |  | TBD |  |  | No |  |  | Yes | Important for flood management activities
1579 | 091000085 | San Angelo Sunset Lake Flooding Improvement | Evaluate the increase in flood water surface. Analyize the flood pool level for Sunset Lake. Review the outlet structures, over flow points, and the excessive 70,000 cu yds of requireded dredging. Restore or improve lake levels to FEMA FIS studies. | 9 | Upper Colorado | Tom Green | 12090102 | 1209010205 | 120901050203 | 09000999 | 09000003, 09000004 | 0.29262 | No | No | No | No | No | 09000131 | 09000131,00000261,00000284,09003257 | Yes | Project Planning | 100000 | Yes |  |  | 7 | 0 | 0 | 0 | 0 | 0 | 1 | 0 | 0 | 0 | No | No |  |  |  |  | No |  |  | TBD |  |  | No |  |  | Yes | Important for flood management activities
1580 | 091000116 | Butler Farms Bridge | Provide access to Butler Farms subdivision through construction of a bridge structure on Foster Road as well as construction of a secondary access to the subdivision | 9 | Upper Colorado | Tom Green | 12090102 | 1209010205 | 120901020508 | 09000013,09000075,09000378 | 9000004 | 1.9282 | Yes | No | Yes | No | No | 09000131 | 09000131,00000261,00000284,09003257 | No | Other | 25000 | Yes |  |  | 24 | 8 | 0 | 0 | 0 | 0 | 0 | 0 | 0 | 4.6554 | No | No |  |  |  |  | No |  |  | TBD |  |  | No |  |  | Yes | Important for flood management activities
1581 | 091000117 | Southwest Blvd Channel Widening | Widen channel from just upstream of Loop 306 to just downstream of Southwest Blvd. Install a 300 flood bridge with high chord of 1888msl. Install storm drain line in Southwest Blvd. | 9 | Upper Colorado | Tom Green | 12090102 | 1209010205 | 120901020509 | 09000013,09000075,09000384 | 9000004 | 0.02985 | Yes | No | Yes | No | No | 09000131 | 09000131,00000261,00000284,09003257 | No | Other | 25000 | Yes |  |  | 7 | 0 | 0 | 0 | 0 | 0 | 1 | 0 | 0 | 0 | No | No |  |  |  |  | No |  |  | TBD |  |  | No |  |  | Yes | Important for flood management activities
1582 | 091000125 | North Fork Red Arroyo Detention | 8 ac and 12 ac regional detention basins | 9 | Upper Colorado | Tom Green | 12090102 | 1209010205 | 120901050203 | 09000013,09000075,09000384 | 9000004 | 0.025001 | Yes | No | Yes | No | No | 09000131 | 09000131,00000261,00000284,09003257 | No | Other | 25000 | Yes |  |  | 0 | 0 | 0 | 0 | 0 | 0 | 0 | 0 | 0 | 1.0862 | No | No |  |  |  |  | No |  |  | TBD |  |  | No |  |  | Yes | Important for flood management activities
1583 | 091000126 | Pecan and 3rd Sreet | 2.1 ac regional detention. intersection and downstream channel improvements | 9 | Upper Colorado | Tom Green | 12090104 | 1209010405 | 120901050203 | 09000015,09000088,09000498 | 9000006 | 0.0027088 | Yes | No | Yes | No | No | 09000131 | 09000131,00000261,00000284,09003257 | No | Other | 25000 | Yes |  |  | 0 | 0 | 0 | 0 | 0 | 0 | 0 | 0 | 0 | 0 | No | No |  |  |  |  | No |  |  | TBD |  |  | No |  |  | Yes | Important for flood management activities
1584 | 091000127 | Spaulding St Storm Drain | Raise Spaulding St. at East Angelo Draw by 5.4 feet and install (4) 9 x 8’ box culverts under Spaulding; raise Bell St. at East Angelo Draw by 2.4 feet and install (4) 9 x8’ culverts. | 9 | Upper Colorado | Tom Green | 12090102,12090104,12090105 | 1209010205,1209010405,1209010502 | 120901050203 | 09000013,09000015,09000016,09000075,09000088,09000093,09000378,09000382,09000384,09000394,09000495,09000498,09000508,09000512,09000513 | 9000004 | 61.9115 | Yes | No | Yes | No | No | 09000131 | 09000131,00000261,00000284,09003257 | No | Other | 25000 | Yes |  |  | 2587 | 1821 | 0 | 0 | 0 | 6 | 27 | 0 | 0 | 558.4952 | No | No |  |  |  |  | No |  |  | TBD |  |  | No |  |  | Yes | Important for flood management activities
1585 | 091000128 | City of San Angelo 400 Block of E. 14th St. Buyout | This area floods homes during heavy rainfall. Demo existing building and convert to park area. | 9 | Upper Colorado | Tom Green | 12090102,12090104,12090105 | 1209010205,1209010405,1209010502 | 120901050203 | 09000015,09000088,09000498 | 09000003 | 0.0025514 | Yes | No | Yes | No | No | 09000131 | 09000131,00000261,00000284,09003257 | No | Other | 150000 | No |  |  | 0 | 0 | 0 | 0 | 0 | 0 | 0 | 0 | 0 | 0 | No | No |  |  |  |  | No |  |  | TBD |  |  | No |  |  | Yes | Important for flood management activities
1586 | 091000129 | Midland Draw Channel Improvements | The proposed channel has a 250-foot top width for the entire length of the reach. There are three existing crossings, two to remain, one to be expanded, and one new crossing. The first crossing, at Loop 349, is to remain. The second crossing, at the futu* | 9 | Upper Colorado | Midland | 12080005 | 1208000501 | 120800050107 | 09000010,09000056,09000280 | 9000004 | 0.76235 | Yes | No | Yes | No | No | City of Midland | 00000151,00000272 | No | Project Planning | 8450000 | No |  |  | 37 | 36 | 29 | 138 | 138 | 0 | 1 | 1.9 | 0 | 4.6 | No | No |  |  |  |  | No |  |  | TBD |  |  | No |  |  | Yes | Important for flood management activities
1587 | 101000001 | Willow-Gazley Local Drainage Alternative 3 | Drainage System Improvements | 10 | Lower Colorado-Lavaca | Bastrop | 12090301 |  |  |  | 10000025 | 0.66959 | No | No | Yes | No | No | 10002526 | 00000028,00000258,00000307,10002526 | No | Project Planning | 250000 | No |  |  | 0 | 0 | 0 | 0 | 0 | 0 | 0 | 0 |  | 0 | Yes | Yes |  |  |  |  | Yes |  |  | Bastrop County Flood Protection Planning Study - Willow-Gazley Creeks |  |  | No |  |  | Yes | Meets TWDB criteria and RFPG Goals
1588 | 101000002 | Shiloh Road Bridge West of State HWY 304 | Upgrade flow capacity | 10 | Lower Colorado-Lavaca | Bastrop | 12090301 |  |  |  | 10000027 | 1.7407 | Yes | No | No | No | No | 00000028 | 00000028,00000258,00000307,10001290,10003203 | No | Project Planning | 100000 | No |  |  | 1 | 1 | 0 | 2 | 2 | 0 | 0 | 0.14571 |  | 56.0389 | Yes | Yes |  |  |  |  | Yes |  |  | Bastrop County HMP |  |  | No |  |  | Yes | Meets TWDB criteria and RFPG Goals
1589 | 101000003 | Willie May Way in Precinct 4 at Trib | Replace CMPs with larger multi-box culvert | 10 | Lower Colorado-Lavaca | Bastrop | 12090301 |  |  |  | 10000027 | 0.2702 | No | No | Yes | No | No | 00000028 | 00000028,00000034,00000258,00000307 | No | Project Planning | 100000 | No |  |  | 0 | 0 | 0 | 0 | 0 | 0 | 0 | 0 |  | 0 | Yes | Yes |  |  |  |  | Yes |  |  | Bastrop County HMP |  |  | No |  |  | Yes | Meets TWDB criteria and RFPG Goals
1590 | 101000004 | Gotier Trace Low Water Crossing | Replace LWCs with box culverts | 10 | Lower Colorado-Lavaca | Bastrop | 12090301 |  |  |  | 10000027 | 1.2149 | Yes | No | No | No | No | 00000028 | 00000028,00000258,00000307 | No | Project Planning | 100000 | No |  |  | 2 | 2 | 1 | 3 | 3 | 0 | 0 | 1.3419 |  | 162.9138 | Yes | Yes |  |  |  |  | Yes |  |  | Bastrop County HMP |  |  | No |  |  | Yes | Meets TWDB criteria and RFPG Goals
1591 | 101000005 | Lakeview Drive & Tuck Street | Drainage system improvements | 10 | Lower Colorado-Lavaca | Bastrop | 12090301 |  |  |  | 10000025 | 0.56209 | Yes | No | No | No | No | 00000028 | 00000028,00000258,00000307 | No | Project Planning | 100000 | No |  |  | 47 | 40 | 115 | 3 | 115 | 0 | 0 | 0.37732 |  | 61.8442 | Yes | Yes |  |  |  |  | Yes |  |  | Bastrop County HMP |  |  | No |  |  | Yes | Meets TWDB criteria and RFPG Goals
1592 | 101000006 | Green Valley Drive in Precinct 1 | LWC upgrade, Bridge | 10 | Lower Colorado-Lavaca | Bastrop | 12090301 |  |  |  | 10000027 | 1.3477 | Yes | No | No | No | No | 00000028 | 00000028,00000258,00000307 | No | Project Planning | 100000 | No |  |  | 38 | 35 | 33 | 67 | 67 | 0 | 0 | 0.32684 |  | 49.4767 | Yes | Yes |  |  |  |  | Yes |  |  | Bastrop County HMP |  |  | No |  |  | Yes | Meets TWDB criteria and RFPG Goals
1593 | 101000007 | Old McDade Rd in Precinct 4 near Norwood Rd | Box culvert replacement | 10 | Lower Colorado-Lavaca | Bastrop | 12090301 |  |  |  | 10000027 | 0.40519 | Yes | No | No | No | No | 00000028 | 00000028,00000258,00000307 | No | Project Planning | 100000 | No |  |  | 4 | 4 | 2 | 6 | 6 | 0 | 0 | 0.11974 |  | 4.9548 | Yes | Yes |  |  |  |  | Yes |  |  | Bastrop County HMP |  |  | No |  |  | Yes | Meets TWDB criteria and RFPG Goals
1594 | 101000008 | Clear Springs Lake Dam | Design & implement Clear Springs Lake Dam Improvements | 10 | Lower Colorado-Lavaca | Bastrop | 12090301 |  |  |  | 10000025 | 0.0003024 | Yes | No | No | No | No | 00000028 | 00000028,00000258,00000307 | No | Project Planning | 100000 | No |  |  | 0 | 0 | 0 | 0 | 0 | 0 | 0 | 0 |  | 0.12127 | Yes | Yes |  |  |  |  | Yes |  |  | Bastrop County HMP |  |  | No |  |  | Yes | Meets TWDB criteria and RFPG Goals
1595 | 101000009 | Pecan Shores Subdivision | Voluntary buyout of homes in 100-year FP (48 homes) | 10 | Lower Colorado-Lavaca | Bastrop | 12090301 |  |  |  | 10000021 | 0.045408 | Yes | No | No | No | No | 00000028 | 00000028,00000258,00000307,10002526 | No | Project Planning | 150000 | No |  |  | 12 | 10 | 22 | 13 | 22 | 0 | 0 | 0.43061 |  | 17.6785 | Yes | Yes |  |  |  |  | Yes |  |  | Bastrop County HMP |  |  | No |  |  | Yes | Meets TWDB criteria and RFPG Goals
1596 | 101000010 | Hidden Shores Subdivision | Voluntary buyout of homes in floodway (22 homes) | 10 | Lower Colorado-Lavaca | Bastrop | 12090301 |  |  |  | 10000021 | 0.1396 | Yes | No | No | No | No | 00000028 | 00000028,00000258,00000307 | No | Project Planning | 150000 | No |  |  | 39 | 39 | 45 | 68 | 68 | 0 | 0 | 1.1319 |  | 67.8941 | Yes | Yes |  |  |  |  | Yes |  |  | Bastrop County HMP |  |  | No |  |  | Yes | Meets TWDB criteria and RFPG Goals
1597 | 101000011 | Waters Edge Terrace Subdivision | Voluntary buyout of homes in 100-year FP (12 homes) | 10 | Lower Colorado-Lavaca | Bastrop | 12090301 |  |  |  | 10000021 | 0.052395 | Yes | No | No | No | No | 00000028 | 00000028,00000258,00000307 | No | Project Planning | 100000 | No |  |  | 43 | 41 | 120 | 1 | 120 | 0 | 0 | 0.46129 |  | 17.668 | Yes | Yes |  |  |  |  | Yes |  |  | Bastrop County HMP |  |  | No |  |  | Yes | Meets TWDB criteria and RFPG Goals
1598 | 101000012 | Old Sayers Rd & Little Sandy Creek | LWC upgrade, Box culvert | 10 | Lower Colorado-Lavaca | Bastrop | 12090301 |  |  |  | 10000027 | 0.6257 | Yes | No | No | No | No | 00000028 | 00000028,00000258,00000307 | No | Project Planning | 100000 | No |  |  | 0 | 0 | 0 | 0 | 0 | 0 | 1 | 0.1895 |  | 105.4669 | Yes | Yes |  |  |  |  | Yes |  |  | Bastrop County HMP |  |  | No |  |  | Yes | Meets TWDB criteria and RFPG Goals
1599 | 101000013 | Paffen Rd & Grassy Creek Draw | CMP Upgrade, Cast-in-place multi-box (2) culvert-bridge | 10 | Lower Colorado-Lavaca | Bastrop | 12090301 |  |  |  | 10000027 | 1.0108 | Yes | No | No | No | No | 00000028 | 00000028,00000032,00000258,00000307 | No | Project Planning | 100000 | No |  |  | 0 | 0 | 0 | 0 | 0 | 0 | 0 | 0.053692 |  | 39.2556 | Yes | Yes |  |  |  |  | Yes |  |  | Bastrop County HMP |  |  | No |  |  | Yes | Meets TWDB criteria and RFPG Goals
1600 | 101000014 | Meduna Rd & Barton Oaks Draw 1 | LWC to Culvert, Cast-in-place box culvert-bridge | 10 | Lower Colorado-Lavaca | Bastrop | 12090301 |  |  |  | 10000027 | 0.44224 | Yes | No | No | No | No | 00000028 | 00000028,00000258,00000307 | No | Project Planning | 100000 | No |  |  | 0 | 0 | 0 | 0 | 0 | 0 | 0 | 0.062634 |  | 1.5472 | Yes | Yes |  |  |  |  | Yes |  |  | Bastrop County HMP |  |  | No |  |  | Yes | Meets TWDB criteria and RFPG Goals
1601 | 101000015 | Pine Canyon Dr & Wet Weather Creek | LWC to Culvert, Cast-in-place multi-box (2) culvert-bridge | 10 | Lower Colorado-Lavaca | Bastrop | 12090301 |  |  |  | 10000027 | 0.19621 | No | No | Yes | No | No | 00000028 | 00000028,00000258,00000307 | No | Project Planning | 100000 | No |  |  | 0 | 0 | 0 | 0 | 0 | 0 | 0 | 0 |  | 0 | Yes | Yes |  |  |  |  | Yes |  |  | Bastrop County HMP |  |  | No |  |  | Yes | Meets TWDB criteria and RFPG Goals
1602 | 101000016 | Hall Rd & Young's Branch | Upgrade Box-culvert bridge | 10 | Lower Colorado-Lavaca | Bastrop | 12090301 |  |  |  | 10000027 | 0.59441 | Yes | No | No | No | No | 00000028 | 00000028,00000258,00000307 | No | Project Planning | 100000 | No |  |  | 0 | 0 | 0 | 0 | 0 | 0 | 0 | 0.047016 |  | 1.5022 | Yes | Yes |  |  |  |  | Yes |  |  | Bastrop County HMP |  |  | No |  |  | Yes | Meets TWDB criteria and RFPG Goals
1603 | 101000017 | Friendship Rd & Turner Creek A and B | LWC to Culvert, Cast-in-place multi-box (3) culvert-bridge | 10 | Lower Colorado-Lavaca | Bastrop | 12070102,12090301 |  |  |  | 10000027 | 2.4695 | Yes | No | No | No | No | 00000028 | 00000028,00000032,00000258,00000295,00000307 | No | Project Planning | 100000 | No |  |  | 0 | 0 | 0 | 0 | 0 | 0 | 0 | 0.14289 |  | 209.3228 | Yes | Yes |  |  |  |  | Yes |  |  | Bastrop County HMP |  |  | No |  |  | Yes | Meets TWDB criteria and RFPG Goals
1604 | 101000018 | Patterson Rd & Barton's Creek | Wooden Bridge Upgrade, Box-culvert bridge | 10 | Lower Colorado-Lavaca | Bastrop | 12100202,12090301 |  |  |  | 10000027 | 6.8172 | Yes | No | No | No | No | 00000028 | 00000028,00000258,00000307 | No | Project Planning | 100000 | No |  |  | 1 | 1 | 3 | 0 | 3 | 0 | 0 | 0.11197 |  | 479.7714 | Yes | Yes |  |  |  |  | Yes |  |  | Bastrop County HMP |  |  | No |  |  | Yes | Meets TWDB criteria and RFPG Goals
1605 | 101000019 | Upper Elgin River Rd & Cotton Creek | LWC to Culvert Cast-in-place multi-box (2) culvert-bridge | 10 | Lower Colorado-Lavaca | Bastrop | 12090301 |  |  |  | 10000027 | 1.1152 | Yes | No | No | No | No | 00000028 | 00000028,00000034,00000258,00000307 | No | Project Planning | 100000 | No |  |  | 0 | 0 | 0 | 0 | 0 | 0 | 0 | 0.05885 |  | 32.0285 | Yes | Yes |  |  |  |  | Yes |  |  | Bastrop County HMP |  |  | No |  |  | Yes | Meets TWDB criteria and RFPG Goals
1606 | 101000020 | Old Sayers Rd & Big Sandy Creek | LWC to Culvert Cast-in-place multi-box (2) culvert-bridge | 10 | Lower Colorado-Lavaca | Bastrop | 12090301 |  |  |  | 10000027 | 19.5024 | Yes | No | No | No | No | 00000028 | 00000028,00000258,00000307,10001091,10001092,10003201 | No | Project Planning | 100000 | No |  |  | 90 | 72 | 133 | 191 | 191 | 0 | 1 | 2.3206 |  | 894.3233 | Yes | Yes |  |  |  |  | Yes |  |  | Bastrop County HMP |  |  | No |  |  | Yes | Meets TWDB criteria and RFPG Goals
1607 | 101000021 | Caldwell Rd & Wet Weather Creek | LWC to Culvert Cast-in-place multi-box (2) culvert-bridge | 10 | Lower Colorado-Lavaca | Bastrop | 12090301 |  |  |  | 10000027 | 0.32853 | Yes | No | No | No | No | 00000028 | 00000028,00000258,00000307 | No | Project Planning | 100000 | No |  |  | 0 | 0 | 0 | 0 | 0 | 0 | 0 | 0.056245 |  | 6.5443 | Yes | Yes |  |  |  |  | Yes |  |  | Bastrop County HMP |  |  | No |  |  | Yes | Meets TWDB criteria and RFPG Goals
1608 | 101000026 | Smithville Recreation Center Expansion | Expand center to improve shelter-in-place capability | 10 | Lower Colorado-Lavaca | Bastrop | 12090301 |  |  |  | 10000004 | 0.0024927 | No | No | Yes | No | No | 10002526 | 00000028,00000258,00000307,10002526 | No | Project Planning | 100000 | No |  |  | 0 | 0 | 0 | 0 | 0 | 0 | 0 | 0 |  | 0 | Yes | Yes |  |  |  |  | Yes |  |  | Bastrop County HMP |  |  | No |  |  | Yes | Meets TWDB criteria and RFPG Goals
1609 | 101000027 | FM 812 at Little Alum Creek | 200-ft by 35-ft bridge, 2200 LF of channelization | 10 | Lower Colorado-Lavaca | Bastrop | 12090301 |  |  |  | 10000027 | 1.8762 | Yes | No | No | No | No | 00000028 | 00000028,00000258,00000307 | No | Project Planning | 100000 | No |  |  | 25 | 23 | 69 | 0 | 69 | 0 | 0 | 0.30715 |  | 59.9802 | Yes | Yes |  |  |  |  | Yes |  |  | Walnut Creek - Bastrop County Flood Protection Planning Study |  |  | No |  |  | Yes | Meets TWDB criteria and RFPG Goals
1610 | 101000028 | FM 812 at Alum Creek South | 100-ft bridge, 1700 LF of channelization | 10 | Lower Colorado-Lavaca | Bastrop | 12090301 |  |  |  | 10000025 | 1.2059 | Yes | No | No | No | No | 00000028 | 00000028,00000258,00000307 | No | Project Planning | 100000 | No |  |  | 1 | 1 | 0 | 2 | 2 | 0 | 0 | 0.083302 |  | 27.8906 | Yes | Yes |  |  |  |  | Yes |  |  | Walnut Creek - Bastrop County Flood Protection Planning Study |  |  | No |  |  | Yes | Meets TWDB criteria and RFPG Goals
1611 | 101000029 | Magnolia St | Magnolia Ditch Project, Construction of ditch & culvert | 10 | Lower Colorado-Lavaca | Brown | 12090107 |  |  |  | 10000025 | 0.074318 | Yes | No | No | No | No | 10002887 | 00000146,00000278,00000307,10001721,10002887 | No | Project Planning | 100000 | No |  |  | 27 | 27 | 96 | 276 | 276 | 0 | 0 | 0.65585 |  | 7.2071 | Yes | Yes |  |  |  |  | Yes |  |  | Mills County & City of Brownwood HMP |  |  | Yes |  |  | Yes | Meets TWDB criteria and RFPG Goals
1612 | 101000032 | Mission Hills Street | Build bridge at Mission Hills Street creek x-ing | 10 | Lower Colorado-Lavaca | Burnet | 12090205 |  |  |  | 10000027 | 4.2079 | Yes | No | No | No | No | 10003109 | 00000049,00000258,00000307,10003109 | No | Project Planning | 100000 | No |  |  | 60 | 2 | 748 | 5 | 748 | 0 | 3 | 0.80998 |  | 147.1793 | Yes | Yes |  |  |  |  | No |  |  | Burnet County HMP |  |  | Yes |  |  | Yes | Meets TWDB criteria and RFPG Goals
1613 | 101000034 | Lump Rd, Hilltop Rd, FM 2919 N | Feasibility study of LWCs | 10 | Lower Colorado-Lavaca | Fort Bend | 12090401 |  |  |  | 10000027 | 1.4148 | Yes | No | No | No | No | 10002924 | 00000009,00000266,00000307,10001823,00002044,10002090,10002924 | No | Project Planning | 100000 | No |  |  | 11 | 9 | 14 | 9 | 14 | 0 | 0 | 0.84983 |  | 69.4108 | Yes | Yes |  |  |  |  | Yes |  |  | Fort Bend County HMP Update |  |  | Yes |  |  | Yes | Meets TWDB criteria and RFPG Goals
1614 | 101000035 | Drainage Improvements to Crawford Outlet Right-of-Way | Drainage Improvements to Crawford Outlet Right-of-Way | 10 | Lower Colorado-Lavaca | Fort Bend | 12090401 |  |  |  | 10000025 | 1.4148 | Yes | No | No | No | No | 10002924 | 00000009,00000266,00000307,10001823,00002044,10002090,10002924 | No | Project Planning | 50000 | No |  |  | 11 | 9 | 14 | 9 | 14 | 0 | 0 | 0.84983 |  | 69.4108 | Yes | Yes |  |  |  |  | Yes |  |  | Fort Bend County HMP Update |  |  | Yes |  |  | Yes | Meets TWDB criteria and RFPG Goals
1615 | 101000037 | Gene and Church Streets | Install Culverts | 10 | Lower Colorado-Lavaca | Fort Bend | 12090401,12070104 |  |  |  | 10000025 | 0.16269 | No | No | Yes | No | No | 00002935 | 00000009,00000266,00000295,00002044,00002935 | No | Project Planning | 50000 | No |  |  | 0 | 0 | 0 | 0 | 0 | 0 | 0 | 0 |  | 0 | Yes | Yes |  |  |  |  | Yes |  |  | Fort Bend County HMP Update |  |  | No |  |  | Yes | Meets TWDB criteria and RFPG Goals
1616 | 101000038 | 800 Block W San Antonio | Channels, drop structures, & 2 box culverts: 7' x 4' | 10 | Lower Colorado-Lavaca | Gillespie | 12090206 |  |  |  | 10000027 | 0.00087683 | No | No | Yes | No | No | 10002910 | 00000030,00000255,00000307,00001401,10002910 | No | Project Planning | 50000 | No |  |  | 0 | 0 | 0 | 0 | 0 | 0 | 0 | 0 |  | 0 | Yes | Yes |  |  |  |  | No |  |  | City of Fredericksburg DMP |  |  | No |  |  | Yes | Meets TWDB criteria and RFPG Goals
1617 | 101000039 | South End of Acorn Street | Rollup curb at driveway edge | 10 | Lower Colorado-Lavaca | Gillespie | 12090206 |  |  |  | 10000025 | 0.0029574 | Yes | No | No | No | No | 10002910 | 00000030,00000255,00000307,00001401,10002910 | No | Project Planning | 50000 | No |  |  | 0 | 0 | 0 | 0 | 0 | 0 | 0 | 0 |  | 0.0019231 | Yes | Yes |  |  |  |  | No |  |  | City of Fredericksburg DMP |  |  | No |  |  | Yes | Meets TWDB criteria and RFPG Goals
1618 | 101000042 | Bowie & Peach Street | Storm sewer system & curb inlets with two 36" RCPs | 10 | Lower Colorado-Lavaca | Gillespie | 12090206 |  |  |  | 10000025 | 0.056287 | No | No | Yes | No | No | 10002910 | 00000030,00000255,00000307,00001401,10002910 | No | Project Planning | 100000 | No |  |  | 0 | 0 | 0 | 0 | 0 | 0 | 0 | 0 |  | 0 | Yes | Yes |  |  |  |  | No |  |  | City of Fredericksburg DMP |  |  | No |  |  | Yes | Meets TWDB criteria and RFPG Goals
1619 | 101000043 | Edison & Creek Street | Replace culverts: two 8' x 3' box culverts Add concrete channel | 10 | Lower Colorado-Lavaca | Gillespie | 12090206 |  |  |  | 10000025 | 0.049957 | Yes | No | Yes | No | No | 10002910 | 00000030,00000255,00000307,00001401,10002910 | No | Project Planning | 100000 | No |  |  | 0 | 0 | 0 | 0 | 0 | 0 | 0 | 0 |  | 0 | Yes | Yes |  |  |  |  | No |  |  | City of Fredericksburg DMP |  |  | No |  |  | Yes | Meets TWDB criteria and RFPG Goals
1620 | 101000044 | 112 W Park | Extend curb to direct water to new vegetated channel with drop structure outfall to Barons Creek | 10 | Lower Colorado-Lavaca | Gillespie | 12090206 |  |  |  | 10000025 | 0.00030307 | No | No | Yes | No | No | 10002910 | 00000030,00000255,00000307,00001401,10002910 | No | Project Planning | 50000 | No |  |  | 0 | 0 | 0 | 0 | 0 | 0 | 0 | 0 |  | 0 | Yes | Yes |  |  |  |  | No |  |  | City of Fredericksburg DMP |  |  | No |  |  | Yes | Meets TWDB criteria and RFPG Goals
1621 | 101000048 | Trailmoor near Llano Hwy | Add stormwater system throughout watershed | 10 | Lower Colorado-Lavaca | Gillespie | 12090206 |  |  |  | 10000025 | 0.2632 | Yes | No | No | No | No | 10002910 | 00000030,00000255,00000307,00001401,10002910 | No | Project Planning | 250000 | No |  |  | 11 | 7 | 213 | 6 | 213 | 0 | 0 | 0 |  | 11.5053 | Yes | Yes |  |  |  |  | No |  |  | City of Fredericksburg DMP |  |  | No |  |  | Yes | Meets TWDB criteria and RFPG Goals
1622 | 101000050 | Drainage Channel near EMS Building | Drop structure with utility encasement | 10 | Lower Colorado-Lavaca | Gillespie | 12090206 |  |  |  | 10000025 | 0.0049359 | Yes | No | Yes | No | No | 10002910 | 00000030,00000255,00000307,00001401,10002910 | No | Project Planning | 50000 | No |  |  | 0 | 0 | 0 | 0 | 0 | 0 | 0 | 0 |  | 0 | Yes | Yes |  |  |  |  | No |  |  | City of Fredericksburg DMP |  |  | No |  |  | Yes | Meets TWDB criteria and RFPG Goals
1623 | 101000051 | Bob White Trail | Replace ex culverts with two 24" RCPs; regrade channel; replace driveway culverts | 10 | Lower Colorado-Lavaca | Gillespie | 12090206 |  |  |  | 10000027 | 0.0066517 | Yes | No | Yes | No | No | 10002910 | 00000030,00000255,00000307,00001401,10002910 | No | Project Planning | 50000 | No |  |  | 0 | 0 | 0 | 0 | 0 | 0 | 0 | 0 |  | 0 | Yes | Yes |  |  |  |  | No |  |  | City of Fredericksburg DMP |  |  | No |  |  | Yes | Meets TWDB criteria and RFPG Goals
1624 | 101000053 | N Edison Low Water Crossing | Raise N Edison at Schubert; redesign intersection; install FEWS with automatic gates & flashers | 10 | Lower Colorado-Lavaca | Gillespie | 12090206 |  |  |  | 10000004 | 0.00012702 | Yes | No | No | No | No | 10002910 | 00000030,00000255,00000307,00001401,10002910 | No | Project Planning | 15000 | No |  |  | 0 | 0 | 0 | 0 | 0 | 0 | 1 | 0 |  | 0 | Yes | Yes |  |  |  |  | No |  |  | City of Fredericksburg DMP |  |  | No |  |  | Yes | Meets TWDB criteria and RFPG Goals
1625 | 101000054 | Schubert Low Water Crossing | Lower channel by 4-5' with drop structures; install five 9'x5' culverts | 10 | Lower Colorado-Lavaca | Gillespie | 12090206 |  |  |  | 10000025 | 2.4318 | Yes | No | No | No | No | 10002910 | 00000030,00000255,00000307,00001401,10002910 | No | Project Planning | 50000 | No |  |  | 44 | 26 | 26 | 59 | 59 | 0 | 3 | 0 |  | 112.1844 | Yes | Yes |  |  |  |  | No |  |  | City of Fredericksburg DMP |  |  | No |  |  | Yes | Meets TWDB criteria and RFPG Goals
1626 | 101000055 | 200 Block N Orange | Concrete apron; pedestrian/guard rail; relocate DS concrete encased utility or extend protection to cover utility | 10 | Lower Colorado-Lavaca | Gillespie | 12090206 |  |  |  | 10000025 | 0.021311 | Yes | No | No | No | No | 10002910 | 00000030,00000255,00000307,00001401,10002910 | No | Project Planning | 50000 | No |  |  | 3 | 3 | 3 | 2 | 3 | 0 | 1 | 0 |  | 0 | Yes | Yes |  |  |  |  | No |  |  | City of Fredericksburg DMP |  |  | No |  |  | Yes | Meets TWDB criteria and RFPG Goals
1627 | 101000056 | Crockett Street South of Travis | Capture flow with curb/drop inlets along Travis, Crockett, Austin St | 10 | Lower Colorado-Lavaca | Gillespie | 12090206 |  |  |  | 10000025 | 0.010534 | Yes | No | No | No | No | 10002910 | 00000030,00000255,00000307,00001401,10002910 | No | Project Planning | 100000 | No |  |  | 0 | 0 | 0 | 0 | 0 | 0 | 0 | 0 |  | 0 | Yes | Yes |  |  |  |  | No |  |  | City of Fredericksburg DMP |  |  | No |  |  | Yes | Meets TWDB criteria and RFPG Goals
1628 | 101000057 | Cross Mountain West | Drainage channel | 10 | Lower Colorado-Lavaca | Gillespie | 12090206 |  |  |  | 10000025 | 0.012824 | No | No | Yes | No | No | 10002910 | 00000030,00000255,00000307,00001401,10002910 | No | Project Planning | 100000 | No |  |  | 0 | 0 | 0 | 0 | 0 | 0 | 0 | 0 |  | 0 | Yes | Yes |  |  |  |  | No |  |  | City of Fredericksburg DMP |  |  | No |  |  | Yes | Meets TWDB criteria and RFPG Goals
1629 | 101000058 | N Milam at West Travis | Curb inlets along Milam St | 10 | Lower Colorado-Lavaca | Gillespie | 12090206 |  |  |  | 10000025 | 0.0078468 | Yes | No | No | No | No | 10002910 | 00000030,00000255,00000307,00001401,10002910 | No | Project Planning | 150000 | No |  |  | 0 | 0 | 0 | 0 | 0 | 0 | 0 | 0 |  | 0 | Yes | Yes |  |  |  |  | No |  |  | City of Fredericksburg DMP |  |  | No |  |  | Yes | Meets TWDB criteria and RFPG Goals
1630 | 101000059 | Repair of Little Barton Creek Dam | Continue working with FEMA on repair of Little Barton Creek Dam | 10 | Lower Colorado-Lavaca | Hays | 12090205 |  |  |  | 10000027 | 0.0038907 | Yes | No | No | No | No | 10002701 | 00000026,00000258,00000291,00000307,10002701 | No | Project Planning | 100000 | No |  |  | 0 | 0 | 0 | 0 | 0 | 0 | 0 | 0 |  | 1.658 | Yes | Yes |  |  |  |  | Yes |  |  | Hays County HMP |  |  | No |  |  | Yes | Meets TWDB criteria and RFPG Goals
1631 | 101000060 | Floodplain/Floodway Audit | Floodplain/floodway audit | 10 | Lower Colorado-Lavaca | Hays | 12090205 |  |  |  | 10000007 | 0.21056 | Yes | No | No | No | No | 10002702 | 00000026,00000258,00000291,00000307,10002702 | No | Watershed Planning | 50000 | No |  |  | 1 | 1 | 3 | 0 | 3 | 0 | 0 | 0.038949 |  | 4.048 | Yes | Yes |  |  |  |  | Yes |  |  | Hays County HMP |  |  | No |  |  | Yes | Meets TWDB criteria and RFPG Goals
1632 | 101000061 | Prepare Evacuation Plan | Evacuation plan development | 10 | Lower Colorado-Lavaca | Hays | 12090205,12100203 |  |  |  | 10000004 | 0.41857 | Yes | No | No | No | No | 00002703 | 00000026,00000258,00000291,00000307,00002703,00002800 | No | Preparedness | 25000 | No |  |  | 0 | 0 | 0 | 0 | 0 | 0 | 0 | 0 |  | 0.38037 | No | Yes |  |  |  |  | Yes |  |  | Hays County HMP |  |  | No |  |  | Yes | Meets TWDB criteria and RFPG Goals
1633 | 101000062 | MLK Blvd to Mexico Street | Replace culverts with larger box culverts & parallel wings; MLK Blvd to Mexico St | 10 | Lower Colorado-Lavaca | Jackson | 12100101,12100102 |  |  |  | 10000027 | 1.6208 | Yes | No | No | No | No | 10002696 | 10000098,00000264,10000292,10000357,10001009,10002696 | No | Project Planning | 100000 | No |  |  | 223 | 173 | 392 | 689 | 689 | 0 | 0 | 5.3424 |  | 169.8895 | Yes | Yes |  |  |  |  | Yes |  |  | Jackson County HMP |  |  | Yes |  |  | Yes | Meets TWDB criteria and RFPG Goals
1634 | 101000063 | Stormwater Diversion Project | Develop stormwater diversion project through town | 10 | Lower Colorado-Lavaca | Jackson | 12100101,12100102 |  |  |  | 10000027 | 4.0647 | Yes | No | No | No | No | 10002696 | 10000098,00000264,10000292,10000357,10001009,10002696 | No | Project Planning | 200000 | No |  |  | 1223 | 1010 | 1412 | 1908 | 1908 | 2 | 1 | 26.2554 |  | 137.2614 | Yes | Yes |  |  |  |  | Yes |  |  | Jackson County HMP |  |  | Yes |  |  | Yes | Meets TWDB criteria and RFPG Goals
1635 | 101000064 | Land Purchase for New EMS/Fire/Police Building | Purchase land; design/construct hardened EMS/Fire/Police facility | 10 | Lower Colorado-Lavaca | Jackson | 12100102 |  |  |  | 10000021 | 1.1198 | Yes | No | No | No | No | 10002698 | 10000098,00000264,10000292,10000357,10001009,10002698 | No | Project Planning | 100000 | No |  |  | 28 | 17 | 77 | 27 | 77 | 0 | 0 | 0.42465 |  | 27.7281 | Yes | Yes |  |  |  |  | Yes |  |  | Jackson County HMP |  |  | Yes |  |  | Yes | Meets TWDB criteria and RFPG Goals
1636 | 101000065 | Jackson County Hospital District | Jackson County Hospital Flood Plan | 10 | Lower Colorado-Lavaca | Jackson | 12100101 |  |  |  | 10000007 , 10000021 | 0.088349 | Yes | No | No | No | No | 10000098 | 10000098,00000264,10000292,10000357,10001009,10002696 | No | Project Planning | 150000 | No |  |  | 3 | 0 | 5 | 0 | 5 | 0 | 1 | 0.11882 |  | 0 | Yes | Yes |  |  |  |  | Yes |  |  | Jackson County HMP |  |  | Yes |  |  | Yes | Meets TWDB criteria and RFPG Goals
1637 | 101000066 | County Road 480 | Strengthen County Road 480 with development of headwall | 10 | Lower Colorado-Lavaca | Jackson | 12100401 |  |  |  | 10000027 | 0.063395 | Yes | Yes | No | No | No | 10000098 | 10000098,00000264,10000292,10000357,10001009 | No | Project Planning | 100000 | No |  |  | 10 | 5 | 16 | 6 | 16 | 0 | 0 | 0.6121 |  | 14.5608 | Yes | Yes |  |  |  |  | No |  |  | Jackson County HMP |  |  | Yes |  |  | Yes | Meets TWDB criteria and RFPG Goals
1638 | 101000067 | Various Streets - Install Flood Early Warning System | Local Flood Warning System | 10 | Lower Colorado-Lavaca | Kerr | 12090204,12090206,12100201,12110106,12090203 |  |  |  | 10000004 | 1103.0332 | Yes | No | Yes | No | No | 00000022 | 00000015,00000021,00000022,00000030,10000039,00000255,00000261,00000268,00000290,00000291,00000297,00000307,00001401 | No | Preparedness | 50000 | No |  |  | 51 | 4 | 18 | 49 | 49 | 0 | 4 | 0.19601 |  | 10644.2568 | Yes | Yes |  |  |  |  | No |  |  | Kerr County HMP |  |  | Partial |  |  | Yes | Meets TWDB criteria and RFPG Goals
1639 | 101000068 | Lake Junction Dredging | Dredge Lake Junction | 10 | Lower Colorado-Lavaca | Kimble | 12090203 |  |  |  | 10000027 | 0.066366 | Yes | No | Yes | No | No | 10003499 | 10000039,00000261,00000307,10003499 | No | Project Planning | 50000 | No |  |  | 0 | 0 | 0 | 0 | 0 | 0 | 0 | 0 |  | 14.4725 | Yes | Yes |  |  |  |  | Yes |  |  | Concho Valley HMP |  |  | No |  |  | Yes | Meets TWDB criteria and RFPG Goals
1640 | 101000069 | Llano River Erosion | Develop/implement projects to prevent erosion | 10 | Lower Colorado-Lavaca | Kimble | 12090202,12090204,12090203 |  |  |  | 10000027 | 2.3859 | Yes | No | Yes | No | No | 10003499 | 10000039,00000261,00000307,10003499 | No | Project Planning | 200000 | No |  |  | 130 | 83 | 192 | 165 | 192 | 0 | 0 | 0.043006 |  | 426.635 | Yes | Yes |  |  |  |  | Yes |  |  | Concho Valley HMP |  |  | No |  |  | Yes | Meets TWDB criteria and RFPG Goals
1641 | 101000070 | Llano River Channel Maintenance/Improvements | Implement a new program to clear and clean creeks/drains and Llano River bed | 10 | Lower Colorado-Lavaca | Llano | 12090204 |  |  |  | 10000027 | 5.758 | Yes | No | No | No | No | 10003259 | 10000045,00000258,00000307,10003259 | No | Project Planning | 100000 | No |  |  | 181 | 104 | 445 | 227 | 445 | 0 | 1 | 3.4783 |  | 463.7784 | Yes | Yes |  |  |  |  | No |  |  | Llano County HMP |  |  | Partial |  |  | Yes | Meets TWDB criteria and RFPG Goals
1642 | 101000071 | Drainage Ditch Maintenance/Improvements | Clean out and deepen the stormwater drainage ditches | 10 | Lower Colorado-Lavaca | Llano | 12090201 |  |  |  | 10000027 | 2.6368 | Yes | No | No | No | No | 10003567 | 10000045,00000049,00000258,00000307,10001776,10003476,10003567 | No | Project Planning | 100000 | No |  |  | 330 | 309 | 422 | 222 | 422 | 0 | 0 | 0.82048 |  | 100.6619 | Yes | Yes |  |  |  |  | No |  |  | Llano County HMP |  |  | Partial |  |  | Yes | Meets TWDB criteria and RFPG Goals
1643 | 101000072 | Prepare Evacuation Plan | Create evacuation plan | 10 | Lower Colorado-Lavaca | Llano | 12090201,12090204,12090205 |  |  |  | 10000004 | 962.4402 | Yes | No | Yes | No | No | 10000045 | 10000045,10000046,00000049,10000066,00000255,00000258,00000259,00000261,00000307,10000593,10000633,10000769,00001401,10001776,10001790,10001806,10003259,10003429,10003476,10003567 | No | Preparedness | 25000 | No |  |  | 2739 | 2078 | 3718 | 3199 | 3718 | 3 | 142 | 15.1712 |  | 44594.168 | No | Yes |  |  |  |  | No |  |  | Llano County HMP |  |  | Partial |  |  | Yes | Meets TWDB criteria and RFPG Goals
1644 | 101000073 | Comanche Rancherias Subdivision | Address severe flooding created by drainage from adjacent lands to Comanche Rancherias Subdivision | 10 | Lower Colorado-Lavaca | Llano | 12090201,12090204 |  |  |  | 10000027 | 5.7866 | Yes | No | No | No | No | 10000045 | 10000045,00000258,00000307,10000769 | No | Project Planning | 100000 | No |  |  | 20 | 17 | 17 | 17 | 17 | 0 | 3 | 0 |  | 216.4632 | Yes | Yes |  |  |  |  | No |  |  | Llano County HMP |  |  | Partial |  |  | Yes | Meets TWDB criteria and RFPG Goals
1645 | 101000074 | Construct Emergency Operation Center | Construct emergency operation center | 10 | Lower Colorado-Lavaca | Matagorda | 12100401 |  |  |  | 10000004 | 3.3522 | Yes | Yes | No | No | No | 10003494 | 10000097,00000266,00000307,10000398,10000408,10003494 | No | Project Planning | 100000 | No |  |  | 247 | 137 | 305 | 262 | 305 | 0 | 0 | 6.8767 |  | 47.8156 | Yes | Yes |  |  |  |  | No |  |  | Matagorda County HMP |  |  | Yes |  |  | Yes | Meets TWDB criteria and RFPG Goals
1646 | 101000075 | Airport Drainage Improvements | Increase drainage for airport property | 10 | Lower Colorado-Lavaca | Matagorda | 12100401 |  |  |  | 10000027, 10000016 | 0.70307 | Yes | Yes | No | No | No | 10003494 | 10000097,00000266,00000307,10000408,10003494 | No | Project Planning | 100000 | No |  |  | 3 | 0 | 2 | 0 | 2 | 0 | 0 | 0 |  | 4.3877 | Yes | Yes |  |  |  |  | No |  |  | Matagorda County HMP |  |  | Yes |  |  | Yes | Meets TWDB criteria and RFPG Goals
1647 | 101000076 | Tres Palacios River | Install automated flood warning systems on Tres Palacios River | 10 | Lower Colorado-Lavaca | Matagorda | 12090302,12100401,12100102 |  |  |  | 10000004 | 365.9072 | Yes | Yes | No | No | No | 10000097 | 10000004,10000097,10000098,00000264,00000266,10000292,00000307,10000357,10000398,10000408,10000669,10000723,10001002,10001004,10001009,10001823,10003136,10003494 | No | Preparedness | 50000 | No |  |  | 1805 | 1207 | 3840 | 2088 | 3840 | 1 | 5 | 75.8345 |  | 28385.5879 | Yes | Yes |  |  |  |  | Yes |  |  | Matagorda County HMP |  |  | Yes |  |  | Yes | Meets TWDB criteria and RFPG Goals
1648 | 101000077 | Update Flood Insurance Study & Flood Insurance Rate Maps | Update flood insurance study & FIRMS | 10 | Lower Colorado-Lavaca | Matagorda | 12090402,12090302,12090401,12100401 |  |  |  | 10000009 | 1136.0833 | Yes | Yes | No | No | No | 10000097 | 00000003,10000004,00000088,10000097,10000098,00000264,00000266,00000291,10000292,00000307,10000357,10000398,10000408,00000577,10000669,10000723,10000974,10001001,10001002,10001003,10001004,10001009,10001047,00001801,10001823,10003393,10003494,10003568 | No | Watershed Planning | 250000 | No |  |  | 7017 | 4945 | 10584 | 5970 | 10584 | 6 | 3 | 183.2236 |  | 124178.5234 | Yes | Yes |  |  |  |  | Yes |  |  | Matagorda County HMP |  |  | Yes |  |  | Yes | Meets TWDB criteria and RFPG Goals
1649 | 101000078 | Hooten Holler in Richland Springs | Develop engineering sutdy of 'Hooten Holler' | 10 | Lower Colorado-Lavaca | San Saba | 12090109,12090106 |  |  |  | 10000005 | 5.4353 | Yes | No | Yes | No | No | 10000066 | 10000066,00000259,00000307,10000950,10002726 | No | Project Planning | 100000 | No |  |  | 43 | 24 | 28 | 34 | 34 | 0 | 0 | 1.8679 |  | 695.0016 | Yes | Yes |  |  |  |  | Yes |  |  | San Saba County HMP |  |  | No |  |  | Yes | Meets TWDB criteria and RFPG Goals
1650 | 101000080 | Community Evacuation Plan | Community Evacuation Plan | 10 | Lower Colorado-Lavaca | Travis | 12090205 |  |  |  | 10000004 | 7.5495 | Yes | No | No | No | No | 10003455 | 00000034,00000258,00000307,10001845,10002016,10002315,10002612,10003455,00003457 | No | Preparedness | 25000 | No |  |  | 321 | 255 | 562 | 213 | 562 | 0 | 2 | 2.4765 |  | 422.6857 | No | Yes |  |  |  |  | Yes |  |  | Travis County HMP |  |  | Yes |  |  | Yes | Meets TWDB criteria and RFPG Goals
1651 | 101000082 | Citywide Drainage Study | Conduct a drainage study and disseminate study results | 10 | Lower Colorado-Lavaca | Travis | 12090205 |  |  |  | 10000002, 10000005, 10000007 | 15.5099 | Yes | No | No | No | No | 10002612 | 00000034,00000258,00000307,10002315,10002612,10003455 | No | Watershed Planning | 250000 | No |  |  | 543 | 424 | 754 | 709 | 754 | 1 | 0 | 10.4835 |  | 657.7674 | Yes | Yes |  |  |  |  | Yes |  |  | Travis County HMP |  |  | Yes |  |  | Yes | Meets TWDB criteria and RFPG Goals
1652 | 101000083 | Community Evacuation Plan | Community Evacuation Plan | 10 | Lower Colorado-Lavaca | Travis | 12090205 |  |  |  | 10000004 | 15.5099 | Yes | No | No | No | No | 10002612 | 00000034,00000258,00000307,10002315,10002612,10003455 | No | Preparedness | 25000 | No |  |  | 543 | 424 | 754 | 709 | 754 | 1 | 0 | 10.4835 |  | 657.7674 | No | Yes |  |  |  |  | Yes |  |  | Travis County HMP |  |  | Yes |  |  | Yes | Meets TWDB criteria and RFPG Goals
1653 | 101000084 | Bee Creek Drainage Improvements | Complete Little Bee Creek Drainage Improvement Project | 10 | Lower Colorado-Lavaca | Travis | 12090205 |  |  |  | 10000027 | 1.0583 | Yes | No | No | No | No | 10003460 | 00000034,00000258,00000307,10001283,00002700,10003460 | No | Project Planning | 100000 | No |  |  | 14 | 13 | 31 | 15 | 31 | 0 | 2 | 0.46936 |  | 18.3623 | Yes | Yes |  |  |  |  | Yes |  |  | Travis County HMP |  |  | Yes |  |  | Yes | Meets TWDB criteria and RFPG Goals
1654 | 101000085 | Create Emergency Evacuation Plan | Create emergency evacuation plan | 10 | Lower Colorado-Lavaca | Travis | 12090205 |  |  |  | 10000004 | 0.94052 | Yes | No | No | No | No | 10003528 | 00000034,00000258,00000307,10000917,10001071,10001139,10003528 | No | Preparedness | 25000 | No |  |  | 167 | 144 | 195 | 403 | 403 | 0 | 0 | 0.64792 |  | 80.2607 | No | Yes |  |  |  |  | Yes |  |  | Travis County HMP |  |  | Yes |  |  | Yes | Meets TWDB criteria and RFPG Goals
1655 | 101000086 | Citywide Drainage Study | Complete engineering studies and determine project designs for stormwater flood prevention | 10 | Lower Colorado-Lavaca | Travis | 12090205 |  |  |  | 10000027 | 0.43247 | Yes | No | No | No | No | 10003192 | 00000034,00000258,00000307,00002700,10003192 | No | Watershed Planning | 250000 | No |  |  | 8 | 8 | 10 | 7 | 10 | 0 | 0 | 0.10302 |  | 4.9767 | Yes | Yes |  |  |  |  | Yes |  |  | Travis County HMP |  |  | Yes |  |  | Yes | Meets TWDB criteria and RFPG Goals
1656 | 101000088 | Review and Update Floodplain Management Plan | Review and update floodplain management plan; review annually | 10 | Lower Colorado-Lavaca | Travis | 12090205 |  |  |  | 10000014, 10000016 | 2.0437 | Yes | No | No | No | No | 10003461 | 00000034,00000258,00000307,10001034,10003461 | No | Preparedness | 25000 | No |  |  | 150 | 139 | 168 | 279 | 279 | 0 | 0 | 0.1992 |  | 135.682 | Yes | Yes |  |  |  |  | Yes |  |  | Travis County HMP |  |  | Yes |  |  | Yes | Meets TWDB criteria and RFPG Goals
1657 | 101000089 | Develop an Emergency Operations and Evacuation Plan | Develop an Emergency Operations and Evacuation Plan | 10 | Lower Colorado-Lavaca | Travis | 12090205 |  |  |  | 10000004 | 2.0437 | Yes | No | No | No | No | 10003461 | 00000034,00000258,00000307,10001034,10003461 | No | Preparedness | 25000 | No |  |  | 150 | 139 | 168 | 279 | 279 | 0 | 0 | 0.1992 |  | 135.682 | No | Yes |  |  |  |  | Yes |  |  | Travis County HMP |  |  | Yes |  |  | Yes | Meets TWDB criteria and RFPG Goals
1658 | 101000090 | Various Streets - Upgrade Existing Roadway Crossings | Increase dimensions of drainage culverts in flood prone areas | 10 | Lower Colorado-Lavaca | Victoria | 12100204,12100402 |  |  |  | 10000025 | 44.6056 | No | No | Yes | No | No | 00002428 | 00000094,00000264,00000291,00000314,00000588,00002428 | No | Project Planning | 100000 | No |  |  | 0 | 0 | 0 | 0 | 0 | 0 | 0 | 0 |  | 0 | Yes | Yes |  |  |  |  | No |  |  | Victoria County HMP |  |  | No |  |  | Yes | Meets TWDB criteria and RFPG Goals
1659 | 101000091 | Harden City Buildings, Critical Infrastructure | Harden city buildings, critical infrastructure | 10 | Lower Colorado-Lavaca | Victoria | 12100204,12100402 |  |  |  | 10000021 | 36.7076 | Yes | No | No | No | No | 00002428 | 00000094,00000264,00000291,00000314,00000588,00002428 | No | Project Planning | 100000 | No |  |  | 368 | 224 | 1942 | 857 | 1942 | 1 | 0 | 0 |  | 849.0537 | Yes | Yes |  |  |  |  | No |  |  | Victoria County HMP |  |  | No |  |  | Yes | Meets TWDB criteria and RFPG Goals
1660 | 101000092 | Citywide Drainage Study | Initiate study of storm water drainage system to assess impacts from flooding & flash flooding | 10 | Lower Colorado-Lavaca | Victoria | 12100204,12100402,12100403,12100101 |  |  |  | 10000005 | 885.8129 | Yes | Yes | No | No | No | 00002428 | 00000002,00000088,00000094,10000098,00000099,00000264,00000291,10000292,00000314,10000357,10000420,00000538,00000580,00000588,10001009,10001023,00002428 | No | Watershed Planning | 250000 | No |  |  | 776 | 521 | 2432 | 1519 | 2432 | 3 | 9 | 0.10309 |  | 37405.8398 | Yes | Yes |  |  |  |  | Yes |  |  | Victoria County HMP |  |  | Partial |  |  | Yes | Meets TWDB criteria and RFPG Goals
1661 | 101000093 | Various Streets - Upgrade Existing Roadway Crossings and Bridges | Increase dimensions of drainage culverts | 10 | Lower Colorado-Lavaca | Victoria | 12100204,12100402,12100403,12100101 |  |  |  | 10000025 | 885.8129 | Yes | Yes | No | No | No | 00000094 | 00000002,00000088,00000094,10000098,00000099,00000264,00000291,10000292,00000314,10000357,10000420,00000538,00000580,00000588,10001009,10001023,00002428 | No | Project Planning | 100000 | No |  |  | 776 | 521 | 2432 | 1519 | 2432 | 3 | 9 | 0.10309 |  | 37405.8398 | Yes | Yes |  |  |  |  | Yes |  |  | Victoria County HMP |  |  | Partial |  |  | Yes | Meets TWDB criteria and RFPG Goals
1662 | 101000095 | Identify and Buyout Repetitive Loss Properties | Implement a voluntary acquisition program for repetitive flood properties | 10 | Lower Colorado-Lavaca | Victoria | 12100204,12100402,12100403,12100101 |  |  |  | 10000021 | 885.8129 | Yes | Yes | No | No | No | 00000094 | 00000002,00000088,00000094,10000098,00000099,00000264,00000291,10000292,00000314,10000357,10000420,00000538,00000580,00000588,10001009,10001023,00002428 | No | Project Planning | 250000 | No |  |  | 776 | 521 | 2432 | 1519 | 2432 | 3 | 9 | 0.10309 |  | 37405.8398 | Yes | Yes |  |  |  |  | Yes |  |  | Victoria County HMP |  |  | Partial |  |  | Yes | Meets TWDB criteria and RFPG Goals
1663 | 101000096 | Harden County Buildings, Critical Infrastructure, and Government Buildings | Harden county buildings, critical infrastructure, and government buildings | 10 | Lower Colorado-Lavaca | Victoria | 12100204,12100402,12100403,12100101 |  |  |  | 10000021 | 885.8129 | Yes | Yes | No | No | No | 00000094 | 00000002,00000088,00000094,10000098,00000099,00000264,00000291,10000292,00000314,10000357,10000420,00000538,00000580,00000588,10001009,10001023,00002428 | No | Project Planning | 100000 | No |  |  | 776 | 521 | 2432 | 1519 | 2432 | 3 | 9 | 0.10309 |  | 37405.8398 | Yes | Yes |  |  |  |  | Yes |  |  | Victoria County HMP |  |  | Partial |  |  | Yes | Meets TWDB criteria and RFPG Goals
1664 | 101000098 | Tres Palacios, Blue Creek, East Mustang Creek | Construct regional detention/retention ponds | 10 | Lower Colorado-Lavaca | Wharton | 12090302,12100401,12100102 |  |  |  | 10000025 | 9.6866 | Yes | No | No | No | No | 10003136 | 10000004,00000266,00000307,10001019,10001823,10003136 | No | Watershed Planning | 150000 | No |  |  | 1589 | 1139 | 4199 | 2632 | 4199 | 1 | 3 | 34.7179 |  | 873.9836 | Yes | Yes |  |  |  |  | Yes |  |  | Wharton County HMP |  |  | Yes |  |  | Yes | Meets TWDB criteria and RFPG Goals
1665 | 101000099 | Use Digital Maps of All Hazards and Educate Residents | Use GIS mapping to overlay peoperties with known hazards; notifiy residents | 10 | Lower Colorado-Lavaca | Wharton | 12090302,12100401,12100102 |  |  |  | 10000002 | 9.6866 | Yes | No | No | No | No | 10003136 | 10000004,00000266,00000307,10001019,10001823,10003136 | No | Preparedness | 100000 | No |  |  | 1589 | 1139 | 4199 | 2632 | 4199 | 1 | 3 | 34.7179 |  | 873.9836 | No | Yes |  |  |  |  | Yes |  |  | Wharton County HMP |  |  | Yes |  |  | Yes | Meets TWDB criteria and RFPG Goals
1666 | 101000100 | Pecan Street | Install larger storm drainage | 10 | Lower Colorado-Lavaca | Wharton | 12100401 |  |  |  | 10000025 | 0.0040333 | No | No | Yes | No | No | 10003136 | 10000004,00000266,00000307,10001823,10003136 | No | Project Planning | 100000 | No |  |  | 0 | 0 | 0 | 0 | 0 | 0 | 0 | 0 |  | 0 | Yes | Yes |  |  |  |  | Yes |  |  | Wharton County HMP |  |  | No |  |  | Yes | Meets TWDB criteria and RFPG Goals
1667 | 101000101 | Town & Country Drive | Install largre storm drainage | 10 | Lower Colorado-Lavaca | Wharton | 12100401 |  |  |  | 10000025 | 0.003162 | No | No | Yes | No | No | 10003136 | 10000004,00000266,00000307,10001823,10003136 | No | Project Planning | 100000 | No |  |  | 0 | 0 | 0 | 0 | 0 | 0 | 0 | 0 |  | 0 | Yes | Yes |  |  |  |  | Yes |  |  | Wharton County HMP |  |  | No |  |  | Yes | Meets TWDB criteria and RFPG Goals
1668 | 101000102 | Piney Creek Benching | 4,430 LF channel benching | 10 | Lower Colorado-Lavaca | Bastrop | 12090301 |  |  |  | 10000025 | 0.12205 | Yes | No | No | No | No | 00000028 | 00000028,00000258,00000307,10003203 | No | Project Planning | 200000 | No |  |  | 9 | 5 | 44 | 8 | 44 | 0 | 1 | 0.19197 |  | 36.8938 | Yes | Yes |  |  |  |  | Yes |  |  | Bastrop County Flood Protection Planning Study - Piney Creek Watershed |  |  | No |  |  | Yes | Meets TWDB criteria and RFPG Goals
1669 | 101000103 | Drainage System Improvements - JC Madison Addition | Drainage System Improvements - JC Madison Addition | 10 | Lower Colorado-Lavaca | Bastrop | 12090301 |  |  |  | 10000025 | 48.2414 | Yes | No | No | No | No | 00000028 | 00000028,00000258,00000307,10002002,10002011 | No | Project Planning | 100000 | No |  |  | 103 | 78 | 241 | 28 | 241 | 0 | 0 | 3.6773 |  | 5786.3804 | Yes | Yes |  |  |  |  | Yes |  |  | Bastrop County HMP |  |  | No |  |  | Yes | Meets TWDB criteria and RFPG Goals
1670 | 101000104 | Citywide Drainage System Improvements | Citywide Drainage System Improvements | 10 | Lower Colorado-Lavaca | Bastrop | 12090301 |  |  |  | 10000025 | 4.016 | Yes | No | No | No | No | 10002526 | 00000028,00000258,00000307,10002526 | No | Watershed Planning | 500000 | No |  |  | 83 | 48 | 616 | 62 | 616 | 0 | 0 | 3.7901 |  | 335.3632 | Yes | Yes |  |  |  |  | Yes |  |  | Bastrop County HMP |  |  | No |  |  | Yes | Meets TWDB criteria and RFPG Goals
1671 | 101000107 | Citywide Drainage Plan | City Drainage Plan | 10 | Lower Colorado-Lavaca | Blanco | 12090206 |  |  |  | 10000007 | 1.799 | Yes | No | No | No | No | 10003338 | 00000031,00000258,00000307,10003338 | No | Watershed Planning | 250000 | No |  |  | 48 | 29 | 394 | 38 | 394 | 0 | 3 | 0 |  | 67.4955 | Yes | Yes |  |  |  |  | No |  |  | Blanco County HMP |  |  | No |  |  | Yes | Meets TWDB criteria and RFPG Goals
1672 | 101000108 | Develop New/Updated Floodplain Maps | Develop New/Updated Floodplain Maps | 10 | Lower Colorado-Lavaca | Blanco | 12090206 |  |  |  | 10000016 | 1.799 | Yes | No | No | No | No | 10003338 | 00000031,00000258,00000307,10003338 | No | Watershed Planning | 250000 | No |  |  | 48 | 29 | 394 | 38 | 394 | 0 | 3 | 0 |  | 67.4955 | Yes | Yes |  |  |  |  | No |  |  | Blanco County HMP |  |  | No |  |  | Yes | Meets TWDB criteria and RFPG Goals
1673 | 101000105 | Update and Maintain Emergency Management Plan | Update and Maintain Emergency Management Plan | 10 | Lower Colorado-Lavaca | Blanco | 12090201,12090205,12090206,12100201,12100203 |  |  |  | 10000004 | 710.9823 | Yes | No | Yes | No | No | 00000031 | 00000017,00000030,00000031,10000045,00000049,00000255,00000258,00000291,00000307,00001401,10003338,10003339 | No | Preparedness | 25000 | No |  |  | 294 | 181 | 592 | 275 | 592 | 0 | 35 | 5.9332 |  | 25477.8145 | No | Yes |  |  |  |  | No |  |  | Blanco County HMP |  |  | Partial |  |  | Yes | Meets TWDB criteria and RFPG Goals
1674 | 101000106 | Various Locations - Upgrade Low Water Crossings | Various Locations - Upgrade Low Water Crossings | 10 | Lower Colorado-Lavaca | Blanco | 12090201,12090205,12090206,12100201,12100203 |  |  |  | 10000027 | 710.9823 | Yes | No | Yes | No | No | 00000031 | 00000017,00000030,00000031,10000045,00000049,00000255,00000258,00000291,00000307,00001401,10003338,10003339 | No | Project Planning | 100000 | No |  |  | 294 | 181 | 592 | 275 | 592 | 0 | 35 | 5.9332 |  | 25477.8145 | Yes | Yes |  |  |  |  | No |  |  | Blanco County HMP |  |  | Partial |  |  | Yes | Meets TWDB criteria and RFPG Goals
1675 | 101000109 | CR 332 Drainage Improvements | Implement drainage improvement program along CR 332 | 10 | Lower Colorado-Lavaca | Brazoria | 12090402,12090401 |  |  |  | 10000025 | 0.21462 | Yes | No | No | No | No | 10003099 | 00000003,00000266,00000577,00001801,10003099,10003568 | No | Project Planning | 50000 | No |  |  | 9 | 8 | 5 | 16 | 16 | 0 | 0 | 2.8922 |  | 14.6725 | Yes | Yes |  |  |  |  | Yes |  |  | Brazoria County HMP |  |  | Yes |  |  | Yes | Meets TWDB criteria and RFPG Goals
1676 | 101000110 | Various Culverts Along Stevenson Slough | Enlarge culverts along Stevenson Slough | 10 | Lower Colorado-Lavaca | Brazoria | 12090402,12090401 |  |  |  | 10000025 | 3.0833 | Yes | No | No | No | No | 10003099 | 00000003,00000266,00000577,00001801,10003099,10003568 | No | Project Planning | 125000 | No |  |  | 205 | 165 | 179 | 296 | 296 | 0 | 0 | 3.796 |  | 334.6013 | Yes | Yes |  |  |  |  | Yes |  |  | Brazoria County HMP |  |  | Yes |  |  | Yes | Meets TWDB criteria and RFPG Goals
1677 | 101000112 | Willis Creek Detention | Willis Creek Detention construction | 10 | Lower Colorado-Lavaca | Brown | 12090106,12090107 |  |  |  | 10000025 | 26.8135 | Yes | No | No | No | No | 10002887 | 00000146,00000278,00000307,10001721,10001722,10002887 | No | Project Planning | 250000 | No |  |  | 758 | 661 | 2352 | 2415 | 2415 | 1 | 2 | 14.1321 |  | 1350.158 | Yes | Yes |  |  |  |  | Yes |  |  | Mills County & City of Brownwood HMP |  |  | Yes |  |  | Yes | Meets TWDB criteria and RFPG Goals
1678 | 101000111 | Adopt Flood Insurance Rate Maps | Adopt DFIRM | 10 | Lower Colorado-Lavaca | Brown | 12090107 |  |  |  | 10000009 | 14.8159 | Yes | No | No | No | No | 10002887 | 00000146,00000278,00000307,10001721,10001722,10002887,10003090 | No | Watershed Planning | 250000 | No |  |  | 1220 | 889 | 4826 | 3262 | 4826 | 2 | 12 | 29.4424 |  | 1404.3951 | Yes | Yes |  |  |  |  | Yes |  |  | Mills County & City of Brownwood HMP |  |  | Yes |  |  | Yes | Meets TWDB criteria and RFPG Goals
1679 | 101000116 | Whitman Branch Bypass; Oak Ridge Drive Creek | This project is installing a 50-foot wide by 5-foot deep bypass channel to the east along Oak Ridge Drive Creek to increase water capacity and minimize flooding. | 10 | Lower Colorado-Lavaca | Burnet | 12090205 |  |  |  | 10000025 | 3.6019 | Yes | No | No | No | No | 10003109 | 00000049,00000258,00000307,10003109 | No | Project Planning | 100000 | No |  |  | 5 | 0 | 107 | 3 | 107 | 0 | 0 | 0.28904 |  | 126.3565 | Yes | Yes |  |  |  |  | No |  |  | Burnet County HMP |  |  | Yes |  |  | Yes | Meets TWDB criteria and RFPG Goals
1680 | 101000118 | Sandy Oaks Subdivision | Sandy Oaks Subdivision | 10 | Lower Colorado-Lavaca | Colorado | 12090302,12090401,12090301,12100102 |  |  |  | 10000007 | 970.5839 | Yes | No | No | No | No | 10000012 | 00000002,10000012,00000018,00000019,10000098,00000258,00000264,00000266,10000292,00000307,10000357,00000884,10001009,10001669,10001670,10001742,10001823,10003069,10003070,10003228 | No | Project Planning | 100000 | No |  |  | 2103 | 1079 | 3616 | 2176 | 3616 | 6 | 11 | 118.8103 |  | 105661.7656 | Yes | Yes |  |  |  |  | Yes |  |  | Colorado County HMP |  |  | Partial |  |  | Yes | Meets TWDB criteria and RFPG Goals
1681 | 101000119 | Frisch Auf Buyout | Buyout all property in Frisch Auf Floodplain | 10 | Lower Colorado-Lavaca | Fayette | 12090301,12100102 |  |  |  | 10000021 | 54.1384 | Yes | No | No | No | No | 00000019 | 00000019,00000258,00000307,10001779,10003061 | No | Project Planning | 100000 | No |  |  | 91 | 49 | 85 | 71 | 85 | 0 | 1 | 4.0013 |  | 5822.6343 | Yes | Yes |  |  |  |  | Yes |  |  | Fayette County HMP |  |  | No |  |  | Yes | Meets TWDB criteria and RFPG Goals
1682 | 101000120 | Flood Proof Wastewater Treatment Plants | Flood Proof Wastewater Treatment Plants | 10 | Lower Colorado-Lavaca | Fayette | 12100202,12100102 |  |  |  | 10000004 | 1.6728 | Yes | No | Yes | No | No | 00003060 | 00000019,00000258,00000307,00003060 | No | Project Planning | 50000 | No |  |  | 0 | 0 | 0 | 0 | 0 | 0 | 0 | 0 |  | 0 | Yes | Yes |  |  |  |  | No |  |  | Fayette County HMP |  |  | No |  |  | Yes | Meets TWDB criteria and RFPG Goals
1683 | 101000121 | Various Streets - Install Flood Early Warning Systems | High water barricades in several locations | 10 | Lower Colorado-Lavaca | Fort Bend | 12090401,12070104 |  |  |  | 10000004 | 882.7234 | Yes | No | No | No | No | 00000009 | 00000003,10000004,00000009,00000018,00000266,00000295,00000307,10000325,00000577,00001801,10001823,00002044,10002090,10002433,00002516,00002921,10002924,00002935,10003568 | No | Preparedness | 150000 | No |  |  | 582 | 393 | 628 | 536 | 628 | 0 | 0 | 26.0266 |  | 15359.0576 | Yes | Yes |  |  |  |  | No |  |  | Fort Bend County HMP Update |  |  | Yes |  |  | Yes | Meets TWDB criteria and RFPG Goals
1684 | 101000122 | Carriage Hills | Replace curb, add vegetated channel, increase capacity at Crabapple Pond, replace outlet structure | 10 | Lower Colorado-Lavaca | Gillespie | 12090206 |  |  |  | 10000025 | 0.024393 | No | No | Yes | No | No | 10002910 | 00000030,00000255,00000307,00001401,10002910 | No | Project Planning | 100000 | No |  |  | 0 | 0 | 0 | 0 | 0 | 0 | 0 | 0 |  | 0 | Yes | Yes |  |  |  |  | No |  |  | City of Fredericksburg DMP |  |  | No |  |  | Yes | Meets TWDB criteria and RFPG Goals
1685 | 101000123 | Post Oak Subdivision | Improve channel from outlet to Pyka Rd; raise rd by 1/2 ft; add six 7'x3' box culverts | 10 | Lower Colorado-Lavaca | Gillespie | 12090206 |  |  |  | 10000025 | 0.13123 | No | No | Yes | No | No | 10002910 | 00000030,00000255,00000307,00001401,10002910 | No | Project Planning | 150000 | No |  |  | 0 | 0 | 0 | 0 | 0 | 0 | 0 | 0 |  | 0 | Yes | Yes |  |  |  |  | No |  |  | City of Fredericksburg DMP |  |  | No |  |  | Yes | Meets TWDB criteria and RFPG Goals
1686 | 101000126 | Flood Proofing Repetitive Loss Structures | Flood-proofing repetitive loss structures identified by FEMA | 10 | Lower Colorado-Lavaca | Hays | 12090205,12100203 |  |  |  | 10000021 | 0.41857 | Yes | No | No | No | No | 00002703 | 00000026,00000258,00000291,00000307,00002703,00002800 | No | Project Planning | 50000 | No |  |  | 0 | 0 | 0 | 0 | 0 | 0 | 0 | 0 |  | 0.38037 | Yes | Yes |  |  |  |  | Yes |  |  | Hays County HMP |  |  | No |  |  | Yes | Meets TWDB criteria and RFPG Goals
1687 | 101000127 | Wastewater Treatment Plant Flooding | Wastewater Treatment Plant Floodproofing | 10 | Lower Colorado-Lavaca | Jackson | 12100101,12100102 |  |  |  | 10000021 | 4.0647 | Yes | No | No | No | No | 10002696 | 10000098,00000264,10000292,10000357,10001009,10002696 | No | Project Planning | 200000 | No |  |  | 1223 | 1010 | 1412 | 1908 | 1908 | 2 | 1 | 26.2554 |  | 137.2614 | Yes | Yes |  |  |  |  | Yes |  |  | Jackson County HMP |  |  | Yes |  |  | Yes | Meets TWDB criteria and RFPG Goals
1688 | 101000129 | Palmetto Bend Spillway | Emergency Stop Log Deployment System | 10 | Lower Colorado-Lavaca | Jackson | 12100102 |  |  |  | 10000004, | 0.12403 | Yes | No | No | No | No | 10000098 | 10000098,00000264,10000292,10000357,10001009 | No | Project Planning | 250000 | No |  |  | 0 | 0 | 0 | 0 | 0 | 0 | 0 | 0.097901 |  | 13.3426 | Yes | Yes |  |  |  |  | Yes |  |  | Jackson County HMP |  |  | Yes |  |  | Yes | Meets TWDB criteria and RFPG Goals
1689 | 101000130 | Relocate Fire Department Building | Relocate Kingsland VFD building outside 100-year floodplain | 10 | Lower Colorado-Lavaca | Llano | 12090201 |  |  |  | 10000021, 10000025 | 0.0022103 | Yes | No | No | No | No | 10000045 | 10000045,00000258,00000307,10000769 | No | Project Planning | 250000 | No |  |  | 0 | 0 | 0 | 0 | 0 | 0 | 0 | 0 |  | 0 | No | Yes |  |  |  |  | No |  |  | Llano County HMP |  |  | Yes |  |  | Yes | Meets TWDB criteria and RFPG Goals
1690 | 101000131 | Police Station Relocation and Safe Room | Relocate police station outside flood zone B; build safe room inside | 10 | Lower Colorado-Lavaca | Matagorda | 12100401 |  |  |  | 10000021 | 0.0020344 | Yes | No | No | No | No | 10003494 | 10000097,00000266,00000307,10000408,10003494 | No | Project Planning | 250000 | No |  |  | 0 | 0 | 0 | 0 | 0 | 0 | 0 | 0 |  | 0 | No | Yes |  |  |  |  | No |  |  | Matagorda County HMP |  |  | Yes |  |  | Yes | Meets TWDB criteria and RFPG Goals
1691 | 101000128 | City Hall Hardening and Safe Room | City Hall Hardening and Safe Room | 10 | Lower Colorado-Lavaca | Jackson | 12100102 |  |  |  | 10000021 | 0.00057758 | No | No | Yes | No | No | 10002698 | 10000098,00000264,10000292,10000357,10001009,10002698 | No | Project Planning | 100000 | No |  |  | 0 | 0 | 0 | 0 | 0 | 0 | 0 | 0 |  | 0 | Yes | Yes |  |  |  |  | Yes |  |  | Jackson County HMP |  |  | No |  |  | Yes | Meets TWDB criteria and RFPG Goals
1692 | 101000125 | Alum Creek - Tributary 8, Bowie Drive | Replace CMPs with larger multi-box culvert | 10 | Lower Colorado-Lavaca | Bastrop | 12090301 |  |  |  | 10000027 | 0.66819 | Yes | No | No | No | No | 00000028 | 00000028,00000258,00000307 | No | Project Planning | 100000 | No |  |  | 0 | 0 | 0 | 0 | 0 | 0 | 0 | 0.01929 |  | 6.0834 | Yes | Yes |  |  |  |  | Yes |  |  | Bastrop County Flood Protection Planning Study - Alum Creek Watershed |  |  | No |  |  | Yes | Meets TWDB criteria and RFPG Goals
1693 | 101000136 | Highway Drainage | Highway 36 drainage ditches to be widened/reshaped, upgrade culverts | 10 | Lower Colorado-Lavaca | Brazoria | 12090401,12070104 |  |  |  | 10000027 | 34.2034 | Yes | Yes | No | No | No | 10002982 | 00000003,00000266,00000295,00000577,00001043,00001801,10002982,00002984,00003023,00003144,10003568 | No | Project Planning | 100000 | No |  |  | 999 | 797 | 1267 | 1420 | 1420 | 3 | 0 | 23.1026 |  | 2546.6816 | Yes | Yes |  |  |  |  | No |  |  | Brazoria County HMP |  |  | Yes |  |  | Yes | Meets TWDB criteria and RFPG Goals
1694 | 101000137 | CR257 at Pecan Bayou (Tenmile Crossing) | Upgrade CR 257 over Pecan Bayou to higher level of service (per TxDOT HDM) | 10 | Lower Colorado-Lavaca | Brown | 12090107 |  |  |  | 10000002 | 0.00055101 | Yes | No | No | No | No | 00000146 | 00000146,00000278,00000307 | No | Project Planning | 100000 | No |  |  | 0 | 0 | 0 | 0 | 0 | 0 | 0 | 0.04589 |  | 0.10874 | Yes | Yes |  |  |  |  | Yes |  |  | Meeting w/ Rita Thompson, FPA |  |  | Yes |  |  | Yes | Meets TWDB criteria and RFPG Goals
1695 | 101000138 | Dam Emergency Action Plan | Dam Emergency Action Plan | 10 | Lower Colorado-Lavaca | Burnet | 12090201,12090205,12070205 |  |  |  | 10000004 | 10.7903 | Yes | No | No | No | No | 00003107 | 00000049,00000258,00000295,00000307,00003107 | No | Preparedness | 50000 | No |  |  | 187 | 127 | 514 | 512 | 514 | 0 | 8 | 4.1814 |  | 589.1605 | Yes | Yes |  |  |  |  | Yes |  |  | Burnet County HMP |  |  | Yes |  |  | Yes | Meets TWDB criteria and RFPG Goals
1696 | 101000153 | City of Buda Garlic Creek Culvert | Culvert improvements to Garlic Creek RM 967, TxDOT upgraded the road but chose not to touch the culvert, Needs to be upsized. Current roadway inundation just north of creekside by Hailey's Way | 10 | Lower Colorado-Lavaca | Hays | 12090205 |  |  |  | 10000025 | 4.4227 | Yes | No | No | No | No | 00002799 | 00000026,00000258,00000291,00000307,10002702,00002799 | No | Project Planning | 100000 | No |  |  | 16 | 13 | 14 | 17 | 17 | 0 | 2 | 0.37819 |  | 195.1989 | Yes | Yes |  |  |  |  | Yes |  |  | City Staff |  |  | No |  |  | Yes | Meets TWDB criteria and RFPG Goals
1697 | 101000155 | Taylor Lane Drainage Improvements | Upgrade to stormwater drainage system in the northeastern part of the city; capacity of existing drainage infrastructure in this area is insufficient as per current city drainage requirements | 10 | Lower Colorado-Lavaca | Bastrop | 12090301 |  |  |  | 10000025 | 2.0935 | Yes | No | No | No | No | 10003201 | 00000028,00000258,00000307,10003201 | No | Project Planning | 100000 | No |  |  | 14 | 14 | 17 | 50 | 50 | 0 | 0 | 0.1811 |  | 111.6944 | Yes | Yes |  |  |  |  | Yes |  |  | Five-Year Capital Improvement Plan - Capital Projects |  |  | No |  |  | Yes | Meets TWDB criteria and RFPG Goals
1698 | 101000156 | Storm Water Detention at Morris Park | Storm Water Detention at Morris Park | 10 | Lower Colorado-Lavaca | Bastrop | 12090301 |  |  |  | 10000025 | 0.16669 | Yes | No | No | No | No | 10003201 | 00000028,00000258,00000307,10003201 | No | Project Planning | 150000 | No |  |  | 0 | 0 | 0 | 0 | 0 | 0 | 0 | 0 |  | 0 | Yes | Yes |  |  |  |  | Yes |  |  | Five-Year Capital Improvement Plan - Capital Projects |  |  | No |  |  | Yes | Meets TWDB criteria and RFPG Goals
1699 | 101000158 | Citywide Storm Drain Infrastructure Modeling | The goal of this project is to prepare 1D and 2D storm drain models for the entire City. | 10 | Lower Colorado-Lavaca | Travis | 12090205,12070205,12090301 |  |  |  | 10000005 | 279.3289 | Yes | No | No | No | No | 00002700 | 00000028,00000258,00000307,10003201 | No | Watershed Planning | 12600000 | No |  |  | 5694 | 4028 | 45817 | 23836 | 45817 | 10 | 128 | 111.7577 |  | 7305.6636 | Yes | Yes |  |  |  |  | Yes |  |  | City Staff |  |  | Partial |  |  | Yes | Meets TWDB criteria and RFPG Goals
1700 | 101000159 | Wastewater Treatment Plant Flood Study | Flood-prone problem area in need of flood study, indentified on sponsor outreach call. Area also in need of a generator | 10 | Lower Colorado-Lavaca | Burnet | 12090205 |  |  |  | 10000005 | 0.057708 | Yes | No | No | No | No | 00003107 | 00000049,00000258,00000307,00003107 | No | Project Planning | 150000 | No |  |  | 3 | 0 | 3 | 0 | 3 | 0 | 0 | 0.15354 |  | 11.989 | Yes | Yes |  |  |  |  | Yes |  |  | City Staff |  |  | Yes |  |  | Yes | Meets TWDB criteria and RFPG Goals
1701 | 101000160 | Delaware Creek Flood Study | Flood-prone problem area in need of flood study, indentified on sponsor outreach call. Lift station here also in need of a generator | 10 | Lower Colorado-Lavaca | Brown | 12090107 |  |  |  | 10000005 | 10.497 | Yes | No | No | No | No | 10002887 | 00000146,00000278,00000307,10001721,10003090 | No | Watershed Planning | 150000 | No |  |  | 54 | 34 | 44 | 74 | 74 | 0 | 0 | 2.2117 |  | 760.2451 | Yes | Yes |  |  |  |  | Yes |  |  | City Staff |  |  | Yes |  |  | Yes | Meets TWDB criteria and RFPG Goals
1702 | 101000161 | VFW Flood Study | Flood-prone problem area in need of flood study, indentified on sponsor outreach call. | 10 | Lower Colorado-Lavaca | Burnet | 12090205 |  |  |  | 10000005 | 0.00084681 | No | No | Yes | No | No | 00003107 | 00000049,00000258,00000307,00003107 | No | Project Planning | 100000 | No |  |  | 0 | 0 | 0 | 0 | 0 | 0 | 0 | 0 |  | 0 | Yes | Yes |  |  |  |  | Yes |  |  | City Staff |  |  | No |  |  | Yes | Meets TWDB criteria and RFPG Goals
1703 | 101000162 | Citywide Floodplain Map Update | Approx 70 homes are flooded along the San Bernard River during large storm events | 10 | Lower Colorado-Lavaca | Wharton | 12090401 |  |  |  | 10000005 | 3.7797 | Yes | No | No | No | No | 10002433 | 10000004,00000009,00000266,00000307,10001017,10001823,00002044,10002433 | No | Watershed Planning | 250000 | No |  |  | 158 | 142 | 223 | 200 | 223 | 0 | 0 | 4.1435 |  | 253.202 | Yes | Yes |  |  |  |  | Yes |  |  | City Staff |  |  | Yes |  |  | Yes | Meets TWDB criteria and RFPG Goals
1704 | 101000163 | Jones Brothers Park Flooding | Study area/ infrastructure often flooded during large storm events. Could also potentially be a buyout situation | 10 | Lower Colorado-Lavaca | Travis | 12090205,12070205 |  |  |  | 10000005 | 53.0652 | Yes | No | No | No | No | 10003455 | 00000034,00000043,00000258,00000295,00000307,00000369,10001845,10002016,10002077,10002612,00003454,10003455,00003457 | No | Project Planning | 100000 | No |  |  | 297 | 269 | 397 | 269 | 397 | 0 | 7 | 3.9057 |  | 1595.4089 | Yes | Yes |  |  |  |  | Yes |  |  | City Staff |  |  | Yes |  |  | Yes | Meets TWDB criteria and RFPG Goals
1705 | 101000164 | East Reed Park Road Flooding | Low water crossing upgrade for one of the most commonly closed low water crossings in Jonestown. The city has to section off road when it floods. | 10 | Lower Colorado-Lavaca | Travis | 12090205 |  |  |  | 10000027 | 2.821 | Yes | No | No | No | No | 10003455 | 00000034,00000258,00000307,10002612,10003455 | No | Project Planning | 100000 | No |  |  | 2 | 1 | 0 | 1 | 1 | 0 | 0 | 0.14513 |  | 44.6724 | Yes | Yes |  |  |  |  | Yes |  |  | City Staff |  |  | Yes |  |  | Yes | Meets TWDB criteria and RFPG Goals
1706 | 101000165 | Whitman Branch Regional Detention Pond | Regional Detention Pond Along Whitman Branch | 10 | Lower Colorado-Lavaca | Burnet | 12090205 |  |  |  | 10000025 | 0.6739 | Yes | No | No | No | No | 10003109 | 00000049,00000258,00000307,10003109 | No | Project Planning | 150000 | No |  |  | 0 | 0 | 0 | 0 | 0 | 0 | 0 | 0.18301 |  | 23.2024 | Yes | Yes |  |  |  |  | No |  |  | Marble Falls Flood Protection Planning Study |  |  | Yes |  |  | Yes | Meets TWDB criteria and RFPG Goals
1707 | 101000166 | Ave J Bridge Replacement | Replace bridge that heavily floods and was damaged during 2018 flood event. | 10 | Lower Colorado-Lavaca | Burnet | 12090201,12090205 |  |  |  | 10000025 | 40.1966 | Yes | No | No | No | No | 10003109 | 00000049,00000258,00000307,10001248,10003109,10003110,10003429 | No | Project Planning | 100000 | No |  |  | 405 | 233 | 2006 | 404 | 2006 | 1 | 29 | 10.6256 |  | 1984.2437 | Yes | Yes |  |  |  |  | No |  |  | Marble Falls CIP |  |  | Partial |  |  | Yes | Meets TWDB criteria and RFPG Goals
1708 | 101000167 | Broadway Street at Whitman Branch Low Water Crossing | Low Water Crossing upgrade for one of the most commonly closed low water crossings in Marble Falls. It is a heavily trafficked street, providing an alternative route to 281/1431 intersection | 10 | Lower Colorado-Lavaca | Burnet | 12090205 |  |  |  | 10000025 | 5.6511 | Yes | No | No | No | No | 10003109 | 00000049,00000258,00000307,10003109 | No | Project Planning | 100000 | No |  |  | 75 | 3 | 809 | 12 | 809 | 0 | 10 | 1.4273 |  | 170.98 | Yes | Yes |  |  |  |  | No |  |  | City Staff |  |  | Partial |  |  | Yes | Meets TWDB criteria and RFPG Goals
1709 | 101000168 | 1431/281 Detention | This project would be in partnership with TxDOT. TxDOT is looking at installing a right turn lane on northbound 281 onto 1431. This would require acquisition of the properties in the vicinity, as the businesses would no longer be able to function. | 10 | Lower Colorado-Lavaca | Burnet | 12090205 |  |  |  | 10000025 | 1.1995 | Yes | No | No | No | No | 10003109 | 00000049,00000258,00000307,10003109 | No | Project Planning | 150000 | No |  |  | 5 | 1 | 16 | 3 | 16 | 0 | 1 | 0.1215 |  | 23.4412 | Yes | Yes |  |  |  |  | No |  |  | City Staff |  |  | Partial |  |  | Yes | Meets TWDB criteria and RFPG Goals
1710 | 101000169 | Backbone Branch Detention Pond | Regional Detention Pond Along Backbone Creek | 10 | Lower Colorado-Lavaca | Burnet | 12090201,12090205 |  |  |  | 10000025 | 30.043 | Yes | No | No | No | No | 10003109 | 00000049,00000258,00000307,10001248,10003109,10003429 | No | Project Planning | 150000 | No |  |  | 172 | 120 | 173 | 147 | 173 | 0 | 3 | 4.1068 |  | 1647.465 | Yes | Yes |  |  |  |  | No |  |  | Marble Falls Flood Protection Planning Study |  |  | Yes |  |  | Yes | Meets TWDB criteria and RFPG Goals
1711 | 101000170 | Marble Falls Creek Walk | The creek walk would be on the Whitman Branch in Downtown Marble Falls. It would include flood reduction, pedestrian access/trails, and education | 10 | Lower Colorado-Lavaca | Burnet | 12090205 |  |  |  | 10000025 | 5.8009 | Yes | No | No | No | No | 10003109 | 00000049,00000258,00000307,10003109 | No | Project Planning | 100000 | No |  |  | 80 | 5 | 821 | 17 | 821 | 0 | 14 | 2.069 |  | 171.4233 | Yes | Yes |  |  |  |  | No |  |  | Marble Falls Flood Protection Planning Study |  |  | Partial |  |  | Yes | Meets TWDB criteria and RFPG Goals
1712 | 101000171 | Citywide Floodplain Remapping | Floodplain remapping of the entire city using Atlas 14 rainfall data. | 10 | Lower Colorado-Lavaca | Burnet | 12090205 |  |  |  | 10000005 | 7.1325 | Yes | No | No | No | No | 10003109 | 00000049,00000258,00000307,10003109,10003110 | No | Watershed Planning | 250000 | No |  |  | 158 | 157 | 168 | 322 | 322 | 0 | 1 | 2.2855 |  | 331.7929 | Yes | Yes |  |  |  |  | Yes |  |  | City Staff |  |  | Partial |  |  | Yes | Meets TWDB criteria and RFPG Goals
1713 | 101000172 | 2nd Street at Backbone Creek Low Water Crossing | This route regularly floods and is an emergency vehicle response route as well as a truck route. | 10 | Lower Colorado-Lavaca | Burnet | 12090205 |  |  |  | 10000025 | 2.2782 | Yes | No | No | No | No | 10003109 | 00000049,00000258,00000307,10003109 | No | Project Planning | 100000 | No |  |  | 78 | 8 | 717 | 16 | 717 | 0 | 13 | 1.8694 |  | 45.0668 | Yes | Yes |  |  |  |  | No |  |  | City Staff |  |  | Partial |  |  | Yes | Meets TWDB criteria and RFPG Goals
1714 | 101000173 | Ave L at Whitman Creek Low Water Crossing | This crossing is regularly closed due to flooding. | 10 | Lower Colorado-Lavaca | Burnet | 12090205 |  |  |  | 10000025 | 2.3275 | Yes | No | No | No | No | 10003109 | 00000049,00000258,00000307,10003109 | No | Project Planning | 100000 | No |  |  | 86 | 14 | 724 | 22 | 724 | 0 | 14 | 2.394 |  | 45.0668 | Yes | Yes |  |  |  |  | No |  |  | City Staff |  |  | Partial |  |  | Yes | Meets TWDB criteria and RFPG Goals
1715 | 101000174 | Broadway at Backbone Creek Low Water Crossing | This crossing frequently floods and is right by Marble Falls Elementary. | 10 | Lower Colorado-Lavaca | Burnet | 12090201,12090205 |  |  |  | 10000025 | 31.9693 | Yes | No | No | No | No | 10003109 | 00000049,00000258,00000307,10001248,10003109,10003429 | No | Project Planning | 100000 | No |  |  | 202 | 141 | 966 | 187 | 966 | 1 | 6 | 4.7702 |  | 1749.2667 | Yes | Yes |  |  |  |  | No |  |  | City Staff |  |  | Yes |  |  | Yes | Meets TWDB criteria and RFPG Goals
1716 | 101000175 | 102 Beach Dr Low Water Crossing | Flood-prone problem low water crossing in need of flood study and solution, identified on sponsor outreach call. | 10 | Lower Colorado-Lavaca | Llano | 12090201 |  |  |  | 10000005 | 0.4998 | Yes | No | No | No | No | 10003567 | 10000045,00000258,00000307,10003567 | No | Project Planning | 100000 | No |  |  | 0 | 0 | 0 | 0 | 0 | 0 | 0 | 0 |  | 0 | Yes | Yes |  |  |  |  | No |  |  | City Staff |  |  | Yes |  |  | Yes | Meets TWDB criteria and RFPG Goals
1717 | 101000176 | 124 Sunrise Drive Low Water Crossing | Flood-prone problem low water crossing in need of flood study and solution, identified on sponsor outreach call. | 10 | Lower Colorado-Lavaca | Llano | 12090201 |  |  |  | 10000005 | 0.43529 | No | No | Yes | No | No | 10003567 | 10000045,00000258,00000307,10003567 | No | Project Planning | 100000 | No |  |  | 0 | 0 | 0 | 0 | 0 | 0 | 0 | 0 |  | 0 | Yes | Yes |  |  |  |  | No |  |  | City Staff |  |  | No |  |  | Yes | Meets TWDB criteria and RFPG Goals
1718 | 101000177 | Countywide Floodplain Map Update | Update floodplain maps with Atlas 14 data and provided detailed study | 10 | Lower Colorado-Lavaca | Gillespie | 12090201,12090204,12090206,12100201,12100203 |  |  |  | 10000005 | 1057.2206 | Yes | No | Yes | No | No | 00000030 | 00000017,00000022,00000030,10000039,10000045,10000046,00000255,00000258,00000261,00000291,00000297,00000307,10000633,10000891,00001401,10002910 | No | Watershed Planning | 250000 | No |  |  | 863 | 308 | 885 | 792 | 885 | 3 | 115 | 9.9308 |  | 71866.5703 | Yes | Yes |  |  |  |  | No |  |  | City Staff |  |  | Partial |  |  | Yes | Meets TWDB criteria and RFPG Goals
1719 | 101000178 | Low Water Crossings at 4 locations | Low water crossings turned into bridges in these areas | 10 | Lower Colorado-Lavaca | Gillespie | 12090201,12090204,12090206,12100201,12100203 |  |  |  | 10000005 | 1057.2206 | Yes | No | Yes | No | No | 00000030 | 00000017,00000022,00000030,10000039,10000045,10000046,00000255,00000258,00000261,00000291,00000297,00000307,10000633,10000891,00001401,10002910 | No | Project Planning | 200000 | No |  |  | 863 | 308 | 885 | 792 | 885 | 3 | 115 | 9.9308 |  | 71866.5703 | Yes | Yes |  |  |  |  | No |  |  | City Staff |  |  | Partial |  |  | Yes | Meets TWDB criteria and RFPG Goals
1720 | 101000179 | Various Streets - Install Flood Early Warning System | Detection warnings at low water crossings across the county | 10 | Lower Colorado-Lavaca | Kendall | 12090206,12100201,12100203 |  |  |  | 10000004 | 660.5064 | Yes | No | No | No | No | 00000017 | 00000017,00000022,00000030,00000031,00000255,00000258,00000291,00000297,00000307,00001401 | No | Preparedness | 15000 | No |  |  | 1 | 0 | 0 | 0 | 0 | 0 | 0 | 0 |  | 637.3353 | Yes | Yes |  |  |  |  | No |  |  | City Staff |  |  | No |  |  | Yes | Meets TWDB criteria and RFPG Goals
1721 | 101000180 | Countywide Floodplain Map Update | Update floodplain maps with Atlas 14 data and provided detailed study | 10 | Lower Colorado-Lavaca | Menard | 12090109,12090110,12090202,12090204,12090105 |  |  |  | 10000005 | 898.4674 | Yes | No | Yes | No | No | 00000050 | 10000039,10000046,00000050,00000051,10000067,00000124,00000261,00000284,00000307,10000633,10000947,10002764 | No | Watershed Planning | 250000 | No |  |  | 896 | 450 | 1256 | 578 | 1256 | 5 | 31 | 12.1547 |  | 93034.9766 | Yes | Yes |  |  |  |  | Yes |  |  | City Staff |  |  | No |  |  | Yes | Meets TWDB criteria and RFPG Goals
1722 | 101000181 | Harris Hollow Neighborhood Flooding | Study area often flooded during large storm events. | 10 | Lower Colorado-Lavaca | Menard | 12090109 |  |  |  | 10000005 | 0.129 | Yes | No | Yes | No | No | 10002764 | 00000050,00000261,00000307,10000947,10002764 | No | Project Planning | 100000 | No |  |  | 107 | 97 | 104 | 74 | 104 | 1 | 10 | 0 |  | 25.1247 | Yes | Yes |  |  |  |  | Yes |  |  | City Staff |  |  | No |  |  | Yes | Meets TWDB criteria and RFPG Goals
1723 | 101000183 | South Polk Street Study | Flooding study of South east side of the City of Giddings between South Polk Street and Madison. | 10 | Lower Colorado-Lavaca | Lee | 12090301 |  |  |  | 10000005 | 0.075836 | Yes | No | No | No | No | 00003143 | 00000032,00000258,00000307,00003143 | No | Project Planning | 150000 | No |  |  | 17 | 15 | 5 | 24 | 24 | 0 | 0 | 0.31765 |  | 0 | Yes | Yes |  |  |  |  | Yes |  |  | Staff |  |  | No |  |  | Yes | Meets TWDB criteria and RFPG Goals
1724 | 101000188 | City-wide Drainage Master Plan (integrate with Dry Creek Study) | Develop a City-wide Drainage Master Plan focused on local drainage issues. This plan will merge with the regional FIF study of Dry Creek | 10 | Lower Colorado-Lavaca | Jackson | 12100101,12100102 |  |  |  | 10000007 | 4.0647 | Yes | No | No | No | No | 10002696 | 10000098,00000264,10000292,10000357,10001009,10002696 | No | Watershed Planning | 250000 | No |  |  | 1223 | 1010 | 1412 | 1908 | 1908 | 2 | 1 | 26.2554 |  | 137.2614 | Yes | Yes |  |  |  |  | Yes |  |  | Jackson County HMP |  |  | Yes |  |  | Yes | Meets TWDB criteria and RFPG Goals
1725 | 101000189 | Wastewater Treatment Plant Floodproofing | Improve wastewater treatement plant to make it more flood resilient and improve treatment capacity and I&I. | 10 | Lower Colorado-Lavaca | Jackson | 12100101 |  |  |  | 10000021 | 0.047694 | Yes | No | No | No | No | 10002696 | 10000098,00000264,10000292,10000357,10001009,10002696 | No | Project Planning | 250000 | No |  |  | 0 | 0 | 0 | 0 | 0 | 0 | 0 | 0 |  | 6.5806 | Yes | Yes |  |  |  |  | Yes |  |  | Jackson County HMP |  |  | Yes |  |  | Yes | Meets TWDB criteria and RFPG Goals
1726 | 101000190 | Devers Creek Regional Detention and Channel Improvements | Coordinate with JCCWDD to develop region detention and channel widening improvements along Devers Creek. | 10 | Lower Colorado-Lavaca | Jackson | 12100102 |  |  |  | 10000007 | 1.2338 | Yes | No | No | No | No | 10002698 | 10000098,00000264,10000292,10000357,10001009,10002698 | No | Project Planning | 250000 | No |  |  | 13 | 6 | 64 | 14 | 64 | 0 | 1 | 0.54723 |  | 398.6114 | Yes | Yes |  |  |  |  | Yes |  |  | Jackson County HMP |  |  | Yes |  |  | Yes | Meets TWDB criteria and RFPG Goals
1727 | 101000192 | City-wide Drainage Master Plan | Develop a drainage master plan with a focus on identifying flood reduction projects for local drainage issues. | 10 | Lower Colorado-Lavaca | Jackson | 12100102 |  |  |  | 10000007 | 1.1198 | Yes | No | No | No | No | 10002698 | 10000098,00000264,10000292,10000357,10001009,10002698 | No | Watershed Planning | 250000 | No |  |  | 28 | 17 | 77 | 27 | 77 | 0 | 0 | 0.42465 |  | 27.7281 | Yes | Yes |  |  |  |  | Yes |  |  | Jackson County HMP |  |  | Yes |  |  | Yes | Meets TWDB criteria and RFPG Goals
1728 | 101000193 | City-wide Drainage Master Plan | Develop a drainage master plan with a focus on local drainage issues using Atlas 14 rainfall | 10 | Lower Colorado-Lavaca | Jackson | 12100401 |  |  |  | 10000007 | 0.85459 | Yes | No | No | No | No | 10002705 | 10000098,00000264,10000292,10000357,10001009,10002705 | No | Watershed Planning | 250000 | No |  |  | 17 | 7 | 17 | 9 | 17 | 0 | 0 | 1.0524 |  | 133.9007 | Yes | Yes |  |  |  |  | No |  |  | Jackson County HMP |  |  | Yes |  |  | Yes | Meets TWDB criteria and RFPG Goals
1729 | 101000184 | City-wide Flood Warning Systems | Implement warning systems | 10 | Lower Colorado-Lavaca | Wharton | 12090402,12090302,12090401 |  |  |  | 10000003 | 7.4977 | Yes | No | No | No | No | 10003431 | 10000004,00000266,00000307,10001823,10003431 | No | Preparedness | 250000 | No |  |  | 1901 | 1455 | 6429 | 3440 | 6429 | 6 | 0 | 57.1004 |  | 1117.7175 | Yes | Yes |  |  |  |  | Yes |  |  | Wharton County HMP |  |  | Yes |  |  | Yes | Meets TWDB criteria and RFPG Goals
1730 | 101000185 | City-wide Drainage Master Plan | Update/implement Drainage Master Plan | 10 | Lower Colorado-Lavaca | Wharton | 12090402,12090302,12090401 |  |  |  | 10000028 | 7.4977 | Yes | No | No | No | No | 10003431 | 10000004,00000266,00000307,10001823,10003431 | No | Watershed Planning | 250000 | No |  |  | 1901 | 1455 | 6429 | 3440 | 6429 | 6 | 0 | 57.1004 |  | 1117.7175 | Yes | Yes |  |  |  |  | Yes |  |  | Wharton County HMP |  |  | Yes |  |  | Yes | Meets TWDB criteria and RFPG Goals
1731 | 101000194 | Identify and Assess Flood Risk and Potential Mitigation Solutions for Low SVI Communities | Proactively sek out these communities to more fully assess and document their flood risk, consider potential solutions, and lay out a path to implement feasible and appropriate solutions. | 10 | Lower Colorado-Lavaca | [5 empty] | 10000012, 10000014, 10000016, 10000018 | 24288.7578 | Yes | Yes | Yes | No | No | 00000307 | 10000004,00000266,00000307,10001823,10003431 | No | Watershed Planning | 150000 | Yes | FEMA Cooperating Technical Partners (CTP) Program, TWDB FIF, local funds |  | 67825 | 45799 | 149869 | 97242 | 149869 | 94 | 1132 | 2373.8572 |  | 2268491.5 | Yes | Yes |  |  |  |  | Yes |  |  | RFPG |  |  | Partial |  |  | Yes | Meets TWDB criteria and RFPG Goals
1732 | 101000195 | Spicewood Springs Road Low Water Crossing #1 Project Planning | Project planning for bridge to replace undersized box culvert. Develop technical data required for FMP. | 10 | Lower Colorado-Lavaca | Travis | 12090205,12070205 |  |  |  | 10000027 | 14.8633 | Yes | No | No | No | No | 00000034 | 00000034,00000043,00000258,00000307,00000369,00001008,00002700 | No | Project Planning | 682500 | No |  |  | 10 | 8 | 7 | 13 | 13 | 0 | 7 | 1.6442 |  | 282.5059 | Yes | Yes |  |  |  |  | Yes |  |  | 2017 Bond Program |  |  | Yes |  |  | Yes | Meets TWDB criteria and RFPG Goals
1733 | 101000196 | Navidad River - Stem Branch Erosion Control Structure Project Planning | Project planning for project to replace erosion control structure. Develop technical data required for FMP. | 10 | Lower Colorado-Lavaca | Jackson | 12100102 |  |  |  | 10000023 | 0.024057 | Yes | No | No | No | No | 10000098 | 10000098,00000264,10000292,10000357,10001009 | No | Project Planning | 40000 | No |  |  | 0 | 0 | 0 | 0 | 0 | 0 | 0 | 0 |  | 0.21569 | Yes | Yes |  |  |  |  | Yes |  |  | Jackson County HMP |  |  | Yes |  |  | Yes | Meets TWDB criteria and RFPG Goals
1734 | 101000197 | La Salle Erosion Control Structure Project Planning | Project planning for project to replace erosion control structure. Develop technical data required for FMP. | 10 | Lower Colorado-Lavaca | Jackson | 12100402 |  |  |  | 10000023 | 0.43554 | Yes | No | No | No | No | 10000098 | 10000098,00000264,10000292,10000357,10001009 | No | Project Planning | 40000 | No |  |  | 2 | 1 | 1 | 2 | 2 | 0 | 0 | 0.091391 |  | 27.6643 | Yes | Yes |  |  |  |  | Yes |  |  | Jackson County HMP |  |  | Yes |  |  | Yes | Meets TWDB criteria and RFPG Goals
1735 | 101000198 | Goat Trail Erosion Control Structure Project Planning | Project planning for project to replace erosion control structure. Develop technical data required for FMP. | 10 | Lower Colorado-Lavaca | Jackson | 12100101 |  |  |  | 10000023 | 0.03031 | Yes | No | No | No | No | 10000098 | 10000098,00000264,10000292,10000357,10001009 | No | Project Planning | 225000 | No |  |  | 0 | 0 | 0 | 0 | 0 | 0 | 0 | 0 |  | 1.2956 | Yes | Yes |  |  |  |  | Yes |  |  | Jackson County HMP |  |  | Yes |  |  | Yes | Meets TWDB criteria and RFPG Goals
1736 | 101000199 | County Road 106 Erosion Control Structure Project Planning | Project planning for project to replace erosion control structure. Develop technical data required for FMP. | 10 | Lower Colorado-Lavaca | Jackson | 12100402 |  |  |  | 10000023 | 0.062559 | Yes | No | No | No | No | 10000098 | 00000094,10000098,00000264,00000291,10000292,10000357,00000588,10001009 | No | Project Planning | 75000 | No |  |  | 2 | 0 | 0 | 0 | 0 | 0 | 0 | 0 |  | 35.2636 | Yes | Yes |  |  |  |  | Yes |  |  | Jackson County HMP |  |  | Partial |  |  | Yes | Meets TWDB criteria and RFPG Goals
1737 | 101000200 | Lake Travis/Cross Street Area Buyout Project Planning | Project planning for acquisition of property located in floodplain of Lake Travis and Cross St Area, or other mitigation actions. Develop technical data required for FMP. | 10 | Lower Colorado-Lavaca | Travis | 12090205 |  |  |  | 10000021 | 0.039883 | Yes | No | No | No | No | 10003455 | 00000034,00000258,00000307,10003455 | No | Project Planning | 100000 | No |  |  | 18 | 18 | 11 | 27 | 27 | 0 | 0 | 0.42454 |  | 12.7098 | Yes | Yes |  |  |  |  | Yes |  |  | Travis County HMP |  |  | Yes |  |  | Yes | Meets TWDB criteria and RFPG Goals
1738 | 101000201 | Hays County Buyout Project Planning | Project planning for action to mitigate 38 identified properties. Develop technical data required for FMP. | 10 | Lower Colorado-Lavaca | Hays | 12090205,12090206,12100203,12090301 |  |  |  | 10000021 | 676.0394 | Yes | No | Yes | No | No | 00000026 | 00000034,00000258,00000307,10003455 | No | Project Planning | 500000 | No |  |  | 581 | 377 | 1437 | 852 | 1437 | 2 | 68 | 15.6089 |  | 11874.7119 | Yes | Yes |  |  |  |  | Yes |  |  | City Staff |  |  | Partial |  |  | Yes | Meets TWDB criteria and RFPG Goals
1739 | 101000202 | Dalton Lane Crossing Improvements Project Planning | Project planning for project to upgrade the two low water crossings to improve public safety and reduce road closures during small, frequent storm events. Develop technical data required for FMP. | 10 | Lower Colorado-Lavaca | Travis | 12090205 |  |  |  | 10000025 | 2.2938 | Yes | No | No | No | No | 00002700 | 00000034,00000258,00000307,00002700 | No | Project Planning | 1950000 | No |  |  | 31 | 12 | 39 | 27 | 39 | 0 | 3 | 3.1301 |  | 72.6932 | Yes | Yes |  |  |  |  | Yes |  |  | City Staff |  |  | Yes |  |  | Yes | Meets TWDB criteria and RFPG Goals
1740 | 101000203 | Highland Hills Crossing Improvements Project Planning | Project planning for project to upgrade the low crossing to reduce the frequency and depth of inundation and improve public safety. Develop technical data required for FMP. | 10 | Lower Colorado-Lavaca | Travis | 12090205 |  |  |  | 10000026 | 0.46712 | Yes | No | No | No | No | 00000034 | 00000034,00000258,00000307,00002700 | No | Project Planning | 150000 | No |  |  | 3 | 3 | 3 | 8 | 8 | 0 | 1 | 0.023241 |  | 1.289 | Yes | Yes |  |  |  |  | Yes |  |  | City Staff |  |  | Yes |  |  | Yes | Meets TWDB criteria and RFPG Goals
1741 | 101000204 | Shoal Creek - Nueces St Flood Risk Reduction Project Project Planning | Project planning for project which includes the construction of approximately 15,980 linear feet of upgraded storm drain pipe and numerous new storm drain inlets throughout the area. Develop technical data required for FMP. | 10 | Lower Colorado-Lavaca | Travis | 12090205 |  |  |  | 10000027 | 13.219 | Yes | No | No | No | No | 00002700 | 00000034,00000258,00000307,00002700 | No | Project Planning | 100000 | No |  |  | 653 | 464 | 19198 | 2859 | 19198 | 1 | 12 | 13.9595 |  | 51.6729 | Yes | Yes |  |  |  |  | Yes |  |  | City of Austin PER |  |  | Yes |  |  | Yes | Meets TWDB criteria and RFPG Goals
1742 | 101000205 | Waller Creek - Guadalupe St Flood Risk Reduction Project Planning | Project planning for project to upgrade 28,000 linear feet of subsurface stormwater drains east of Guadalupe Street and west of Avenue G, between 33rd and 46th streets. Develop technical data required for FMP. | 10 | Lower Colorado-Lavaca | Travis | 12090205 |  |  |  | 10000028 | 2.7075 | Yes | No | No | No | No | 00002700 | 00000034,00000258,00000307,00002700 | No | Project Planning | 150000 | No |  |  | 207 | 179 | 1103 | 591 | 1103 | 0 | 5 | 2.5808 |  | 0.41467 | Yes | Yes |  |  |  |  | Yes |  |  | City of Austin PER |  |  | Yes |  |  | Yes | Meets TWDB criteria and RFPG Goals
1743 | 101000206 | Creek St at Barons Creek LWC Upgrade Project Planning | Project planning to upgrade LWC. Develop technical data required for FMP. | 10 | Lower Colorado-Lavaca | Gillespie | 12090206 |  |  |  | 10000004 | 0.011939 | Yes | No | No | No | No | 10002910 | 00000030,00000255,00000307,00001401,10002910 | No | Project Planning | 50000 | No |  |  | 4 | 4 | 0 | 5 | 5 | 0 | 0 | 0 |  | 0 | Yes | Yes |  |  |  |  | Yes |  |  | City of Fredericsburg DMP |  |  | No |  |  | Yes | Meets TWDB criteria and RFPG Goals
1744 | 101000207 | Highway St Improvements Project Planning | Project planning for vegetated channel system with two 10' x 4' box culverts in storm drain system to Baron Creek. Develop technical data required for FMP. | 10 | Lower Colorado-Lavaca | Gillespie | 12090206 |  |  |  | 10000025 | 0.084813 | Yes | No | Yes | No | No | 10002910 | 00000030,00000255,00000307,00001401,10002910 | No | Project Planning | 600000 | No |  |  | 0 | 0 | 0 | 0 | 0 | 0 | 0 | 0 |  | 0 | Yes | Yes |  |  |  |  | Yes |  |  | City of Fredericsburg DMP |  |  | No |  |  | Yes | Meets TWDB criteria and RFPG Goals
1745 | 101000208 | Glen Flora Drainage Master Plan and Levee Project | Watershed Study and Project Planning | 10 | Lower Colorado-Lavaca | Wharton | 12090302,12090401 |  |  |  | 100000021, 100000025 | 0.59553 | Yes | No | Yes | No | No | 10000004 | 10000004,00000266,00000307,10001823 | No | Watershed Study | 300000 | No |  |  | 48 | 31 | 65 | 28 | 65 | 0 | 0 | 1.4145 |  | 112.0524 | Yes | No |  |  |  |  | No |  |  | Lower Colorado River FEWS FPP Study (2022) - RAS 2D | 2022-01-01 |  | Yes |  |  | Yes | Meets TWDB criteria and RFPG Goals
1746 | 101000209 | Jackson County Phase 2 DMP | Watershed Study | 10 | Lower Colorado-Lavaca | Jackson | 12100402,12100101,12100102,12100401 |  |  |  | 100000021, 100000025 | 700.1356 | Yes | No | Yes | No | No | 10000098 | 00000002,10000004,00000088,00000094,10000097,10000098,00000264,00000266,00000291,10000292,00000307,10000357,10000398,10000408,00000588,10000669,10000723,10001009,10001101,10001677,10001678,10001823,10002696,10002698,10002705 | No | Watershed Study | 4000000 | No |  |  | 717 | 483 | 774 | 713 | 774 | 1 | 3 | 58.8365 |  | 58758.9141 | Yes | No |  |  |  |  | No |  |  | FEMA FIS |  |  | Partial |  |  | Yes | Meets TWDB criteria and RFPG Goals
1747 | 101000210 | City of El Campo Drainage Master Plan Update | Watershed Study | 10 | Lower Colorado-Lavaca | Wharton | 12100102,12090302,12100401 |  |  |  | 100000021, 100000025 | 33.4497 | Yes | No | Yes | No | No | 10003136 | 10000004,00000266,00000307,10001019,10001823,10003136 | No | Watershed Study | 612500 | No |  |  | 1820 | 1293 | 4600 | 3058 | 4600 | 1 | 4 | 45.2332 |  | 5707.292 | Yes | No |  |  |  |  | No |  |  | El Campo DMP | 2004-01-01 |  | Yes |  |  | Yes | Meets TWDB criteria and RFPG Goals
1748 | 101000211 | Jarvis Creek Channel Widening and Regional Detention Project | Drainage System Improvements | 10 | Lower Colorado-Lavaca | Wharton | 12090302,12090402 |  |  |  | 100000021, 100000025, 100000027 | 31.4145 | Yes | No | Yes | No | No | 10000004 | 10000004,00000266,00000307,10001823,10003431 | No | Project Planning | 150000 | No |  |  | 755 | 618 | 1235 | 1167 | 1235 | 0 | 0 | 22.304 |  | 5475.3594 | Yes | Yes |  |  |  |  | Yes |  |  | 1D Stead State - Wharton Co. DMP (2008); 2D RAS - Wharton CDBG-DR Project (CR 130) | 2008-01-01 |  | Yes |  |  | Yes | Meets TWDB criteria and RFPG Goals
1749 | 101000212 | Louise Internal Drainage Master Plan | Drainage System Improvements | 10 | Lower Colorado-Lavaca | Wharton | 12100102 |  |  |  | 100000021, 100000025 | 0.82135 | Yes | No | Yes | No | No | 10000004 | 10000004,00000266,00000307,10000532,10001823 | No | Watershed Study | 400000 | No |  |  | 20 | 12 | 21 | 18 | 21 | 0 | 0 | 0.085914 |  | 16.1852 | Yes | Yes |  |  |  |  | Yes |  |  | Wharton County Drainage Master Plan | 2008-01-01 |  | Yes |  |  | Yes | Meets TWDB criteria and RFPG Goals
1750 | 101000213 | Wharton County Drainage Master Plan Update | Watershed Study | 10 | Lower Colorado-Lavaca | Wharton | 12090302,12090401,12090402,12100102,12100401 |  |  |  | 100000021, 100000025 | 1090.7195 | Yes | No | Yes | No | No | 10000004 | 00000003,10000004,00000009,10000012,00000018,10000097,10000098,00000264,00000266,10000292,00000307,10000357,10000532,00000577,10001009,10001017,10001018,10001019,10001498,00001801,10001823,00002044,10002376,10002433,10002924,10003136,10003431,10003568 | No | Watershed Study | 4000000 | No |  |  | 7119 | 5091 | 15780 | 11321 | 15780 | 8 | 18 | 367.9522 |  | 177474.0156 | Yes | Yes |  |  |  |  | Yes |  |  | Wharton County Drainage Master Plan | 2008-01-01 |  | Yes |  |  | Yes | Meets TWDB criteria and RFPG Goals
1751 | 101000214 | West Brazoria County Drainage District #11 | Watershed Study | 10 | Lower Colorado-Lavaca | Brazoria | 12090401,12090402 |  |  |  | 100000021, 100000025 | 506.6575 | Yes | No | No | No | No | 10003568 | 00000003,10000004,00000009,10000097,00000266,00000295,00000307,00000577,00001043,00001801,10001823,00002044,00002981,10002982,00002984,00003023,10003099,00003144,10003568 | No | Watershed Study | 990000 | No |  |  | 7737 | 5901 | 6932 | 11719 | 11719 | 10 | 2 | 219.7292 |  | 37018.3398 | Yes | No |  |  |  |  | No |  |  | WBCDD 11 |  |  | Yes |  |  | Yes | Meets TWDB criteria and RFPG Goals
1752 | 111000009 | Center Point ISD Drainage Improvements Study | Study of solutions to construct new storm drainage infrastructure to reduce the potential impacts of future flood events. | 11 | Guadalupe | Kerr | 12100201 |  |  | 11000018,11000019,11000021,11000014,11000016,11000017 | 11000009, 11000010 | 95.5424 | Yes | No | No | No | No | 11003542 | 11000662,00000255,11002585,00000297,00000022 | No | Watershed Planning | 100000 | No |  |  | 462 | 293 | 244 | 730 | 730 | 0 | 16 | 22.8559 |  | 4927.8335 | Yes | Yes |  |  |  |  | Yes |  |  | Kerr County HMP | 2018-08-01 |  | Partial |  |  | Yes | Meets minimum TWDB requirements
1753 | 111000004 | Caldwell County Emergency Service District #1 Drainage and Utility Plan | Develop a drainage and utility plan. | 11 | Guadalupe | Caldwell,Hays | 12100203 |  |  | 11000111,11000110,11000112,11000113,11000116 | 11000009, 11000010 | 110.5905 | Yes | No | No | No | No | 11003539 | 11001856,11002100,00000392,00003202,00000307,00002800,11002049,00000026,00000016,00003189,00000291,00000258,11002686,11002680 | No | Watershed Planning | 100000 | No |  |  | 136 | 74 | 56 | 289 | 289 | 0 | 13 | 10.8538 |  | 4872.7812 | No | Yes |  |  |  |  | Yes |  |  | Caldwell County HMP | 2020-07-01 |  | Partial |  |  | Yes | Meets minimum TWDB requirements
1754 | 111000005 | Caldwell County Emergency Service District #3 River Crossing Improvements Study | Study solutions to upgrade river crossings throughout the district including but not limited to Scull Road Bridge. | 11 | Guadalupe | Caldwell | 12100203 |  |  | 11000116,11000109,11000118,11000105 | 11000001, 11000002 | 23.6312 | Yes | No | No | No | No | 11003540 | 11000607,11001975,00000255,00000392,00000010,11001889,00000016,11003473,00000291,00000258,11002343 | No | Watershed Planning | 1000000 | No |  |  | 465 | 347 | 509 | 1254 | 1254 | 1 | 5 | 12.5896 |  | 3124.1123 | Yes | Yes |  |  |  |  | Yes |  |  | Caldwell County HMP | 2020-07-01 |  | Partial |  |  | Yes | Meets minimum TWDB requirements
1755 | 111000006 | Caldwell County Emergency Service District #3 Repetitive Loss Property Mitigation Study | Study of identify flood-prone and repetitive loss properties through the Texas Water Development Board and identify and study solutions to reduce or eliminate flooding at identified properties. | 11 | Guadalupe | Caldwell | 12100203 |  |  | 11000116,11000109,11000118,11000105 | 11000009, 11000010 | 23.6312 | Yes | No | No | No | No | 11003540 | 11000607,11001975,00000255,00000392,00000010,11001889,00000016,11003473,00000291,00000258,11002343 | No | Project Planning | 1000000 | No |  |  | 465 | 347 | 509 | 1254 | 1254 | 1 | 5 | 12.5896 |  | 3124.1123 | Yes | Yes |  |  |  |  | Yes |  |  | Caldwell County HMP | 2020-07-01 |  | Partial |  |  | Yes | Meets minimum TWDB requirements
1756 | 111000007 | Caldwell County Emergency Service District #4 Fire Station 2 Project Planning | Planning for proposed project to build a swell and raise driveway of Fire Station 2 to prevent inundation of facility and to keep station in service during major storm events. | 11 | Guadalupe | Caldwell | 12100203 |  |  | 11000118 | 11000015, 11000016 | 0.0039479 | No | No | No | No | No | 11003541 | 00000291,00000016,00000258 | No | Project Planning | 100000 | No |  |  | 0 | 0 | 0 | 0 | 0 | 0 | 0 | 0 |  | 0 | Yes | Yes |  |  |  |  | Yes |  |  | Communication with Sponsor |  |  | No |  |  | Yes | Meets minimum TWDB requirements
1757 | 111000008 | Canyon Regional WA Hays Caldwell Water Treatment Plant Floodwall Project Planning | Project planning for Canyon Regional WA - Hays Caldwell Water Treatment Plant Floodwall Project | 11 | Guadalupe | Guadalupe | 12100202 |  |  | 11000043 | 11000009, 11000010 | 0.048679 | Yes | No | No | No | No | 00000392 | 00000821,00000255,00000392,00000010,00000291,11002265 | No | Project Planning | 159355 | No |  |  | 1 | 0 | 0 | 0 | 0 | 0 | 0 | 0.053286 |  | 0 | Yes | Yes |  |  |  |  | Yes |  |  | FIF | 2020-09-17 |  | Partial |  |  | Yes | Meets minimum TWDB requirements
1758 | 111000100 | Comal County Master WID River Road Low Water Crossing Improvement Project Planning | Project planning for proposed project to implement low water crossing improvements at River Road. | 11 | Guadalupe | Comal | 12100202 |  |  | 11000039,11000042,11000037 | 11000009, 11000010 | 2.8564 | Yes | No | No | No | No | 11003537 | 00000255,00002670,00000014,00000291,11000556 | No | Project Planning | 700000 | No |  |  | 139 | 121 | 83 | 282 | 282 | 0 | 8 | 6.1371 |  | 97.5762 | Yes | Yes |  |  |  |  | Yes |  |  | FIF | 2020-09-17 |  | Partial |  |  | Yes | Meets minimum TWDB requirements
1759 | 111000119 | Hunts ISD Storm Drainage Infrastructure Project Planning | Project planning to construct new storm drainage infrastructure to reduce the potential impacts of future flood events. | 11 | Guadalupe | Kerr | 12100201 |  |  | 11000007,11000010,11000002,11000005,11000012,11000004,11000006,11000003,11000008,11000015,11000009,11000011 | 11000009, 11000010 | 173.7802 | Yes | No | No | No | No | 11003543 | 00000255,00000297,00000022 | No | Project Planning | 100000 | No |  |  | 629 | 283 | 402 | 744 | 744 | 1 | 41 | 25.8727 |  | 5502.313 | Yes | Yes |  |  |  |  | Yes |  |  | Kerr County HMP | 2018-08-01 |  | Partial |  |  | Yes | Meets minimum TWDB requirements
1760 | 111000120 | Ingram ISD Construct New Storm Drainage Infrastructure | Project planning to construct new storm drainage infrastructure to reduce the potential impacts of future flood events. | 11 | Guadalupe | Kerr | 12100201 |  |  | 11000010,11000005,11000012,11000004,11000008,11000015,11000013,11000009,11000011 | 11000009, 11000010 | 207.9776 | Yes | No | No | No | No | 11003544 | 00000255,11002585,00000307,11003486,00000297,00000022 | No | Project Planning | 100000 | No |  |  | 606 | 331 | 331 | 844 | 844 | 1 | 24 | 18.6536 |  | 4971.3804 | Yes | Yes |  |  |  |  | Yes |  |  | Kerr County HMP | 2018-08-01 |  | Partial |  |  | Yes | Meets minimum TWDB requirements
1761 | 111000121 | Ingram ISD Improve Existing Storm Drainage Infrastructure | Project planning to upgrade existing storm drainage infrastructure to reduce the potential impacts of future flood events. | 11 | Guadalupe | Kerr | 12100201 |  |  | 11000010,11000005,11000012,11000004,11000008,11000015,11000013,11000009,11000011 | 11000009, 11000010 | 207.9776 | Yes | No | No | No | No | 11003544 | 00000255,11002585,00000307,11003486,00000297,00000022 | No | Project Planning | 100000 | No |  |  | 606 | 331 | 331 | 844 | 844 | 1 | 24 | 18.6536 |  | 4971.3804 | Yes | Yes |  |  |  |  | Yes |  |  | Kerr County HMP | 2018-08-01 |  | Partial |  |  | Yes | Meets minimum TWDB requirements
1762 | 111000124 | Kerr ISD Storm Drainage Infrastructure Project Planning | Project planning for proposed project to construct new storm drainage infrastructure to reduce the potential impacts of future flood events. | 11 | Guadalupe | Kerr | 12100201 |  |  | 11000018,11000007,11000021,11000012,11000020,11000008,11000015,11000013,11000016,11000014 | 11000009, 11000010 | 165.3701 | Yes | No | No | No | No | 11003545 | 00000255,11002585,00000307,00000297,00000022 | No | Project Planning | 100000 | No |  |  | 1968 | 1348 | 6355 | 3670 | 6355 | 4 | 43 | 41.1347 |  | 2781.7549 | Yes | Yes |  |  |  |  | Yes |  |  | Kerr County HMP | 2018-08-01 |  | Partial |  |  | Yes | Meets minimum TWDB requirements
1763 | 111000001 | Blanco County Low Water Crossing Improvements Study | Study of solutions to upgrade and/or raise low water crossing in the county. The low water crossings most frequently and most severely flooded will be assessed for elevation and improvement (e.g., curbed and/or pedestrian walkways) roadways. | 11 | Guadalupe | Blanco | 12100203,12100201 |  |  | 11000031,11000033,11000095,11000034,11000094,11000096,11000092,11000093,11000097 | 11000001, 11000002 | 710.982 | Yes | No | No | No | No | 00000031 | 11002996,00000307,00000291,00000031,00000258 | No | Watershed Planning | 250000 | No |  |  | 167 | 122 | 95 | 256 | 256 | 0 | 30 | 14.2014 |  | 4091.8206 | No | Yes |  |  |  |  | Yes |  |  | Blanco County HMP | 2016-10-01 |  | No |  |  | Yes | Meets minimum TWDB requirements
1764 | 111000002 | Blanco County Soil Conservation Plan | Develop soil conservation plan which provides information on proper land stewardship including diagram, soil map, assessment of vegetation and wildlife fuels, schedule for applying conservation practices; plan for operation and maintenance. | 11 | Guadalupe | Blanco | 12100203,12100201 |  |  | 11000031,11000033,11000095,11000034,11000094,11000096,11000092,11000093,11000097 | 11000003, 11000004 | 710.982 | Yes | No | No | No | No | 00000031 | 11002996,00000307,00000291,00000031,00000258 | No | Watershed Planning | 100000 | No |  |  | 167 | 122 | 95 | 256 | 256 | 0 | 30 | 14.2014 |  | 4091.8206 | Yes | Yes |  |  |  |  | Yes |  |  | Blanco County HMP | 2016-10-01 |  | No |  |  | Yes | Meets minimum TWDB requirements
1765 | 111000003 | Caldwell County Bridge Improvements Project Planning | Project planning for proposed project to replace antiquated bridges built before 1950. These bridges cannot support the weight of emergency vehicles. In addition, upgraded bridge infrastructure would reduce backwater flooding at undersized crossings. | 11 | Guadalupe | Caldwell | 12100202,12100203 |  |  | 11000119,11000115,11000061,11000057,11000105,11000122,11000118,11000121,11000111,11000120,11000112,11000113,11000114,11000116,11000062,11000109,11000117 | 11000009, 11000010 | 544.6937 | Yes | No | No | No | No | 00000016 | 11000607,00000258,11001975,11002100,11002333,11003162,00000016,00003202,00000291,11002101,11002343,00000392,00000307,11003473,11003163,11002686,11002680,11002049,11001889,11003474 | No | Project Planning | 256000 | No |  |  | 937 | 635 | 1208 | 2190 | 2190 | 7 | 40 | 71.1805 |  | 35718.5 | Yes | Yes |  |  |  |  | Yes |  |  | Caldwell County HMP | 2020-07-01 |  | Partial |  |  | Yes | Meets minimum TWDB requirements
1766 | 111000012 | City of Buda Dam Study | Study to evaluate dam failure risks, planning for structural and nonstructural measures to protect the integrity of the earthen fill dams. | 11 | Guadalupe | Hays | 12100203 |  |  | 11000111,11000110 | 11000009, 11000010 | 9.2573 | Yes | No | No | No | No | 00002799 | 00002799,00000307,00000026,00000291,00000258 | No | Preparedness | 500000 | No |  |  | 3 | 1 | 1 | 3 | 3 | 0 | 1 | 0.86335 |  | 7.7387 | Yes | Yes |  |  |  |  | Yes |  |  | Hays County HMP | 2017-02-01 |  | No |  |  | Yes | Meets minimum TWDB requirements
1767 | 111000013 | City of Bulverde Drainage Improvements Study | Study of solutions to replace existing culverts with larger ones, improve drainage channels; clear‐out existing drainage channels; survey and remove hazardous trees from drainage systems. | 11 | Guadalupe | Comal | 12100202,12100201 |  |  | 11000040,11000030,11000033 | 11000009, 11000010 | 15.7775 | Yes | No | No | No | No | 00002669 | 00002669,00000255,00000014,00002121,00000291 | No | Watershed Planning | 150000 | No |  |  | 0 | 0 | 0 | 0 | 0 | 0 | 1 | 0.5761 |  | 1.4412 | Yes | Yes |  |  |  |  | Yes |  |  | Comal County HMP | 2018-06-01 |  | No |  |  | Yes | Meets minimum TWDB requirements
1768 | 111000014 | City of Bulverde Local Flooding Study | Study of solutions to elevate some segments of roadways in various portions of the community to address localized flooding issues. | 11 | Guadalupe | Comal | 12100202,12100201 |  |  | 11000040,11000030,11000033 | 11000009, 11000010 | 15.7775 | Yes | No | No | No | No | 00002669 | 00002669,00000255,00000014,00002121,00000291 | No | Watershed Planning | 100000 | No |  |  | 0 | 0 | 0 | 0 | 0 | 0 | 1 | 0.5761 |  | 1.4412 | Yes | Yes |  |  |  |  | Yes |  |  | Comal County HMP | 2018-06-01 |  | No |  |  | Yes | Meets minimum TWDB requirements
1769 | 111000015 | City of Flatonia Drainage Project Planning | Project planning for proposed project to make culvert and drainage ditch improvements from just south of the Union Pacific Railroad at US 90 to the north side frontage road of I-10. | 11 | Guadalupe | Fayette | 12100202 |  |  | 11000058 | 11000009, 11000010 | 0.6543 | Yes | No | No | No | No | 00003060 | 00000307,00000258,00000019 | No | Project Planning | 2739000 | No |  |  | 0 | 0 | 0 | 0 | 0 | 0 | 0 | 0.10838 |  | 15.392 | Yes | Yes |  |  |  |  | Yes |  |  | CDBG-MIT | 2016-06-11 |  | No |  |  | Yes | Meets minimum TWDB requirements
1770 | 111000016 | City of Flatonia WWTP Floodproofing Project Planning | Project planning for proposed project to floodproof Waste Water Treatment Plant | 11 | Guadalupe | Fayette | 12100202 |  |  | 11000058 | 11000015, 11000016 | 0.042671 | Yes | No | No | No | No | 00003060 | 00003060,00000307,00000258,00000019 | No | Project Planning | 100000 | No |  |  | 0 | 0 | 0 | 0 | 0 | 0 | 0 | 0 |  | 0 | Yes | Yes |  |  |  |  | Yes |  |  | Fayette County HMP | 2011-08-01 |  | No |  |  | Yes | Meets minimum TWDB requirements
1771 | 111000017 | City of Garden Ridge Drainage Improvements Project Planning | Project planning to complete final phase of drainage infrastructure upgrades. | 11 | Guadalupe | Comal | 12100202 |  |  | 11000042,11000041 | 11000009, 11000010 | 7.332 | Yes | No | No | No | No | 00003235 | 00000821,00000255,00000392,00000014,00001485,00003235,00000291 | No | Project Planning | 100000 | No |  |  | 9 | 0 | 20 | 0 | 20 | 0 | 0 | 0 |  | 18.3623 | Yes | Yes |  |  |  |  | Yes |  |  | Comal County HMP | 2018-06-01 |  | Partial |  |  | Yes | Meets minimum TWDB requirements
1772 | 111000018 | City of Gonzales Tinsley Creek Improvement Project Planning | Project planning to upgrade aging infrastructure that was overwhelmed during Hurricane Harvey. Projects may include replacing box culvert bridges, replacing box culvert bridges with clear span bridges, and relocating utilities within the stream bed. | 11 | Guadalupe | Gonzales | 12100202 |  |  | 11000054 | 11000009, 11000010 | 6.0603 | Yes | No | No | No | No | 11002992 | 00000264,00000008,00000291,11002992 | No | Project Planning | 600000 | No |  |  | 532 | 412 | 560 | 1070 | 1070 | 2 | 5 | 13.4222 |  | 127.7347 | Yes | Yes |  |  |  |  | Yes |  |  | Gonzales County HMP | 2018-08-01 |  | Partial |  |  | Yes | Meets minimum TWDB requirements
1773 | 111000019 | City of Gonzales Tinsley Creek Flood Mitigation Project Planning | Project planning for proposed improvements along Tinsley Creek include replacing a low water crossing at Johnson Street, adding culverts under Johnson Street, and replacing box culvert crossings with free span bridge crossings at several streets. | 11 | Guadalupe | Gonzales | 12100202 |  |  | 11000054 | 11000001, 11000002 | 6.0603 | Yes | No | No | No | No | 11002992 | 00000264,00000008,00000291,11002992 | No | Project Planning | 430000 | No |  |  | 532 | 412 | 560 | 1070 | 1070 | 2 | 5 | 13.4222 |  | 127.7347 | Yes | Yes |  |  |  |  | Yes |  |  | CDBG-MIT | 2015-11-25 |  | Partial |  |  | Yes | Meets minimum TWDB requirements
1774 | 111000020 | City of Ingram Drainage Improvements Study | Study of solutions to upgrade existing storm drainage infrastructure to reduce the potential impacts of future flood events. | 11 | Guadalupe | Kerr | 12100201 |  |  | 11000008,11000012,11000011 | 11000009, 11000010 | 1.4944 | Yes | No | No | No | No | 11003486 | 00000255,11003486,00000297,00000022 | No | Watershed Planning | 100000 | No |  |  | 122 | 76 | 108 | 141 | 141 | 0 | 0 | 3.0547 |  | 24.2184 | Yes | Yes |  |  |  |  | Yes |  |  | Kerr County HMP | 2018-08-01 |  | Partial |  |  | Yes | Meets minimum TWDB requirements
1775 | 111000022 | City of Kerrville Pinto Trail Project Planning | Project planning for proposed project to provide flood relief to the properties adjacent to the channel at risk of flooding, including widening existing channels, constructing a grass-lined trapezoidal channel, and seeding the proposed earthen channels. | 11 | Guadalupe | Kerr | 12100201 |  |  | 11000014 | 11000009, 11000010 | 0.0051348 | No | No | No | No | No | 11002585 | 11002585,00000255,00000297,00000022 | No | Project Planning | 100000 | No |  |  | 0 | 0 | 0 | 0 | 0 | 0 | 0 | 0 |  | 0 | Yes | Yes |  |  |  |  | Yes |  |  | City of Kerrville Drainage Master Plan | 2019-12-01 |  | No |  |  | Yes | Meets minimum TWDB requirements
1776 | 111000023 | City of Kerrville Park Street Low Water Crossing Project Planning | Project planning for proposed project to improve or replace the Park Street Low Water Crossing. | 11 | Guadalupe | Kerr | 12100201 |  |  | 11000014 | 11000001, 11000002 | 0.0015014 | Yes | No | No | No | No | 11002585 | 11002585,00000255,00000297,00000022 | No | Project Planning | 340000 | No |  |  | 0 | 0 | 0 | 0 | 0 | 0 | 1 | 0.073736 |  | 0 | Yes | Yes |  |  |  |  | Yes |  |  | City of Kerrville Drainage Master Plan | 2019-12-01 |  | Yes |  |  | Yes | Meets minimum TWDB requirements
1777 | 111000024 | City of Kerrville First Street Low Water Crossing Project Planning | Project planning for proposed project to improve or replace the First Street Low Water Crossing. | 11 | Guadalupe | Kerr | 12100201 |  |  | 11000014 | 11000001, 11000002 | 0.0012832 | Yes | No | No | No | No | 11002585 | 11002585,00000255,00000297,00000022 | No | Project Planning | 510000 | No |  |  | 0 | 0 | 0 | 0 | 0 | 0 | 1 | 0.048713 |  | 0 | Yes | Yes |  |  |  |  | Yes |  |  | City of Kerrville Drainage Master Plan | 2019-12-01 |  | Yes |  |  | Yes | Meets minimum TWDB requirements
1778 | 111000025 | City of Kerrville Fourth Street Low Water Crossing Project Planning | Project planning for proposed project to improve or replace the Park Street Low Water Crossing. | 11 | Guadalupe | Kerr | 12100201 |  |  | 11000014 | 11000001, 11000002 | 0.0014775 | Yes | No | No | No | No | 11002585 | 11002585,00000255,00000297,00000022 | No | Project Planning | 180000 | No |  |  | 0 | 0 | 0 | 0 | 0 | 0 | 1 | 0.061611 |  | 0 | Yes | Yes |  |  |  |  | Yes |  |  | City of Kerrville Drainage Master Plan | 2019-12-01 |  | Partial |  |  | Yes | Meets minimum TWDB requirements
1779 | 111000026 | City of Kerrville Hill Country Drive at SH 16 Project Planning | Project planning for proposed project to raise the roadway profile and regrade Hill Country Drive, and increase the downstream pipe capacity at Hill Country Drive. | 11 | Guadalupe | Kerr | 12100201 |  |  | 11000014 | 11000009, 11000010 | 0.00053617 | Yes | No | No | No | No | 11002585 | 11002585,00000255,00000297,00000022 | No | Project Planning | 245000 | No |  |  | 0 | 0 | 0 | 0 | 0 | 0 | 0 | 0 |  | 0 | Yes | Yes |  |  |  |  | Yes |  |  | City of Kerrville Drainage Master Plan | 2019-12-01 |  | Yes |  |  | Yes | Meets minimum TWDB requirements
1780 | 111000028 | City of Kerrville Harper Street between Culberson Avenue and Lewis Avenue Project Planning | Project planning for proposed storm drain system project to relieve localized flooding and excessive ponding that occurs throughout Harper Street. | 11 | Guadalupe | Kerr | 12100201 |  |  | 11000013 | 11000009, 11000010 | 0.0070191 | Yes | No | No | No | No | 11002585 | 11002585,00000255,00000297,00000022 | No | Project Planning | 180000 | No |  |  | 1 | 1 | 1 | 2 | 2 | 0 | 0 | 0 |  | 0 | Yes | Yes |  |  |  |  | Yes |  |  | City of Kerrville Drainage Master Plan | 2019-12-01 |  | No |  |  | Yes | Meets minimum TWDB requirements
1781 | 111000029 | City of Kerrville Circle Avenue Drainage Channel Project Planning | Project planning for proposed channel and street improvement project to alleviate sedimentation and erosion issues at the intersection of Culberson Avenue and Circle Avenue. | 11 | Guadalupe | Kerr | 12100201 |  |  | 11000013 | 11000009, 11000010 | 0.00056987 | Yes | No | No | No | No | 11002585 | 11002585,00000255,00000297,00000022 | No | Project Planning | 100000 | No |  |  | 0 | 0 | 0 | 0 | 0 | 0 | 0 | 0 |  | 0 | Yes | Yes |  |  |  |  | Yes |  |  | City of Kerrville Drainage Master Plan | 2019-12-01 |  | No |  |  | Yes | Meets minimum TWDB requirements
1782 | 111000030 | City of Kerrville Jack Drive - Undersized Inlet Project Planning | Project planning for proposed street and drainage improvements project to relieve road and property flooding from occurring directly downstream of Jack Drive's existing undersized inlet. | 11 | Guadalupe | Kerr | 12100201 |  |  | 11000012 | 11000009, 11000010 | 0.0046066 | No | No | No | No | No | 11002585 | 11002585,00000255,00000297,00000022 | No | Project Planning | 240000 | No |  |  | 0 | 0 | 0 | 0 | 0 | 0 | 0 | 0 |  | 0 | Yes | Yes |  |  |  |  | Yes |  |  | City of Kerrville Drainage Master Plan | 2019-12-01 |  | No |  |  | Yes | Meets minimum TWDB requirements
1783 | 111000031 | City of Kerrville Harper Road to Town Creek (Fay Drive) Drainage Improvements Study | Study of solutions to implement drainage improvements on Harper Road to Town Creek (Fay Drive). | 11 | Guadalupe | Kerr | 12100201 |  |  | 11000013,11000012 | 11000009, 11000010 | 0.24139 | Yes | No | No | No | No | 11002585 | 11002585,00000255,00000297,00000022 | No | Project Planning | 150000 | No |  |  | 4 | 4 | 3 | 7 | 7 | 0 | 1 | 0.099095 |  | 0 | Yes | Yes |  |  |  |  | Yes |  |  | Communication with Sponsor |  |  | Partial |  |  | Yes | Meets minimum TWDB requirements
1784 | 111000033 | City of Kyle Prairie and Woodland Restoration Plan | Prepare and implement a prairie or woodland restoration plan for 1 or more of Kyle’s park properties. Selection of a municipal park where all or a portion of the site may be restored to a natural grassland or woodland | 11 | Guadalupe | Hays | 12100203 |  |  | 11000102,11000110,11000101,11000116,11000100 | 11000003, 11000004 | 31.1514 | Yes | No | No | No | No | 00002800 | 00000392,00000307,00002800,00000026,11002217,11000387,00000291,00000258 | No | Watershed Planning | 250000 | No |  |  | 422 | 360 | 331 | 1368 | 1368 | 0 | 9 | 7.1582 |  | 727.1071 | No | Yes |  |  |  |  | Yes |  |  | Hays County HMP | 2017-02-01 |  | Partial |  |  | Yes | Meets minimum TWDB requirements
1785 | 111000034 | City of Kyle - N. Burleson Street Drainage Improvements Project Planning | Project planning for proposed project to conduct street reconstruction and drainage improvements to minimize flooding in the downtown area. | 11 | Guadalupe | Hays | 12100203 |  |  | 11000110 | 11000009, 11000010 | 0.010802 | Yes | No | No | No | No | 00002800 | 00000291,00000026,00002800,00000258 | No | Project Planning | 983000 | No |  |  | 1 | 1 | 0 | 3 | 3 | 0 | 1 | 0.15352 |  | 0 | Yes | Yes |  |  |  |  | Yes |  |  | Hays County HMP | 2017-02-01 |  | Partial |  |  | Yes | Meets minimum TWDB requirements
1786 | 111000035 | City of Lockhart Drainage Improvements Study | Study to identify Capital Improvements to Municipal Drainage System and study solutions to upgrade system to improve drainage capacity and reduce flood damages. | 11 | Guadalupe | Caldwell | 12100203 |  |  | 11000114,11000116,11000112,11000113 | 11000009, 11000010 | 15.5788 | Yes | No | No | No | No | 11003162 | 00000392,11003162,00000016,00000291,00000258,11002343 | No | Watershed Planning | 2400000 | No |  |  | 62 | 43 | 187 | 133 | 187 | 2 | 6 | 5.8658 |  | 344.0651 | Yes | Yes |  |  |  |  | Yes |  |  | Caldwell County HMP | 2020-07-01 |  | Partial |  |  | Yes | Meets minimum TWDB requirements
1787 | 111000036 | City of Lockhart USACE Study | Undertake a comprehensive study of flood risk and reduction alternatives with USACE, covering all incorporated and unincorporated areas of the city that currently have limited studies with no determined base flood elevations as well as unmapped areas. | 11 | Guadalupe | Caldwell | 12100203 |  |  | 11000114,11000116,11000112,11000113 | 11000009, 11000010 | 15.5788 | Yes | No | No | No | No | 11003162 | 00000392,11003162,00000016,00000291,00000258,11002343 | No | Watershed Planning | 360000 | No |  |  | 62 | 43 | 187 | 133 | 187 | 2 | 6 | 5.8658 |  | 344.0651 | Yes | Yes |  |  |  |  | Yes |  |  | Caldwell County HMP | 2020-07-01 |  | Partial |  |  | Yes | Meets minimum TWDB requirements
1788 | 111000037 | City of Luling Drainage Improvements Study | Study of solutions to upgrade undersized stormwater drains and culverts. | 11 | Guadalupe | Guadalupe,Caldwell | 12100203 |  |  | 11000119,11000120,11000118,11000121 | 11000009, 11000010 | 5.5342 | Yes | No | No | No | No | 11003474 | 00000255,00000010,11003474,00000016,00000291,00000258 | No | Watershed Planning | 150000 | No |  |  | 74 | 52 | 199 | 196 | 199 | 0 | 0 | 6.2682 |  | 209.5232 | Yes | Yes |  |  |  |  | Yes |  |  | Caldwell County HMP | 2020-07-01 |  | Partial |  |  | Yes | Meets minimum TWDB requirements
1789 | 111000038 | City of Martindale Drainage Improvements Study | Study of solutions to upgrade undersized stormwater drains and culverts. | 11 | Guadalupe | Caldwell | 12100203 |  |  | 11000109,11000105 | 11000009, 11000010 | 2.0832 | Yes | No | No | No | No | 11003473 | 11001975,00000392,00000016,11003473,00000291,00000258,11002343 | No | Watershed Planning | 100000 | No |  |  | 196 | 167 | 256 | 550 | 550 | 1 | 3 | 5.525 |  | 52.7375 | Yes | Yes |  |  |  |  | Yes |  |  | Caldwell County HMP | 2020-07-01 |  | Partial |  |  | Yes | Meets minimum TWDB requirements
1790 | 111000039 | City of Mountain City Repetitive Loss Structure Mitigation Study | Study of solutions to floodproof or otherwise mitigate repetitive loss structures that have been identified by FEMA for the number of flood insurance claims. | 11 | Guadalupe | Hays | 12100203 |  |  | 11000110 | 11000009, 11000010 | 0.52361 | Yes | No | No | No | No | 00002703 | 00002703,00000307,00000026,00001356,00000291,00000258 | No | Project Planning | 150000 | No |  |  | 0 | 0 | 0 | 0 | 0 | 0 | 0 | 0 |  | 0 | Yes | Yes |  |  |  |  | Yes |  |  | Hays County HMP | 2017-02-01 |  | No |  |  | Yes | Meets minimum TWDB requirements
1791 | 111000043 | City of New Braunfels - Box Culvert Installation to Reduce Flood Risk on Blieders Creek, Comal River and Landa Park Project Planning | Project planning for proposed drainage improvements project to reduce flooding in the Blieders Creek and German Creek watersheds by conveying flows to the Guadalupe River. The project is also intended to relieve flooding in the Landa Park area. | 11 | Guadalupe | Comal | 12100202 |  |  | 11000042 | 11000009, 11000010 | 0.42191 | Yes | No | No | No | No | 00002670 | 00000255,00002670,00000014,11000583,00000291 | No | Project Planning | 878000 | No |  |  | 60 | 30 | 353 | 122 | 353 | 0 | 4 | 0.99896 |  | 5.1452 | Yes | Yes |  |  |  |  | Yes |  |  | FNI CIP Analysis | 2011-03-01 |  | Partial |  |  | Yes | Meets minimum TWDB requirements
1792 | 111000044 | City of New Braunfels Faust St / Nacogdoches Ave Improvements Project Planning | Study to analyze drainage conveyance and flooding issues within the Faust Street and Nacogdoches Avenue area and project planning for solutions within project area. | 11 | Guadalupe | Comal | 12100202 |  |  | 11000043 | 11000009, 11000010 | 0.079329 | Yes | No | No | No | No | 00002670 | 00000291,00002670,00000014,00000255 | No | Watershed Planning | 1102000 | No |  |  | 2 | 0 | 8 | 0 | 8 | 0 | 0 | 0 |  | 0 | Yes | Yes |  |  |  |  | Yes |  |  | FNI CIP Analysis | 2011-03-01 |  | Partial |  |  | Yes | Meets minimum TWDB requirements
1793 | 111000045 | City of New Braunfels Dry Comal Creek Tributary East Watershed Project Planning | Study to analyze drainage conveyance and flooding issues within the Dry Comal Creek Tributaries East area (Kerlick Lane/Encino Drive/Mission Drive) and project planning for solutions within project area. | 11 | Guadalupe | Comal | 12100202 |  |  | 11000042 | 11000009, 11000010 | 1.1114 | Yes | No | No | No | No | 00002670 | 00000291,00002670,00000014,00000255 | No | Watershed Planning | 344000 | No |  |  | 77 | 48 | 588 | 433 | 588 | 0 | 0 | 1.3093 |  | 15.2965 | Yes | Yes |  |  |  |  | Yes |  |  | FNI CIP Analysis | 2011-09-01 |  | Partial |  |  | Yes | Meets minimum TWDB requirements
1794 | 111000047 | City of New Braunfels Hunters Creek Regional Project Planning | Study to analyze drainage conveyance and flooding issues within the Hunters Creek area including the detention facility for the Westpointe development and project planning for solutions within project area. | 11 | Guadalupe | Comal | 12100202 |  |  | 11000042 | 11000009, 11000010 | 0.074693 | No | No | No | No | No | 00002670 | 00000291,00002670,00000014,00000255 | No | Watershed Planning | 211000 | No |  |  | 0 | 0 | 0 | 0 | 0 | 0 | 0 | 0 |  | 0 | Yes | Yes |  |  |  |  | Yes |  |  | FNI CIP Analysis | 2011-09-01 |  | No |  |  | Yes | Meets minimum TWDB requirements
1795 | 111000048 | City of New Braunfels South Guadalupe Tributary Watershed Project Planning | Study to analyze drainage conveyance and flooding issues within the South Guadalupe River tributary area (Mesquite/Eastman/Oleander/Walnut Heights) and project planning for solutions within project area. | 11 | Guadalupe | Comal | 12100202 |  |  | 11000043 | 11000009, 11000010 | 0.4177 | Yes | No | No | No | No | 00002670 | 00000291,00002670,00000014,00000255 | No | Watershed Planning | 168000 | No |  |  | 12 | 12 | 12 | 35 | 35 | 0 | 0 | 0.19743 |  | 0 | Yes | Yes |  |  |  |  | Yes |  |  | FNI CIP Analysis | 2011-09-23 |  | Partial |  |  | Yes | Meets minimum TWDB requirements
1796 | 111000049 | City of New Braunfels Dry Comal Creek West Watershed Project Planning | Project planning for solutions to minimize flooding issues within the Cedar Elm Street, Landa-Madeline drainage area. | 11 | Guadalupe | Comal | 12100202 |  |  | 11000042 | 11000009, 11000010 | 0.097529 | No | No | No | No | No | 00002670 | 00000291,00002670,00000014,00000255 | No | Watershed Planning | 126000 | No |  |  | 0 | 0 | 0 | 0 | 0 | 0 | 0 | 0 |  | 0 | Yes | Yes |  |  |  |  | Yes |  |  | FNI CIP Analysis | 2011-02-11 |  | No |  |  | Yes | Meets minimum TWDB requirements
1797 | 111000051 | City of Niederwald Engineering Review of City Hall | Contract a consultation from an engineer to review the new City Hall building to ensure its resiliency (modular building that holds community documents and archives). | 11 | Guadalupe | Caldwell,Hays | 12100203 |  |  | 11000112,11000111 | 11000009, 11000010 | 3.6531 | Yes | No | No | No | No | 11002680 | 11001856,00000392,00000026,00000016,00000291,00000258,11002680 | No | Project Planning | 10000 | No |  |  | 9 | 2 | 6 | 24 | 24 | 0 | 2 | 1.4889 |  | 149.9699 | Yes | Yes |  |  |  |  | Yes |  |  | Hays County HMP | 2017-02-01 |  | Partial |  |  | Yes | Meets minimum TWDB requirements
1798 | 111000052 | City of Nixon Voluntary Buyout Program Project Planning | Project planning to develop and implement a program to buyout NFIP repetitive loss properties. | 11 | Guadalupe | Gonzales,Wilson | 12100202 |  |  | 11000079,11000075,11000078 | 11000009, 11000010 | 1.5635 | Yes | No | No | No | No | 11002393 | 00000255,00000008,00000100,00000264,00000282,11002393,00000291 | No | Project Planning | 150000 | No |  |  | 13 | 6 | 14 | 22 | 22 | 0 | 0 | 0.10177 |  | 6.22 | Yes | Yes |  |  |  |  | Yes |  |  | Gonzales County HMP | 2018-08-01 |  | No |  |  | Yes | Meets minimum TWDB requirements
1799 | 111000054 | City of San Marcos Regional Detention Study | Study of solutions for regional detention and water quality strategies. | 11 | Guadalupe | Guadalupe,Caldwell,Hays | 12100203 |  |  | 11000102,11000105,11000106,11000101,11000103,11000104,11000107 | 11000009, 11000010 | 35.5833 | Yes | No | No | No | No | 11003163 | 00000255,00000392,00000010,00000026,00000016,11000387,00000291,11003163,00000258,11002343 | No | Watershed Planning | 200000 | No |  |  | 2270 | 1626 | 11543 | 12650 | 12650 | 14 | 12 | 48.1227 |  | 822.4232 | Yes | Yes |  |  |  |  | Yes |  |  | Hays County HMP | 2017-02-01 |  | Partial |  |  | Yes | Meets minimum TWDB requirements
1800 | 111000055 | City of San Marcos Modeling of Purgatory Creek and Willow Springs Creek Overflow Area | 2-Dimensional Modeling of the Purgatory Creek and Willow Springs Creek Overflow Area | 11 | Guadalupe | Hays | 12100203 |  |  | 11000103 | 11000009, 11000010 | 0.4113 | Yes | No | No | No | No | 11003163 | 00000026,11000387,00000291,11003163,00000258 | No | Watershed Planning | 271000 | No |  |  | 159 | 130 | 349 | 343 | 349 | 0 | 0 | 3.0042 |  | 0 | Yes | Yes |  |  |  |  | Yes |  |  | Communication with Sponsor |  |  | Partial |  |  | Yes | Meets minimum TWDB requirements
1801 | 111000056 | City of San Marcos Low Water Crossing at Jackman Project Planning | Project planning to replace low water crossing at Jackman | 11 | Guadalupe | Hays | 12100203 |  |  | 11000103 | 11000001, 11000002 | 0.0010548 | Yes | No | No | No | No | 11003163 | 00000026,11000387,00000291,11003163,00000258 | No | Project Planning | 150000 | No |  |  | 0 | 0 | 0 | 0 | 0 | 0 | 0 | 0.053423 |  | 0 | Yes | Yes |  |  |  |  | Yes |  |  | Communication with Sponsor |  |  | No |  |  | Yes | Meets minimum TWDB requirements
1802 | 111000057 | City of San Marcos Low Water Crossing at Mitchell and Purgatory Creek Project Planning | Project planning to replace low water crossing at Mitchell and Purgatory Creek | 11 | Guadalupe | Hays | 12100203 |  |  | 11000103 | 11000001, 11000002 | 0.0015802 | Yes | No | No | No | No | 11003163 | 00000026,11000387,00000291,11003163,00000258 | No | Project Planning | 200000 | No |  |  | 0 | 0 | 0 | 0 | 0 | 0 | 0 | 0.052334 |  | 0 | Yes | Yes |  |  |  |  | Yes |  |  | Communication with Sponsor |  |  | No |  |  | Yes | Meets minimum TWDB requirements
1803 | 111000058 | City of San Marcos LWC at River Road and Railroad Trestle/Blanco River Project Planning | Project planning to replace low water crossing at River Road and Railroad Trestle/Blanco River | 11 | Guadalupe | Hays | 12100203 |  |  | 11000101 | 11000001, 11000002 | 0.0011724 | Yes | No | No | No | No | 11003163 | 00000026,11000387,00000291,11003163,00000258 | No | Project Planning | 150000 | No |  |  | 0 | 0 | 0 | 0 | 0 | 0 | 1 | 0.06384 |  | 0 | Yes | Yes |  |  |  |  | Yes |  |  | Communication with Sponsor |  |  | Partial |  |  | Yes | Meets minimum TWDB requirements
1804 | 111000059 | City of San Marcos LWC at S LBJ and Purgatory Creek Project Planning | Project planning to replace low water crossing at S LBJ and Purgatory Creek | 11 | Guadalupe | Hays | 12100203 |  |  | 11000103 | 11000001, 11000002 | 0.00069343 | Yes | No | No | No | No | 11003163 | 00000026,11000387,00000291,11003163,00000258 | No | Project Planning | 150000 | No |  |  | 0 | 0 | 0 | 0 | 0 | 0 | 0 | 0.043636 |  | 0 | Yes | Yes |  |  |  |  | Yes |  |  | Communication with Sponsor |  |  | No |  |  | Yes | Meets minimum TWDB requirements
1805 | 111000060 | City of San Marcos - Extension of River Ridge Parkway West Project Planning | Project planning for proposed project identified through the San Marcos Transportation Plan, to increase the ability to divert traffic during flooding events | 11 | Guadalupe | Hays | 12100203 |  |  | 11000101 | 11000009, 11000010 | 0.26706 | Yes | No | No | No | No | 11003163 | 00000392,00000026,11000387,00000291,11003163,00000258 | No | Project Planning | 298000 | No |  |  | 69 | 59 | 829 | 1288 | 1288 | 1 | 0 | 3.1582 |  | 0.3518 | Yes | Yes |  |  |  |  | Yes |  |  | Hays County HMP | 2017-02-01 |  | Partial |  |  | Yes | Meets minimum TWDB requirements
1806 | 111000061 | City of Seguin Drainage Improvements Study | Study of solutions to increase drainage capacity, add stormwater detention and/or retention basins, and implement drainage improvements as deemed necessary to reduce flood risk. | 11 | Guadalupe | Guadalupe | 12100202 |  |  | 11000049,11000043,11000047,11000045,11000044 | 11000009, 11000010 | 38.3456 | Yes | No | No | No | No | 11002616 | 00000821,11001045,00000255,00000392,00000010,00000291,11002616 | No | Watershed Planning | 1100000 | No |  |  | 846 | 642 | 1746 | 2283 | 2283 | 5 | 8 | 25.2025 |  | 1157.0762 | Yes | Yes |  |  |  |  | Yes |  |  | Guadalupe County HMP | 2021-10-01 |  | Partial |  |  | Yes | Meets minimum TWDB requirements
1807 | 111000062 | City of Seguin Low Water Crossing Improvements Study | Study of solutions for drainage improvements at low water crossings. | 11 | Guadalupe | Guadalupe | 12100202 |  |  | 11000049,11000043,11000047,11000045,11000044 | 11000001, 11000002 | 38.3456 | Yes | No | No | No | No | 11002616 | 00000821,11001045,00000255,00000392,00000010,00000291,11002616 | No | Watershed Planning | 1500000 | No |  |  | 846 | 642 | 1746 | 2283 | 2283 | 5 | 8 | 25.2025 |  | 1157.0762 | Yes | Yes |  |  |  |  | Yes |  |  | Guadalupe County HMP | 2021-10-01 |  | Partial |  |  | Yes | Meets minimum TWDB requirements
1808 | 111000063 | City of Seguin Ingress Egress Improvements Project Planning | Project planning for proposed project to provide/construct additional means of access into single-entry neighborhoods; Update subdivision codes for a higher level of ingress and egress. | 11 | Guadalupe | Guadalupe | 12100202 |  |  | 11000049,11000043,11000047,11000045,11000044 | 11000015, 11000016 | 38.3456 | Yes | No | No | No | No | 11002616 | 00000821,11001045,00000255,00000392,00000010,00000291,11002616 | No | Preparedness | 250000 | No |  |  | 846 | 642 | 1746 | 2283 | 2283 | 5 | 8 | 25.2025 |  | 1157.0762 | No | Yes |  |  |  |  | Yes |  |  | Guadalupe County HMP | 2021-10-01 |  | Partial |  |  | Yes | Meets minimum TWDB requirements
1809 | 111000064 | City of Seguin City-wide Drainage Improvements Project Planning | Project planning to increase Regional Detention, Channel & Drainage System Improvements. | 11 | Guadalupe | Guadalupe | 12100202 |  |  | 11000049,11000043,11000047,11000045,11000044 | 11000009, 11000010 | 38.3456 | Yes | No | No | No | No | 11002616 | 00000821,11001045,00000255,00000392,00000010,00000291,11002616 | No | Project Planning | 200000 | No |  |  | 846 | 642 | 1746 | 2283 | 2283 | 5 | 8 | 25.2025 |  | 1157.0762 | Yes | Yes |  |  |  |  | Yes |  |  | Guadalupe County HMP | 2021-10-01 |  | Partial |  |  | Yes | Meets minimum TWDB requirements
1810 | 111000065 | City of Seguin Voluntary Buyout Program Project Planning | Project planning to develop an acquisition and elevation program in flood hazard areas. Elevate or acquire and demolish repetitive loss properties. Acquire high risk vacant land and maintain as open space. | 11 | Guadalupe | Guadalupe | 12100202 |  |  | 11000049,11000043,11000047,11000045,11000044 | 11000009, 11000010 | 38.3456 | Yes | No | No | No | No | 11002616 | 00000821,11001045,00000255,00000392,00000010,00000291,11002616 | No | Project Planning | 300000 | No |  |  | 846 | 642 | 1746 | 2283 | 2283 | 5 | 8 | 25.2025 |  | 1157.0762 | Yes | Yes |  |  |  |  | Yes |  |  | Guadalupe County HMP | 2021-10-01 |  | Partial |  |  | Yes | Meets minimum TWDB requirements
1811 | 111000066 | City of Seguin Citywide Drainage Project Planning | Project planning for four priority drainage projects within the City of Seguin that would greatly improve the safety of their 25,520 residents. Project areas include North Guadalupe, North Heideke, Mays Creek and Walnut Branch. | 11 | Guadalupe | Guadalupe | 12100202 |  |  | 11000049,11000043,11000047,11000045,11000044 | 11000009, 11000010 | 38.3456 | Yes | No | No | No | No | 11002616 | 00000821,11001045,00000255,00000392,00000010,00000291,11002616 | No | Project Planning | 4304000 | No |  |  | 846 | 642 | 1746 | 2283 | 2283 | 5 | 8 | 25.2025 |  | 1157.0762 | Yes | Yes |  |  |  |  | Yes |  |  | CDBG-MIT | 2015-11-25 |  | Partial |  |  | Yes | Meets minimum TWDB requirements
1812 | 111000067 | City of Seguin Sewage Treatment Plant Floodproofing Project Planning | Project planning for proposed project to flood-proof sewage treatment plants in flood hazard / low-lying areas. | 11 | Guadalupe | Guadalupe | 12100202 |  |  | 11000044 | 11000015, 11000016 | 0.012821 | Yes | No | No | No | No | 11002616 | 11002616,00000291,00000010,00000255 | No | Project Planning | 100000 | No |  |  | 8 | 0 | 26 | 48 | 48 | 0 | 0 | 0.15666 |  | 0 | Yes | Yes |  |  |  |  | Yes |  |  | Guadalupe County HMP | 2021-10-01 |  | Yes |  |  | Yes | Meets minimum TWDB requirements
1813 | 111000068 | City of Uhland Drainage Improvement Project Planning | Project planning for proposed project to mitigate against flooding by increasing the capacity of drainage routes to contain the storm water. Proposed drainage improvements will reduce flood waters backing up into the City. | 11 | Guadalupe | Caldwell,Hays | 12100203 |  |  | 11000111,11000110 | 11000009, 11000010 | 2.7825 | Yes | No | No | No | No | 11002686 | 00000392,00000026,00000016,00000291,00000258,11002686 | No | Project Planning | 1334000 | No |  |  | 27 | 11 | 11 | 46 | 46 | 0 | 3 | 1.5123 |  | 94.0856 | Yes | Yes |  |  |  |  | Yes |  |  | CDBG-MIT | 2015-11-25 |  | Partial |  |  | Yes | Meets minimum TWDB requirements
1814 | 111000069 | City of Victoria Drainage Improvement Study | Study of solutions to increase dimensions of drainage culverts in areas prone to flooding and/or drainage problems in various City locations. | 11 | Guadalupe | Victoria | 12100204 |  |  | 11000131,11000130,11000147,11000129 | 11000009, 11000010 | 37.4768 | Yes | No | No | No | No | 00002428 | 00000314,00000094,00000588,00002428,00000264,00000291 | No | Watershed Planning | 1000000 | No |  |  | 1139 | 933 | 3181 | 2828 | 3181 | 24 | 0 | 36.1535 |  | 110.6871 | Yes | Yes |  |  |  |  | Yes |  |  | Victoria County HMP | 2018-05-01 |  | No |  |  | Yes | Meets minimum TWDB requirements
1815 | 111000070 | City of Victoria Harden Critical Infrastructure Project Planning | Project planning to harden city buildings, critical infrastructure, and government buildings. Hardening of non-governmental facilities that have been identified as crucial in the response and recovery to/of emergencies and disasters. | 11 | Guadalupe | Victoria | 12100204 |  |  | 11000131,11000130,11000147,11000129 | 11000015, 11000016 | 37.4768 | Yes | No | No | No | No | 00002428 | 00000314,00000094,00000588,00002428,00000264,00000291 | No | Project Planning | 100000 | No |  |  | 1139 | 933 | 3181 | 2828 | 3181 | 24 | 0 | 36.1535 |  | 110.6871 | Yes | Yes |  |  |  |  | Yes |  |  | Victoria County HMP | 2018-05-01 |  | No |  |  | Yes | Meets minimum TWDB requirements
1816 | 111000071 | City of Victoria Voluntary Buyout Program Project Planning | Project planning to implement a voluntary acquisition program for repetitive flood properties. | 11 | Guadalupe | Victoria | 12100204 |  |  | 11000131,11000130,11000147,11000129 | 11000009, 11000010 | 37.4768 | Yes | No | No | No | No | 00002428 | 00000314,00000094,00000588,00002428,00000264,00000291 | No | Project Planning | 150000 | No |  |  | 1139 | 933 | 3181 | 2828 | 3181 | 24 | 0 | 36.1535 |  | 110.6871 | Yes | Yes |  |  |  |  | Yes |  |  | Victoria County HMP | 2018-05-01 |  | No |  |  | Yes | Meets minimum TWDB requirements
1817 | 111000072 | City of Victoria Flood Gate Project Planning | Project planning for proposed project to rehabilitate, repair, or replace the City of Victoria’s existing flood gates, install additional flood gates as appropriate, and construct a storm water lift station in an area to be determined by study. | 11 | Guadalupe | Victoria | 12100204 |  |  | 11000131,11000130,11000147,11000129 | 11000009, 11000010 | 37.4768 | Yes | No | No | No | No | 00002428 | 00000314,00000094,00000588,00002428,00000264,00000291 | No | Project Planning | 45000 | No |  |  | 1139 | 933 | 3181 | 2828 | 3181 | 24 | 0 | 36.1535 |  | 110.6871 | Yes | Yes |  |  |  |  | Yes |  |  | Victoria County HMP | 2018-05-01 |  | No |  |  | Yes | Meets minimum TWDB requirements
1818 | 111000073 | City of Victoria Regional Drainage Solutions Project Planning | Project planning for proposed project for five regional drainage solutions within the City: the Gardens Apartment diversion, Shenandoah ditch improvements, Anthony Road outfall improvements, Lone Tree Road outfall improvements, and Clegg Ditch outfall. | 11 | Guadalupe | Victoria | 12100204 |  |  | 11000131,11000130,11000147,11000129 | 11000009, 11000010 | 37.4768 | Yes | No | No | No | No | 00002428 | 00000314,00000094,00000588,00002428,00000264,00000291 | No | Project Planning | 1327962 | No |  |  | 1139 | 933 | 3181 | 2828 | 3181 | 24 | 0 | 36.1535 |  | 110.6871 | Yes | Yes |  |  |  |  | Yes |  |  | Storm Drainage Master Plan Update | 2021-01-01 |  | No |  |  | Yes | Meets minimum TWDB requirements
1819 | 111000074 | City of Victoria - Storm Sewer Improvements Project Planning | Project planning for project to replace storm sewer pipe under 18-inch diameter (29.9 miles). As a result of overland flow analysis and Storm Sewer System Level of Service Analysis, it was determined to replace all pipe less than 18-inch diameter. | 11 | Guadalupe | Victoria | 12100204 |  |  | 11000131,11000130,11000147,11000129 | 11000009, 11000010 | 37.4768 | Yes | No | No | No | No | 00002428 | 00000314,00000094,00000588,00002428,00000264,00000291 | No | Project Planning | 3946100 | No |  |  | 1139 | 933 | 3181 | 2828 | 3181 | 24 | 0 | 36.1535 |  | 110.6871 | Yes | Yes |  |  |  |  | Yes |  |  | Storm Drainage Master Plan Update | 2021-01-01 |  | No |  |  | Yes | Meets minimum TWDB requirements
1820 | 111000075 | City of Victoria Clean and Televise Storm Sewers Project Planning | Project planning for proposed project to clean and televise storm sewers (165.7 miles). As a result of overland flow analysis and Storm Sewer System Level of Service Analysis, it was determined to clean and televise storm sewers. | 11 | Guadalupe | Victoria | 12100204 |  |  | 11000131,11000130,11000147,11000129 | 11000009, 11000010 | 37.4768 | Yes | No | No | No | No | 00002428 | 00000314,00000094,00000588,00002428,00000264,00000291 | No | Project Planning | 1662106 | No |  |  | 1139 | 933 | 3181 | 2828 | 3181 | 24 | 0 | 36.1535 |  | 110.6871 | Yes | Yes |  |  |  |  | Yes |  |  | Storm Drainage Master Plan Update | 2021-01-01 |  | No |  |  | Yes | Meets minimum TWDB requirements
1821 | 111000076 | City of Victoria Regrade Priority Ditches and Driveway Culverts Project Planning | Project planning for proposed drainage improvements. As a result of a roadside ditch capacity evaluation, it was determined that 23 miles of ditch and 669 driveway culverts are negatively impacting conveyance capacity and need to be regraded. | 11 | Guadalupe | Victoria | 12100204 |  |  | 11000131,11000130,11000147,11000129 | 11000009, 11000010 | 37.4768 | Yes | No | No | No | No | 00002428 | 00000314,00000094,00000588,00002428,00000264,00000291 | No | Project Planning | 1165853 | No |  |  | 1139 | 933 | 3181 | 2828 | 3181 | 24 | 0 | 36.1535 |  | 110.6871 | Yes | Yes |  |  |  |  | Yes |  |  | Storm Drainage Master Plan Update | 2021-01-01 |  | No |  |  | Yes | Meets minimum TWDB requirements
1822 | 111000077 | City of Victoria Repair Channel Failures & Sediment Removal Project Planning | Project planning for proposed channel improvements. Using field visits and drone footage, it was determined to repair 33,657 sq ft of concreted lined channel, 11,829 sq ft of earthen channel, and remove 227,099 sq ft of sediment. | 11 | Guadalupe | Victoria | 12100204 |  |  | 11000131,11000130,11000147,11000129 | 11000009, 11000010 | 37.4768 | Yes | No | No | No | No | 00002428 | 00000314,00000094,00000588,00002428,00000264,00000291 | No | Project Planning | 276201 | No |  |  | 1139 | 933 | 3181 | 2828 | 3181 | 24 | 0 | 36.1535 |  | 110.6871 | Yes | Yes |  |  |  |  | Yes |  |  | Storm Drainage Master Plan Update | 2021-01-01 |  | No |  |  | Yes | Meets minimum TWDB requirements
1823 | 111000078 | City of Victoria Stream Restoration Study | Study to implement a stream restoration/channelization program to ensure adequate drainage/diversion of storm water, throughout various City low water crossings, streambeds, creek sheds, tributaries, and riverine areas. | 11 | Guadalupe | Victoria | 12100204 |  |  | 11000131,11000130,11000147,11000129 | 11000009, 11000010 | 37.4768 | Yes | No | No | No | No | 00002428 | 00000314,00000094,00000588,00002428,00000264,00000291 | No | Watershed Planning | 500000 | No |  |  | 1139 | 933 | 3181 | 2828 | 3181 | 24 | 0 | 36.1535 |  | 110.6871 | Yes | Yes |  |  |  |  | Yes |  |  | Victoria County HMP | 2018-05-01 |  | No |  |  | Yes | Meets minimum TWDB requirements
1824 | 111000079 | City of Waelder Voluntary Buyout Program Project Planning | Project planning to develop and implement a program to buyout NFIP repetitive loss properties. | 11 | Guadalupe | Gonzales | 12100202 |  |  | 11000059 | 11000009, 11000010 | 1.2814 | Yes | No | No | No | No | 11002395 | 00000264,00000008,00000291,11002395 | No | Project Planning | 150000 | No |  |  | 170 | 88 | 90 | 207 | 207 | 0 | 9 | 4.0124 |  | 4.3307 | Yes | Yes |  |  |  |  | Yes |  |  | Gonzales County HMP | 2018-08-01 |  | Partial |  |  | Yes | Meets minimum TWDB requirements
1825 | 111000080 | City of Wimberley Drainage Master Plan | Creation of drainage master plan for City of Wimberley to mitigate the flood hazard by defining priorities, policies, and strategies to address and remedy the drainage needs and challenges in Wimberley. | 11 | Guadalupe | Hays | 12100203 |  |  | 11000099,11000098,11000102,11000100 | 11000009, 11000010 | 8.9217 | Yes | No | No | No | No | 11002432 | 11002432,00000026,11000387,00000291,00000258 | No | Watershed Planning | 150000 | No |  |  | 503 | 421 | 251 | 1045 | 1045 | 0 | 6 | 7.6708 |  | 25.4623 | Yes | Yes |  |  |  |  | Yes |  |  | FIF | 2020-09-17 |  | Partial |  |  | Yes | Meets minimum TWDB requirements
1826 | 111000081 | City of Wimberley FM 1492 at Blanco River Low Water Crossing Project Planning | Project planning for proposed project to replace low water crossing at FM 1492 at Blanco River | 11 | Guadalupe | Hays | 12100203 |  |  | 11000099 | 11000001, 11000002 | 0.0021076 | Yes | No | No | No | No | 11002432 | 00000291,00000026,00000258,11002432 | No | Project Planning | 100000 | No |  |  | 0 | 0 | 0 | 0 | 0 | 0 | 1 | 0.094312 |  | 0 | Yes | Yes |  |  |  |  | Yes |  |  | Hays County HMP | 2017-02-01 |  | No |  |  | Yes | Meets minimum TWDB requirements
1827 | 111000082 | City of Wimberley Hidden Valley at Blanco River Low Water Crossing Project Planning | Project planning for proposed project to replace low water crossing at Hidden Valley at Blanco River | 11 | Guadalupe | Hays | 12100203 |  |  | 11000100 | 11000001, 11000002 | 0.0083837 | Yes | No | No | No | No | 11002432 | 00000291,00000026,00000258,11002432 | No | Project Planning | 100000 | No |  |  | 4 | 4 | 1 | 12 | 12 | 0 | 1 | 0.19638 |  | 0.70739 | Yes | Yes |  |  |  |  | Yes |  |  | Hays County HMP | 2017-02-01 |  | Partial |  |  | Yes | Meets minimum TWDB requirements
1828 | 111000083 | City of Wimberley Little Arkansas at Blanco River Low Water Crossing Project Planning | Project planning for proposed project to replace low water crossing at Little Arkansas at Blanco River | 11 | Guadalupe | Hays | 12100203 |  |  | 11000100 | 11000001, 11000002 | 0.0050686 | Yes | No | No | No | No | 11002432 | 00000291,00000026,00000258 | No | Project Planning | 100000 | No |  |  | 0 | 0 | 0 | 0 | 0 | 0 | 0 | 0 |  | 0.63249 | Yes | Yes |  |  |  |  | Yes |  |  | Hays County HMP | 2017-02-01 |  | No |  |  | Yes | Meets minimum TWDB requirements
1829 | 111000084 | City of Wimberley Valley Drive at Pierce Creek Low Water Crossing Project Planning | Project planning for proposed project to replace low water crossing at Valley Drive at Pierce Creek | 11 | Guadalupe | Hays | 12100203 |  |  | 11000100 | 11000001, 11000002 | 0.0023853 | Yes | No | No | No | No | 11002432 | 00000291,00000026,00000258,11002432 | No | Project Planning | 100000 | No |  |  | 0 | 0 | 0 | 0 | 0 | 0 | 1 | 0.073555 |  | 0 | Yes | Yes |  |  |  |  | Yes |  |  | Hays County HMP | 2017-02-01 |  | No |  |  | Yes | Meets minimum TWDB requirements
1830 | 111000085 | City of Wimberley Flite Acres Road Low Water Crossing Project Planning | Project planning for proposed project to replace low water crossing at Flite Acres Road | 11 | Guadalupe | Hays | 12100203 |  |  | 11000100 | 11000001, 11000002 | 0.030041 | Yes | No | No | No | No | 11002432 | 00000291,00000026,00000258,11002432 | No | Project Planning | 100000 | No |  |  | 4 | 3 | 1 | 11 | 11 | 0 | 0 | 0.52147 |  | 0 | Yes | Yes |  |  |  |  | Yes |  |  | Hays County HMP | 2017-02-01 |  | Partial |  |  | Yes | Meets minimum TWDB requirements
1831 | 111000086 | City of Wimberley FM 1492 at Pierce Creek Low Water Crossing Project Planning | Project planning for proposed project to replace low water crossing at FM 1492 at Pierce Creek | 11 | Guadalupe | Hays | 12100203 |  |  | 11000100 | 11000001, 11000002 | 0.0022655 | Yes | No | No | No | No | 11002432 | 00000291,00000026,00000258,11002432 | No | Project Planning | 100000 | No |  |  | 3 | 3 | 2 | 10 | 10 | 0 | 1 | 0.066845 |  | 0 | Yes | Yes |  |  |  |  | Yes |  |  | Hays County HMP | 2017-02-01 |  | No |  |  | Yes | Meets minimum TWDB requirements
1832 | 111000087 | City of Wimberley Wilson Creek at River Road Low Water Crossing Project Planning | Project planning for proposed project to replace low water crossing at Wilson Creek at River Road | 11 | Guadalupe | Hays | 12100203 |  |  | 11000099 | 11000001, 11000002 | 0.0014213 | Yes | No | No | No | No | 11002432 | 00000291,00000026,00000258,11002432 | No | Project Planning | 100000 | No |  |  | 0 | 0 | 0 | 0 | 0 | 0 | 0 | 0.088541 |  | 0 | Yes | Yes |  |  |  |  | Yes |  |  | Hays County HMP | 2017-02-01 |  | No |  |  | Yes | Meets minimum TWDB requirements
1833 | 111000088 | City of Wimberley Green Acres Dr. at Fire Station Low Water Crossing Project Planning | Project planning for proposed project to replace low water crossing at Green Acres Dr. at Fire Station | 11 | Guadalupe | Hays | 12100203 |  |  | 11000099 | 11000001, 11000002 | 0.0051867 | No | No | No | No | No | 11002432 | 00000291,00000026,00000258,11002432 | No | Project Planning | 100000 | No |  |  | 0 | 0 | 0 | 0 | 0 | 0 | 0 | 0 |  | 0 | Yes | Yes |  |  |  |  | Yes |  |  | Hays County HMP | 2017-02-01 |  | No |  |  | Yes | Meets minimum TWDB requirements
1834 | 111000089 | City of Wimberley Leveritt’s Loop Low Water Crossing Project Planning | Project planning for proposed project to replace low water crossing at Leveritt’s Loop | 11 | Guadalupe | Hays | 12100203 |  |  | 11000099 | 11000001, 11000002 | 0.033028 | Yes | No | No | No | No | 11002432 | 00000291,00000026,00000258,11002432 | No | Project Planning | 100000 | No |  |  | 9 | 9 | 0 | 16 | 16 | 0 | 0 | 0.19732 |  | 0 | Yes | Yes |  |  |  |  | Yes |  |  | Hays County HMP | 2017-02-01 |  | Partial |  |  | Yes | Meets minimum TWDB requirements
1835 | 111000090 | City of Wimberley Spoke Hollow Dr. at Spoke Pile Creek Low Water Crossing Project Planning | Project planning for proposed project to replace low water crossing at Spoke Hollow Dr. at Spoke Pile Creek | 11 | Guadalupe | Hays | 12100203 |  |  | 11000100 | 11000001, 11000002 | 0.0017456 | Yes | No | No | No | No | 11002432 | 00000291,00000026,00000258 | No | Project Planning | 100000 | No |  |  | 0 | 0 | 0 | 0 | 0 | 0 | 1 | 0.057554 |  | 0.18755 | Yes | Yes |  |  |  |  | Yes |  |  | Hays County HMP | 2017-02-01 |  | No |  |  | Yes | Meets minimum TWDB requirements
1836 | 111000091 | City of Wimberley River Road at Western City Limit Low Water Crossing Project Planning | Project planning for proposed project to replace low water crossing at River Road at Western City Limit | 11 | Guadalupe | Hays | 12100203 |  |  | 11000099 | 11000001, 11000002 | 0.0018622 | Yes | No | No | No | No | 11002432 | 00000291,00000026,00000258 | No | Project Planning | 100000 | No |  |  | 0 | 0 | 0 | 0 | 0 | 0 | 0 | 0.044724 |  | 0 | Yes | Yes |  |  |  |  | Yes |  |  | Hays County HMP | 2017-02-01 |  | No |  |  | Yes | Meets minimum TWDB requirements
1837 | 111000092 | City of Wimberley Paradise Hills Low Water Crossing Project Planning | Project planning for proposed project to replace low water crossing at Paradise Hills | 11 | Guadalupe | Hays | 12100203 |  |  | 11000100 | 11000001, 11000002 | 0.0023964 | Yes | No | No | No | No | 11002432 | 00000291,00000026,00000258,11002432 | No | Project Planning | 100000 | No |  |  | 0 | 0 | 0 | 0 | 0 | 0 | 1 | 0.072976 |  | 0 | Yes | Yes |  |  |  |  | Yes |  |  | Hays County HMP | 2017-02-01 |  | No |  |  | Yes | Meets minimum TWDB requirements
1838 | 111000093 | City of Wimberley River Road Reconstruction Project Planning | Project planning for proposed project to reconstruct roadway along Blanco River | 11 | Guadalupe | Hays | 12100203 |  |  | 11000099 | 11000009, 11000010 | 0.065665 | Yes | No | No | No | No | 11002432 | 00000291,00000026,00000258,11002432 | No | Project Planning | 100000 | No |  |  | 23 | 16 | 8 | 41 | 41 | 0 | 0 | 1.5071 |  | 3.7757 | Yes | Yes |  |  |  |  | Yes |  |  | Hays County HMP | 2017-02-01 |  | Partial |  |  | Yes | Meets minimum TWDB requirements
1839 | 111000094 | City of Wimberley Little Ranches at Panther Creek Low Water Crossing Project Planning | Project planning for proposed project to reconstruct low water crossing and roadway at Little Ranches at Panther Creek | 11 | Guadalupe | Hays | 12100203 |  |  | 11000100 | 11000001, 11000002 | 0.002025 | No | No | No | No | No | 11002432 | 00000291,00000026,00000258 | No | Project Planning | 100000 | No |  |  | 0 | 0 | 0 | 0 | 0 | 0 | 0 | 0 |  | 0 | Yes | Yes |  |  |  |  | Yes |  |  | Hays County HMP | 2017-02-01 |  | No |  |  | Yes | Meets minimum TWDB requirements
1840 | 111000095 | City of Wimberley Hoots Holler Low Water Crossing Project Planning | Project planning for proposed project to reconstruct low water crossing and roadway at Hoots Holler | 11 | Guadalupe | Hays | 12100203 |  |  | 11000100 | 11000001, 11000002 | 0.0016951 | No | No | No | No | No | 11002432 | 00000291,00000026,00000258,11002432 | No | Project Planning | 100000 | No |  |  | 0 | 0 | 0 | 0 | 0 | 0 | 0 | 0 |  | 0 | Yes | Yes |  |  |  |  | Yes |  |  | Hays County HMP | 2017-02-01 |  | No |  |  | Yes | Meets minimum TWDB requirements
1841 | 111000096 | Comal County Evacuation and Dam Safety Plan | Develop evacuation and dam safety plan for coordination with USACE and dam re‐enforcement. | 11 | Guadalupe | Comal | 12100202,12100203,12100201 |  |  | 11000039,11000030,11000042,11000099,11000046,11000043,11000103,11000104,11000097,11000037,11000107,11000033,11000036,11000035,11000040,11000041,11000095,11000034,11000038 | 11000015, 11000016 | 573.0274 | Yes | No | No | No | No | 00000014 | 00000821,00002669,11001852,00000282,11001201,00000255,00002671,00001485,11000462,00000291,00000392,00002121,11003532,11000556,00002670,00000014,11000583,00003235,11002265,11000494 | No | Preparedness | 50000 | No |  |  | 3677 | 2782 | 6110 | 9129 | 9129 | 6 | 77 | 92.609 |  | 9463.3145 | No | Yes |  |  |  |  | Yes |  |  | Comal County HMP | 2018-06-01 |  | Partial |  |  | Yes | Meets minimum TWDB requirements
1842 | 111000097 | Comal County Low Water Crossing Improvements Project Planning | Project planning to upgrade low water crossings with larger culverts and elevated roadways where feasible. Acquire easement and/or right of ways adjacent to River Road for first responder access | 11 | Guadalupe | Comal | 12100202,12100203,12100201 |  |  | 11000039,11000030,11000042,11000099,11000046,11000043,11000103,11000104,11000097,11000037,11000107,11000033,11000036,11000035,11000040,11000041,11000095,11000034,11000038 | 11000001, 11000002 | 573.0274 | Yes | No | No | No | No | 00000014 | 00000821,00002669,11001852,00000282,11001201,00000255,00002671,00001485,11000462,00000291,00000392,00002121,11003532,11000556,00002670,00000014,11000583,00003235,11002265,11000494 | No | Project Planning | 150000 | No |  |  | 3677 | 2782 | 6110 | 9129 | 9129 | 6 | 77 | 92.609 |  | 9463.3145 | Yes | Yes |  |  |  |  | Yes |  |  | Comal County HMP | 2018-06-01 |  | Partial |  |  | Yes | Meets minimum TWDB requirements
1843 | 111000098 | Comal County Voluntary Buyout Program Project Planning | Project planning to remediate repetitive losses along the Guadalupe River by acquiring flood damaged structures and converting acquired land to open(green)space. | 11 | Guadalupe | Comal | 12100202,12100203,12100201 |  |  | 11000039,11000030,11000042,11000099,11000046,11000043,11000103,11000104,11000097,11000037,11000107,11000033,11000036,11000035,11000040,11000041,11000095,11000034,11000038 | 11000003, 11000004, 11000009, 11000010 | 573.0274 | Yes | No | No | No | No | 00000014 | 00000821,00002669,11001852,00000282,11001201,00000255,00002671,00001485,11000462,00000291,00000392,00002121,11003532,11000556,00002670,00000014,11000583,00003235,11002265,11000494 | No | Project Planning | 357000 | No |  |  | 3677 | 2782 | 6110 | 9129 | 9129 | 6 | 77 | 92.609 |  | 9463.3145 | Yes | Yes |  |  |  |  | Yes |  |  | Comal County HMP | 2018-06-01 |  | Partial |  |  | Yes | Meets minimum TWDB requirements
1844 | 111000099 | Comal County Retention Dam Project Planning | Project planning for proposed project to design and construct 4 retention dams to assist in controlling flash flooding in municipalities and unincorporated areas of the county. | 11 | Guadalupe | Comal | 12100202,12100203,12100201 |  |  | 11000039,11000030,11000042,11000099,11000046,11000043,11000103,11000104,11000097,11000037,11000107,11000033,11000036,11000035,11000040,11000041,11000095,11000034,11000038 | 11000009, 11000010 | 573.0274 | Yes | No | No | No | No | 00000014 | 00000821,00002669,11001852,00000282,11001201,00000255,00002671,00001485,11000462,00000291,00000392,00002121,11003532,11000556,00002670,00000014,11000583,00003235,11002265,11000494 | No | Project Planning | 8000000 | No |  |  | 3677 | 2782 | 6110 | 9129 | 9129 | 6 | 77 | 92.609 |  | 9463.3145 | Yes | Yes |  |  |  |  | Yes |  |  | Comal County HMP | 2018-06-01 |  | Partial |  |  | Yes | Meets minimum TWDB requirements
1845 | 111000101 | City of Cuero Drainage Improvements Study | Study of solutions to improve drainage and stormwater system to reduce drainage and flooding issues. | 11 | Guadalupe | De Witt | 12100202,12100204 |  |  | 11000071,11000124 | 11000009, 11000010 | 6.563 | Yes | No | No | No | No | 11002401 | 00000264,00000099,11002401,11000478,00000291 | No | Watershed Planning | 150000 | No |  |  | 1991 | 1533 | 2585 | 3213 | 3213 | 10 | 2 | 35.1633 |  | 116.2376 | Yes | Yes |  |  |  |  | Yes |  |  | DeWitt County HMP | 2016-10-01 |  | Partial |  |  | Yes | Meets minimum TWDB requirements
1846 | 111000102 | City of Cuero City Public Service Station Project Planning | Project planning for proposed project to retrofit or floodproof City Public Service Station currently under renovation. Facility will serve as secondary location for community offices and critical utility service data and equipment | 11 | Guadalupe | De Witt | 12100202,12100204 |  |  | 11000071,11000124 | 11000015, 11000016 | 6.563 | Yes | No | No | No | No | 11002401 | 00000264,00000099,11002401,11000478,00000291 | No | Project Planning | 100000 | No |  |  | 1991 | 1533 | 2585 | 3213 | 3213 | 10 | 2 | 35.1633 |  | 116.2376 | Yes | Yes |  |  |  |  | Yes |  |  | DeWitt County HMP | 2016-10-01 |  | Partial |  |  | Yes | Meets minimum TWDB requirements
1847 | 111000104 | Green DeWitt County Drainage District Channel Improvements Project Planning | Project planning for proposed project to install drop basket structure and reconstruct drainage channels to control flooding and erosion. Structure will assist in stabilizing banks and holding bottoms of channel on grade | 11 | Guadalupe | De Witt | 12100202,12100204 |  |  | 11000071,11000124 | 11000009, 11000010 | 6.563 | Yes | No | No | No | No | 11000478 | 00000264,00000099,11002401,11000478,00000291 | No | Project Planning | 250000 | No |  |  | 1991 | 1533 | 2585 | 3213 | 3213 | 10 | 2 | 35.1633 |  | 116.2376 | Yes | Yes |  |  |  |  | Yes |  |  | DeWitt County HMP | 2016-10-01 |  | Partial |  |  | Yes | Meets minimum TWDB requirements
1848 | 111000103 | City of Cuero WWTP Floodproofing Project Planning | Project planning to floodproof/retrofit older components of the Cuero Wastewater Treatment Plant subject to flooding. | 11 | Guadalupe | De Witt | 12100204 |  |  | 11000124 | 11000015, 11000016 | 0.0077361 | Yes | No | No | No | No | 11002401 | 00000264,00000099,00000291 | No | Project Planning | 100000 | No |  |  | 4 | 0 | 2 | 0 | 2 | 0 | 0 | 0 |  | 2.4647 | Yes | Yes |  |  |  |  | Yes |  |  | DeWitt County HMP | 2016-10-01 |  | No |  |  | Yes | Meets minimum TWDB requirements
1849 | 111000105 | DeWitt County (City of Nordheim) Flash Flood Mitigation Project Planning | Project planning for proposed project to construct necessary barriers or berms to reduce impact of runoff from flash floods onto neighborhoods, streams, and impacting community water wells from proposed Pilot Knob landfill. | 11 | Guadalupe | De Witt | 12100204 |  |  | 11000134,11000133 | 11000009, 11000010 | 0.49606 | No | No | No | No | No | 00002402 | 00000264,00000099,00000291,00002402 | No | Project Planning | 150000 | No |  |  | 0 | 0 | 0 | 0 | 0 | 0 | 0 | 0 |  | 0 | Yes | Yes |  |  |  |  | Yes |  |  | DeWitt County HMP | 2016-10-01 |  | No |  |  | Yes | Meets minimum TWDB requirements
1850 | 111000106 | Gillespie County Low Water Crossing Improvements Project Planning | Project planning to place automatic warning signs at 35 documented low water crossings in the county | 11 | Guadalupe | Gillespie | 12100203,12100201 |  |  | 11000092,11000013,11000012,11000011 | 11000001, 11000002 | 1057.168 | Yes | No | No | No | No | 00000030 | 00000030,00000307,00001401,00000255 | No | Project Planning | 50000 | No |  |  | 8 | 2 | 4 | 22 | 22 | 0 | 0 | 0.11621 |  | 347.8708 | Yes | Yes |  |  |  |  | Yes |  |  | Gillespie County HMP | 2018-06-11 |  | No |  |  | Yes | Meets minimum TWDB requirements
1851 | 111000107 | Gonzales County Voluntary Buyout Program Project Planning | Project planning to develop and implement a program to buyout NFIP repetitive loss properties. | 11 | Guadalupe | Gonzales | 12100203,12100201 |  |  | 11000013, 11000012, 11000092, 11000011 | 11000009, 11000010 | 1066.9257 | Yes | No | No | No | No | 00000030 | 11002992,00000255,00000008,00000264,00000282,11002393,11002394,00000291,11002395 | No | Project Planning | 150000 | No |  |  | 1649 | 760 | 1028 | 2086 | 2086 | 4 | 55 | 123.7354 |  | 101450.4531 | Yes | Yes |  |  |  |  | Yes |  |  | Gonzales County HMP | 2018-08-01 |  | Partial |  |  | Yes | Meets minimum TWDB requirements
1852 | 111000108 | GBRA FEMA Cooperating Technical Partners (CTP) Modeling and Mapping | GBRA has entered into a partnership with FEMA by which GBRA commissions an engineering firm to perform flood inundation modeling and mapping, and dams in series modeling. | 11 | Guadalupe | Bandera,Bastrop,Blanco,Caldwell,Calhoun,Comal,De Witt,Fayette,Gillespie,Goliad,Gonzales,Guadalupe,Hays,Karnes,Kendall,Kerr,Lavaca,Refugio,Travis,Victoria,Wilson | 12100203,12100201 |  |  | 11000013, 11000012, 11000092, 11000011 | 11000009, 11000010 | 7876.1758 | Yes | Yes | No | No | No | 00000291 | 00000255, 00000297, 11003544, 00000031, 00000307, 00001401, 00000030, 00000291, 00000017, 00000022, 11003546, 00000258 | No | Watershed Planning | 250000 | No |  |  | 22831 | 16352 | 34872 | 55779 | 55779 | 126 | 467 | 767.4919 |  | 304947.2188 | Yes | Yes |  |  |  |  | Yes |  |  | Communication with Sponsor |  |  | Partial |  |  | Yes | Meets minimum TWDB requirements
1853 | 111000109 | Guadalupe County Drainage Improvements Study | Study of solutions to upgrade undersized stormwater drains and culverts. | 11 | Guadalupe | Guadalupe | 12100202,12100203 |  |  | 11000051,11000072,11000048,11000073,11000042,11000120,11000052,11000046,11000043,11000047,11000104,11000107,11000049,11000121,11000075,11000109,11000106,11000044,11000105,11000108,11000050,11000045 | 11000009, 11000010 | 713.1124 | Yes | No | No | No | No | 00000010 | 00000821,00002615,00000282,00003276,00000255,00001006,00002671,00001485,11000882,11002322,00000291,11002616,11001045,00002973,00000392,11003277,00000010,11003474,11003163,11003511,00002670,11000589,11002265 | No | Watershed Planning | 3000000 | No |  |  | 5822 | 4851 | 4424 | 14109 | 14109 | 14 | 130 | 116.7411 |  | 25477.2051 | Yes | Yes |  |  |  |  | Yes |  |  | Guadalupe County HMP | 2021-10-01 |  | Partial |  |  | Yes | Meets minimum TWDB requirements
1854 | 111000110 | Guadalupe County Voluntary Buyout Program Project Planning | Project planning to develop a land acquisition program in flood hazard areas. Acquire and demolish repetitive loss properties. Acquire high risk vacant land and maintain as open space. | 11 | Guadalupe | Guadalupe | 12100202,12100203 |  |  | 11000051,11000072,11000048,11000073,11000042,11000120,11000052,11000046,11000043,11000047,11000104,11000107,11000049,11000121,11000075,11000109,11000106,11000044,11000105,11000108,11000050,11000045 | 11000009, 11000010 | 713.1124 | Yes | No | No | No | No | 00000010 | 00000821,00002615,00000282,00003276,00000255,00001006,00002671,00001485,11000882,11002322,00000291,11002616,11001045,00002973,00000392,11003277,00000010,11003474,11003163,11003511,00002670,11000589,11002265 | No | Project Planning | 150000 | No |  |  | 5822 | 4851 | 4424 | 14109 | 14109 | 14 | 130 | 116.7411 |  | 25477.2051 | Yes | Yes |  |  |  |  | Yes |  |  | Guadalupe County HMP | 2021-10-01 |  | Partial |  |  | Yes | Meets minimum TWDB requirements
1855 | 111000111 | Guadalupe County LWC Project Planning | Project planning for proposed project to mark and place electric gates at low water crossings. | 11 | Guadalupe | Guadalupe | 12100202,12100203 |  |  | 11000051,11000072,11000048,11000073,11000042,11000120,11000052,11000046,11000043,11000047,11000104,11000107,11000049,11000121,11000075,11000109,11000106,11000044,11000105,11000108,11000050,11000045 | 11000001, 11000002 | 713.1124 | Yes | No | No | No | No | 00000010 | 00000821,00002615,00000282,00003276,00000255,00001006,00002671,00001485,11000882,11002322,00000291,11002616,11001045,00002973,00000392,11003277,00000010,11003474,11003163,11003511,00002670,11000589,11002265 | No | Project Planning | 2000000 | No |  |  | 5822 | 4851 | 4424 | 14109 | 14109 | 14 | 130 | 116.7411 |  | 25477.2051 | Yes | Yes |  |  |  |  | Yes |  |  | Guadalupe County HMP | 2021-10-01 |  | Partial |  |  | Yes | Meets minimum TWDB requirements
1856 | 111000112 | Hays County Dam Inundation Maps | Conduct study and work with TCEQ to continue to develop inundation maps for all High Hazard dams. | 11 | Guadalupe | Hays | 12100203 |  |  | 11000102,11000105,11000095,11000099,11000106,11000098,11000097,11000096,11000111,11000110,11000101,11000112,11000116,11000103,11000104,11000107,11000100 | 11000009, 11000010 | 676.0391 | Yes | No | No | No | No | 00000026 | 11002395, 11003546, 00000264, 11003535, 11002992, 11002393, 00000016, 00000255, 00000008, 00000307, 00000002, 00000291, 00000095, 00000019, 00000010, 11002394, 00000100, 00000099, 00000258, 00000282 | No | Preparedness | 500000 | No |  |  | 4359 | 3223 | 14373 | 17721 | 17721 | 15 | 117 | 99.9775 |  | 10536.7637 | Yes | Yes |  |  |  |  | Yes |  |  | Hays County HMP | 2017-02-01 |  | Partial |  |  | Yes | Meets minimum TWDB requirements
1857 | 111000113 | Hays County Harden Critical Infrastructure Project Planning | Project planning to ensure new structures are structurally reinforced against natural hazards. To include, flood-proofing (if needed), freeboard, higher levels of soil compaction and proper perimeter drainage systems. | 11 | Guadalupe | Hays | 12100203 |  |  | 11000102,11000105,11000095,11000099,11000106,11000098,11000097,11000096,11000111,11000110,11000101,11000112,11000116,11000103,11000104,11000107,11000100 | 11000015, 11000016 | 676.0391 | Yes | No | No | No | No | 00000026 | 11002395, 11003546, 00000264, 11003535, 11002992, 11002393, 00000016, 00000255, 00000008, 00000307, 00000002, 00000291, 00000095, 00000019, 00000010, 11002394, 00000100, 00000099, 00000258, 00000282 | No | Project Planning | 100000 | No |  |  | 4359 | 3223 | 14373 | 17721 | 17721 | 15 | 117 | 99.9775 |  | 10536.7637 | Yes | Yes |  |  |  |  | Yes |  |  | Hays County HMP | 2017-02-01 |  | Partial |  |  | Yes | Meets minimum TWDB requirements
1858 | 111000114 | Hays County Drainage Project Planning (Willow Springs Creek between McCarty Lane and Hunter Road) | Project planning for channel improvement and/or property acquisition project to reduce flood damages along Willow Springs Creek from McCarty Lane to Hunter Road. | 11 | Guadalupe | Hays | 12100203 |  |  | 11000103,11000106 | 11000009, 11000010 | 0.69426 | Yes | No | No | No | No | 00000026 | 00000026,11000387,00000291,11003163,00000258 | No | Project Planning | 800000 | No |  |  | 4 | 1 | 0 | 3 | 3 | 0 | 0 | 0 |  | 0 | Yes | Yes |  |  |  |  | Yes |  |  | Hays County HMP | 2017-02-01 |  | Partial |  |  | Yes | Meets minimum TWDB requirements
1859 | 111000115 | Hays County Drainage Project Planning (Willow Springs Creek between Hunter Rd and the Railroad) | Project planning for detention project to reduce flood damages along Willow Springs Creek from Hunter Road to the railroad. | 11 | Guadalupe | Hays | 12100203 |  |  | 11000106 | 11000009, 11000010 | 0.24925 | Yes | No | No | No | No | 00000026 | 00000291,00000026,11003163,00000258 | No | Project Planning | 1200000 | No |  |  | 3 | 3 | 1 | 8 | 8 | 0 | 0 | 0.095864 |  | 8.1003 | Yes | Yes |  |  |  |  | Yes |  |  | Hays County HMP | 2017-02-01 |  | Partial |  |  | Yes | Meets minimum TWDB requirements
1860 | 111000116 | Hays County Southeastern Property Acquisition Project Planning | Project planning for property acquisition project to mitigate repetitive loss flooding where drainage projects were analyzed and deemed ineffective for cost/ benefit reasons in southeastern Hays County. | 11 | Guadalupe | Hays | 12100202,12100203 |  |  | 11000103 | 11000009, 11000010 | 49.1226 | Yes | No | No | No | No | 00000026 | 00000255,00000392,00000014,00000026,11000387,00000291,11003163,00000258,11002343 | No | Project Planning | 800000 | No |  |  | 1420 | 1067 | 6406 | 6688 | 6688 | 12 | 14 | 25.0836 |  | 1058.0074 | Yes | Yes |  |  |  |  | Yes |  |  | Hays County HMP | 2017-02-01 |  | Partial |  |  | Yes | Meets minimum TWDB requirements
1861 | 111000118 | Hays County Community Flood Mitigation Project Planning | Hays County Community Flood Mitigation Project Planning | 11 | Guadalupe | Hays | 12100203 |  |  | 11000102,11000105,11000095,11000099,11000106,11000098,11000097,11000096,11000111,11000110,11000101,11000112,11000116,11000103,11000104,11000107,11000100 | 11000009, 11000010 | 676.0391 | Yes | No | No | No | No | 00000026 | 00000255, 11003538, 00000026, 00000014, 11002343, 00000291, 11000387, 11003163, 00000392, 11003546, 00000258 | No | Project Planning | 238035 | No |  |  | 4359 | 3223 | 14373 | 17721 | 17721 | 15 | 117 | 99.9775 |  | 10536.7637 | Yes | Yes |  |  |  |  | Yes |  |  | FIF | 2020-09-17 |  | Partial |  |  | Yes | Meets minimum TWDB requirements
1862 | 111000122 | Kerr County Center Point Storm Drainage Infrastructure Project Planning | Project planning to construct new storm drainage infrastructure to reduce the potential impacts of future flood events. | 11 | Guadalupe | Kerr | 12100201 |  |  | 11000001,11000019,11000014,11000011,11000018,11000007,11000022,11000005,11000006,11000013,11000024,11000004,11000017,11000021,11000010,11000002,11000012,11000020,11000003,11000015,11000008,11000016,11000009 | 11000009, 11000010 | 1103.0328 | Yes | No | No | No | No | 00000022 | 11000662,00000255,11002585,00000307,00000290,11003486,00000297,00000022 | No | Project Planning | 125000 | No |  |  | 3833 | 2315 | 7415 | 6200 | 7415 | 6 | 158 | 124.1244 |  | 28070.4707 | Yes | Yes |  |  |  |  | Yes |  |  | Kerr County HMP | 2018-08-01 |  | Partial |  |  | Yes | Meets minimum TWDB requirements
1863 | 111000123 | Kerr County Dam Integrity Study | Create a dam integrity study and identify repairs to be made to County dams as necessary. | 11 | Guadalupe | Kerr | 12100201 |  |  | 11000001,11000019,11000014,11000011,11000018,11000007,11000022,11000005,11000006,11000013,11000024,11000004,11000017,11000021,11000010,11000002,11000012,11000020,11000003,11000015,11000008,11000016,11000009 | 11000009, 11000010 | 1103.0328 | Yes | No | No | No | No | 00000022 | 11000662,00000255,11002585,00000307,00000290,11003486,00000297,00000022 | No | Preparedness | 500000 | No |  |  | 3833 | 2315 | 7415 | 6200 | 7415 | 6 | 158 | 124.1244 |  | 28070.4707 | Yes | Yes |  |  |  |  | Yes |  |  | Kerr County HMP | 2018-08-01 |  | Partial |  |  | Yes | Meets minimum TWDB requirements
1864 | 111000126 | Travis County Voluntary Buyout Program Project Planning | Project planning to identify and prioritize structures for elevation as flood mitigation. Elevate flood prone structures throughout unincorporated Travis County. | 11 | Guadalupe | Travis | 12100203 |  |  | 11000112,11000111 | 11000009, 11000010 | 1020.7674 | Yes | No | No | No | No | 00000034 | 00002700,00001060,00003202,00000307,00000862,00001133,00003189,00000034,00000291,00000258 | No | Project Planning | 300000 | No |  |  | 7 | 7 | 0 | 18 | 18 | 0 | 1 | 0.10347 |  | 99.0431 | Yes | Yes |  |  |  |  | Yes |  |  | Travis County HMP | 2017-08-01 |  | No |  |  | Yes | Meets minimum TWDB requirements
1865 | 111000127 | Upper Guadalupe River Authority Evaluation of Water and Sediment Control Facilities | Study to evaluate the flood benefits and cost-effectiveness of UGRA’s existing nine Kerr County facilities. Evaluation would include H&H modeling and financial data to determine flood risk reduction. Results could guide decisions on future facilities. | 11 | Guadalupe | Kerr | 12100201 |  |  | 11000001,11000019,11000014,11000011,11000018,11000007,11000022,11000005,11000006,11000013,11000024,11000004,11000017,11000021,11000010,11000002,11000012,11000020,11000003,11000015,11000008,11000016,11000009 | 11000009, 11000010 | 1103.0328 | Yes | No | No | No | No | 00000297 | 11000662,00000255,11002585,00000307,00000290,11003486,00000297,00000022 | No | Watershed Planning | 250000 | No |  |  | 3833 | 2315 | 7415 | 6200 | 7415 | 6 | 158 | 124.1244 |  | 28070.4707 | Yes | Yes |  |  |  |  | Yes |  |  | Communication with Sponsor |  |  | Partial |  |  | Yes | Meets minimum TWDB requirements
1866 | 111000128 | Victoria County Planning and Development Standards Study | Conduct study for the development and implementation of county wide planning & development standards, sub-division rules, infrastructure rules and building / construction codes. | 11 | Guadalupe | Victoria | 12100303,12100204,12100403 |  |  | 11000131,11000152,11000136,11000126,11000138,11000145,11000127,11000141,11000149,11000142,11000130,11000128,11000147,11000150,11000129,11000148,11000146 | 11000005, 11000006 | 886.5333 | Yes | No | No | No | No | 00000094 | 00000314,11001787,00000094,00000588,00002428,00000580,11001022,00000264,00000282,00000291 | No | Watershed Planning | 100000 | No |  |  | 1808 | 1382 | 3643 | 4019 | 4019 | 60 | 5 | 98.5057 |  | 33695.707 | No | Yes |  |  |  |  | Yes |  |  | Victoria County HMP | 2018-05-01 |  | Partial |  |  | Yes | Meets minimum TWDB requirements
1867 | 111000129 | Victoria County Drainage Improvements Study | Study of solutions to increase dimensions of drainage culverts in areas prone to flooding and/or drainage problems, in various county locations. | 11 | Guadalupe | Victoria | 12100303,12100204,12100403 |  |  | 11000131,11000152,11000136,11000126,11000138,11000145,11000127,11000141,11000149,11000142,11000130,11000128,11000147,11000150,11000129,11000148,11000146 | 11000009, 11000010 | 886.5333 | Yes | No | No | No | No | 00000094 | 00000314,11001787,00000094,00000588,00002428,00000580,11001022,00000264,00000282,00000291 | No | Watershed Planning | 150000 | No |  |  | 1808 | 1382 | 3643 | 4019 | 4019 | 60 | 5 | 98.5057 |  | 33695.707 | Yes | Yes |  |  |  |  | Yes |  |  | Victoria County HMP | 2018-05-01 |  | Partial |  |  | Yes | Meets minimum TWDB requirements
1868 | 111000130 | Victoria County FIRMs | Engineering Studies to revise Flood Insurance Rate Maps (FIRMs) throughout the County to establish Base Flood Elevations (BFE) in areas that are currently identified as unstudied Zone As. | 11 | Guadalupe | Victoria | 12100303,12100204,12100403 |  |  | 11000131,11000152,11000136,11000126,11000138,11000145,11000127,11000141,11000149,11000142,11000130,11000128,11000147,11000150,11000129,11000148,11000146 | 11000009, 11000010 | 886.5333 | Yes | No | No | No | No | 00000094 | 00000314,11001787,00000094,00000588,00002428,00000580,11001022,00000264,00000282,00000291 | No | Watershed Planning | 500000 | No |  |  | 1808 | 1382 | 3643 | 4019 | 4019 | 60 | 5 | 98.5057 |  | 33695.707 | Yes | Yes |  |  |  |  | Yes |  |  | Victoria County HMP | 2018-05-01 |  | Partial |  |  | Yes | Meets minimum TWDB requirements
1869 | 111000131 | Victoria County Drainage Improvements around County EOC Project Planning | Project planning to improve drainage around County EOC and flood-proof facilities as necessary. | 11 | Guadalupe | Victoria | 12100204 |  |  | 11000131 | 11000009, 11000010 | 0.035413 | No | No | No | No | No | 00000094 | 00000094,00000588,00002428,00000264,00000291 | No | Project Planning | 100000 | No |  |  | 0 | 0 | 0 | 0 | 0 | 0 | 0 | 0 |  | 0 | Yes | Yes |  |  |  |  | Yes |  |  | Victoria County HMP | 2018-05-01 |  | No |  |  | Yes | Meets minimum TWDB requirements
1870 | 111000132 | Victoria County Bridge Improvements Project Planning | Project planning to raise various County bridges above current Base Flood Elevation (BFE) levels to include such improvements as: box culverts, wingback walls, rip rap, channelization, and road base improvement. | 11 | Guadalupe | Victoria | 12100303,12100204,12100403 |  |  | 11000131,11000152,11000136,11000126,11000138,11000145,11000127,11000141,11000149,11000142,11000130,11000128,11000147,11000150,11000129,11000148,11000146 | 11000001, 11000002, 11000015, 11000016 | 886.5333 | Yes | No | No | No | No | 00000094 | 00000314,11001787,00000094,00000588,00002428,00000580,11001022,00000264,00000282,00000291 | No | Project Planning | 500000 | No |  |  | 1808 | 1382 | 3643 | 4019 | 4019 | 60 | 5 | 98.5057 |  | 33695.707 | Yes | Yes |  |  |  |  | Yes |  |  | Victoria County HMP | 2018-05-01 |  | Partial |  |  | Yes | Meets minimum TWDB requirements
1871 | 111000133 | Victoria County Voluntary Buyout Program Project Planning | Project planning to implement a voluntary acquisition program for repetitive flood properties. | 11 | Guadalupe | Victoria | 12100303,12100204,12100403 |  |  | 11000131,11000152,11000136,11000126,11000138,11000145,11000127,11000141,11000149,11000142,11000130,11000128,11000147,11000150,11000129,11000148,11000146 | 11000009, 11000010 | 886.5333 | Yes | No | No | No | No | 00000094 | 00000314,11001787,00000094,00000588,00002428,00000580,11001022,00000264,00000282,00000291 | No | Project Planning | 300000 | No |  |  | 1808 | 1382 | 3643 | 4019 | 4019 | 60 | 5 | 98.5057 |  | 33695.707 | Yes | Yes |  |  |  |  | Yes |  |  | Victoria County HMP | 2018-05-01 |  | Partial |  |  | Yes | Meets minimum TWDB requirements
1872 | 111000134 | Wilson County Stormwater Management Plan | Develop flood hazard information by collecting information, high water marks, and conduct engineering studies to develop the 100 year and 500 year flood elevation levels. | 11 | Guadalupe | Wilson | 12100202 |  |  | 11000079,11000075,11000078 | 11000015, 11000016 | 805.7767 | Yes | No | No | No | No | 00000100 | 00000255,00000100,00000392,00001006,00000282,00000290,11002393,00000291 | No | Watershed Planning | 500000 | No |  |  | 18 | 9 | 10 | 33 | 33 | 0 | 0 | 3.9509 |  | 2119.9648 | Yes | Yes |  |  |  |  | Yes |  |  | Wilson County HMP | 2020-04-07 |  | No |  |  | Yes | Meets minimum TWDB requirements
1873 | 111000135 | Wilson County Low Water Crossing Improvements Project Planning | Project planning to upgrade infrastructure at low water crossings to provide unimpeded access during 100 year base flood event to facilitate evacuation and response by emergency vehicles | 11 | Guadalupe | Wilson | 12100202 |  |  | 11000079,11000075,11000078 | 11000001, 11000002 | 805.7767 | Yes | No | No | No | No | 00000100 | 00000255,00000100,00000392,00001006,00000282,00000290,11002393,00000291 | No | Project Planning | 150000 | No |  |  | 18 | 9 | 10 | 33 | 33 | 0 | 0 | 3.9509 |  | 2119.9648 | Yes | Yes |  |  |  |  | Yes |  |  | Wilson County HMP | 2020-04-07 |  | No |  |  | Yes | Meets minimum TWDB requirements
1874 | 111000136 | Wilson County Voluntary Buyout Program Project Planning | Project planning to establish of a voluntary aquistion and demolition program, structure relocation program, and structure elevation program to address repetitive loss, floodprone properties. Keep a database of properties. | 11 | Guadalupe | Wilson | 12100202 |  |  | 11000079,11000075,11000078 | 11000009, 11000010 | 805.7767 | Yes | No | No | No | No | 00000100 | 00000255,00000100,00000392,00001006,00000282,00000290,11002393,00000291 | No | Project Planning | 150000 | No |  |  | 18 | 9 | 10 | 33 | 33 | 0 | 0 | 3.9509 |  | 2119.9648 | Yes | Yes |  |  |  |  | Yes |  |  | Wilson County HMP | 2020-04-07 |  | No |  |  | Yes | Meets minimum TWDB requirements
1875 | 111000137 | Emergency power generators at critical infrastructure/key resource locations project planning | Project planning to install emergency generators at critical facilities to provide back-up power from hazard events. | 11 | Guadalupe | Blanco | 12100203,12100201 |  |  | 11000031,11000033,11000095,11000034,11000094,11000096,11000092,11000093,11000097 | 11000015, 11000016 | 710.982 | Yes | No | No | No | No | 00000031 | 11002996,00000307,00000291,00000031,00000258 | No | Project Planning | 100000 | No |  |  | 167 | 122 | 95 | 256 | 256 | 0 | 30 | 14.2014 |  | 4091.8206 | Yes | Yes |  |  |  |  | Yes |  |  | Blanco County HMP | 2016-10-01 |  | No |  |  | Yes | Meets minimum TWDB requirements
1876 | 111000010 | City of Cibolo and Seguin Road Access and Conditions Study | Study to evaluate access and road conditions for response vehicles, develop and implement options to improve access and/or add redundant access routes in high risk areas. | 11 | Guadalupe | Guadalupe | 12100202 |  |  | 11000049,11000043,11000047,11000042,11000045,11000044 | 11000015, 11000016 | 59.2142 | Yes | No | No | No | No | 00002615, 11002616 | 00000821,11001045,00000255,00002615,00000392,00000010,00000282,00001485,00000291,11002616 | No | Preparedness | 500000 | No |  |  | 846 | 642 | 1746 | 2283 | 2283 | 5 | 8 | 25.2025 |  | 1157.0762 | No | Yes |  |  |  |  | Yes |  |  | Guadalupe County HMP | 2021-10-01 |  | Partial |  |  | Yes | Meets minimum TWDB requirements
1877 | 111000011 | City of Cibolo and Seguin USACE Study | Undertake a comprehensive study of flood risk and reduction alternatives, with the assistance of the U.S. Army Corps of Engineers. Project planning to implement feasible alternatives for flood reduction. | 11 | Guadalupe | Guadalupe | 12100202 |  |  | 11000049,11000043,11000047,11000042,11000045,11000044 | 11000009, 11000010 | 59.2142 | Yes | No | No | No | No | 00002615, 11002616 | 00000821,11001045,00000255,00002615,00000392,00000010,00000282,00001485,00000291,11002616 | No | Watershed Planning | 1000000 | No |  |  | 846 | 642 | 1746 | 2283 | 2283 | 5 | 8 | 25.2025 |  | 1157.0762 | Yes | Yes |  |  |  |  | Yes |  |  | Guadalupe County HMP | 2021-10-01 |  | Partial |  |  | Yes | Meets minimum TWDB requirements
1878 | 111000138 | Cypress Creek Regional detention | Project planning for regional detention project on Cypress Creek that will reduce flooding through the unincorporated town of Comfort, TX and possibly provide enhanced aquifer recharge. | 11 | Guadalupe | Kendall | 12100201 |  |  | 11000019,11000023,11000021 | 11000003, 11000004 | 3.2033 | Yes | No | No | No | No | 00000017 | 00000017,00000255,11000923,00000291,00000297,00000022 | No | Project Planning | 113855 | No |  |  | 439 | 290 | 437 | 574 | 574 | 0 | 5 | 10.6905 |  | 745.2656 | Yes | Yes |  |  |  |  | Yes |  |  | Communication with Sponsor |  |  | Partial |  |  | Yes | Meets minimum TWDB requirements
1879 | 111000140 | City of Victoria WWTP Protection Project | Project planning for potential erosion protection and streambank stabilization project intended to protect the levee around the City’s wastewater plant. | 11 | Guadalupe | Victoria | 12100204 |  |  | 11000131,11000147 | 11000009, 11000010 | 0.077277 | Yes | No | No | No | No | 00002428 | 00000588,00000264,00000291,00000094 | No | Project Planning | 300000 | No |  |  | 11 | 0 | 13 | 0 | 13 | 11 | 0 | 0 |  | 26.7762 | Yes | Yes |  |  |  |  | Yes |  |  | Comment on Regional Flood Plan |  |  | No |  |  | Yes | Meets minimum TWDB requirements
1880 | 111000141 | City of San Marcos McKie Street at Willow Springs Creek Project Planning | Alternatives analysis to determine if a feasible FMP exists at this location. Develop technical data required for FMPs. | 11 | Guadalupe | Hays | 12100203 |  |  | 11000103 | 11000001, 11000002 | 0.00032257 | Yes | No | No | No | No | 11003163 | 00000026,11000387,00000291,11003163,00000258 | No | Project Planning | 50000 | No |  |  | 0 | 0 | 0 | 0 | 0 | 0 | 1 | 0.028567 |  | 0 | Yes | Yes |  |  |  |  | Yes |  |  | Sponsor request |  |  | No |  |  | Yes | Meets minimum TWDB requirements
1881 | 111000142 | City of San Marcos South LBJ Drive at Willow Springs Creek Project Planning | Alternatives analysis to determine if a feasible FMP exists at this location. Develop technical data required for FMPs. | 11 | Guadalupe | Hays | 12100203 |  |  | 11000103 | 11000001, 11000002 | 0.00045629 | Yes | No | No | No | No | 11003163 | 00000026,11000387,00000291,11003163,00000258 | No | Project Planning | 50000 | No |  |  | 0 | 0 | 0 | 0 | 0 | 0 | 1 | 0.036573 |  | 0 | Yes | Yes |  |  |  |  | Yes |  |  | Sponsor request |  |  | No |  |  | Yes | Meets minimum TWDB requirements
1882 | 111000143 | Dewitt County Drainage District 1 Cuero Levee Study | Feasibility study of potential levee to protect City from river flooding with risk to life/safety and catastrophic damage, as has been experienced in Cuero on numerous occasions. | 11 | Guadalupe | De Witt | 12100202,12100204 |  |  | 11000071,11000124 | 11000009, 11000010 | 6.563 | Yes | No | No | No | No | 11000478 | 00000264,00000099,11002401,11000478,00000291 | No | Project Planning | 250000 | No |  |  | 1991 | 1533 | 2585 | 3213 | 3213 | 10 | 2 | 35.1633 |  | 116.2376 | Yes | Yes |  |  |  |  | Yes |  |  | Comment on Regional Flood Plan |  |  | Partial |  |  | Yes | Meets minimum TWDB requirements
1883 | 111000144 | City of New Braunfels Wood Road/Landa Street Drainage Improvement | Project planning for drainage improvement project to capture runoff east of Walnut Avenue and detains it in a 12-acre detention pond with 144 acre-feet of storage capacity. The pond outfall structure discharges to an existing channel south of Wood Road. | 11 | Guadalupe | Comal | 12100202 |  |  | 11000042 | 11000009, 11000010 | 0.17324 | Yes | No | No | No | No | 00002670 | 00000291,00002670,00000014,00000255 | No | Project Planning | 3575700 | No |  |  | 47 | 23 | 523 | 317 | 523 | 0 | 0 | 0.70845 |  | 0 | Yes | Yes |  |  |  |  | Yes |  |  | Comment on Regional Flood Plan |  |  | Partial |  |  | Yes | Meets minimum TWDB requirements
1884 | 111000145 | Kendall County Guadalupe River Model Study | Study to complete an HH model for all of the Guadalupe River within Kendall County. | 11 | Guadalupe | Kendall | 12100201,12100203 |  |  | 11000029,11000027,11000031,11000019,11000023,11000025,11000021,11000022,11000033,11000026,11000028,11000032,11000095,11000030,11000092,11000093,11000024 | 11000009, 11000010 | 660.5584 | Yes | No | No | No | No | 00000017 | 00000017,00000255,11000923,00000307,00000936,00000291 | No | Watershed Planning | 250000 | No |  |  | 1374 | 716 | 1020 | 1964 | 1964 | 3 | 28 | 44.3776 |  | 24197.6504 | Yes | Yes |  |  |  |  | Yes |  |  | Sponsor request |  |  | Partial |  |  | Yes | Meets minimum TWDB requirements
1885 | 111000146 | Kendall County Stream Gauges and Flood Hazard Beacons | Study to evaluate locations for stream gauges and flood hazard beacons. | 11 | Guadalupe | Kendall | 12100201,12100203 |  |  | 11000029,11000027,11000031,11000019,11000023,11000025,11000021,11000022,11000033,11000026,11000028,11000032,11000095,11000030,11000092,11000093,11000024 | 11000001, 11000002 | 660.5584 | Yes | No | No | No | No | 00000017 | 00000017,00000255,11000923,00000307,00000936,00000291 | No | Preparedness | 150000 | No |  |  | 1374 | 716 | 1020 | 1964 | 1964 | 3 | 28 | 44.3776 |  | 24197.6504 | Yes | Yes |  |  |  |  | Yes |  |  | Sponsor request |  |  | Partial |  |  | Yes | Meets minimum TWDB requirements
1886 | 111000147 | City of Kerrville Spring Street Project | Develop required technical data for FMP. Project planning for storm drain and channel improvement project. | 11 | Guadalupe | Kerr | 12100201 |  |  | 11000014 | 11000009, 11000010 | 0.0027624 | Yes | No | No | No | No | 11002585 | 11002585,00000255,00000297,00000022 | No | Project Planning | 15000 | No |  |  | 0 | 0 | 0 | 0 | 0 | 0 | 0 | 0.017999 |  | 0 | Yes | Yes |  |  |  |  | Yes |  |  | Reclassification from FMP due to lack of required technical data |  |  | Partial |  |  | Yes | Meets minimum TWDB requirements
1887 | 111000148 | City of Kerrville Clay Street Drainage and Kroc Center Detention Pond Spillway Improvements | Develop required technical data for FMP. Project planning for detention pond spillway improvement project. | 11 | Guadalupe | Kerr | 12100201 |  |  | 11000014,11000013 | 11000001, 11000002, 11000009, 11000010 | 0.038943 | No | No | No | No | No | 11002585 | 11002585,00000255,00000297,00000022 | No | Project Planning | 15000 | No |  |  | 0 | 0 | 0 | 0 | 0 | 0 | 0 | 0 |  | 0 | Yes | Yes |  |  |  |  | Yes |  |  | Reclassification from FMP due to lack of required technical data |  |  | No |  |  | Yes | Meets minimum TWDB requirements
1888 | 111000149 | City of Kerrville Coronado Drive and Junction Highway Drainage Improvements | Develop required technical data for FMP. Project planning for street and drainage improvement project. | 11 | Guadalupe | Kerr | 12100201 |  |  | 11000012 | 11000001, 11000002, 11000009, 11000010 | 0.0077384 | Yes | No | No | No | No | 11002585 | 11002585,00000255,00000297,00000022 | No | Project Planning | 15000 | No |  |  | 9 | 0 | 70 | 0 | 70 | 0 | 0 | 0.14972 |  | 0 | Yes | Yes |  |  |  |  | Yes |  |  | Reclassification from FMP due to lack of required technical data |  |  | Partial |  |  | Yes | Meets minimum TWDB requirements
1889 | 111000139 | Technical Study to Enhance Great Springs Project Regional Flood Mitigation | The study will assess and quantify the flood mitigation impacts of an additional 50,000 acres of land conservation and trail development and identify possible modifications of open space and trail features to enhance flood mitigation. | 11 | Guadalupe | Comal,Hays | 12100202,12100203 |  |  | 11000102,11000041,11000099,11000106,11000104,11000046,11000038,11000039,11000040,11000101,11000042,11000103,11000037,11000107,11000100 | 11000003 | 274.643 | Yes | No | No | No | No | 00003278 | 00000821,00002669,11002432,00002800,00000026,00000258,11001201,00000255,11000462,00000291,00000392,00000307,11000387,11003163,11000556,00002670,00000014,11000583,00003235 | No | Watershed Planning | 250000 | No |  |  | 382 | 294 | 712 | 802 | 802 | 3 | 44 | 18.5364 |  | 6858.2217 | No | Yes |  |  |  |  | Yes |  |  | Comment on Regional Flood Plan |  |  | Partial |  |  | Yes | Meets minimum TWDB requirements
1890 | 121000001 | Study the San Antonio River, Ojo de Agua Creek and its tributaries | Install steam gauges and develop a study to identify solutions to flooding. Implement engineering findings to reduce and mitigate risks. | 12 | San Antonio | Karnes | 12100303 | 1210030303,1210030304 | 121003030306,121003030404 | 12000016,12000023 | 12000007, 12000011, 12000013, 12000014 | 1.1775 | Yes | No | Yes | No | No | 12002757 | 00000095 , 00000255 , 00000282 , 00001006 , 12002757 | No | Project Planning | 250000 | No |  | 0 | 4 | 3 | 4 | 14 | 14 | 0 | 0 | 0.117 | 4 | 1.1639 | No | No |  |  |  |  | No |  |  | Karnes and Wilson Counties Hazard Mitigation Plan |  |  | Partial |  |  | Yes | Halff Identification Process
1891 | 121000002 | 7820 Rolling Acres Trail | Low water crossing. Road closure gate is deployed at this crossing during large storm events. | 12 | San Antonio | Kendall | 12100304 | 1210030401 | 121003040103 | 12000063 | 12000033 | 0.00025322 | No | No | No | No | No | 12002436 | 00000017 , 00000255 , 00000291 , 12002436 | No | Project Planning | 804293 | No |  | 0 | 0 | 0 | 0 | 0 | 0 | 0 | 0 | 0 | 0 | 0 | No | Yes |  |  |  |  | Yes |  |  | City of Fair Oaks Ranch Master Drainage Plan |  |  | No |  |  | Yes | Halff Identification Process
1892 | 121000003 | 7900 Fair Oaks Parkway | Analysis needed to confirm no adverse impacts on the solution that was implemented. | 12 | San Antonio | Bexar | 12100304 | 1210030401 | 121003040103 | 12000063 | 12000011, 12000013, 12000014 | 0.00040047 | No | No | No | No | No | 12002436 | 00000007 , 00000255 , 00000282 , 12002436 | No | Project Planning | 60282 | No |  | 0 | 0 | 0 | 0 | 0 | 0 | 0 | 0 | 0 | 0 | 0 | No | Yes |  |  |  |  | Yes |  |  | City of Fair Oaks Ranch Master Drainage Plan |  |  | No |  |  | Yes | Halff Identification Process
1893 | 121000004 | Ammann Road Low Water Crossing | Low water crossing runs over the street due to insufficient culverts that pass under Ammann Road. Replacing the current road with an elevated concrete bridge above the flood stage. | 12 | San Antonio | Kendall | 12100304 | 1210030401 | 121003040103 | 12000063 | 12000033 | 0.00019275 | No | No | No | No | No | 12002436 | 00000017 , 00000255 , 00000291 | No | Project Planning | 1256001 | No |  | 0 | 0 | 0 | 0 | 0 | 0 | 0 | 0 | 0 | 0 | 0 | No | Yes |  |  |  |  | Yes |  |  | City of Fair Oaks Ranch Master Drainage Plan |  |  | No |  |  | Yes | Halff Identification Process
1894 | 121000005 | 7420 Rolling Acres Trail Low Water Crossing | Low Water crossing moves toward home on Meadow Creek Trail. Road Closure gate is deployed at this crossing during large storm events. | 12 | San Antonio | Kendall | 12100304 | 1210030401 | 121003040103 | 12000063 | 12000033 | 0.00030839 | Yes | No | No | No | No | 12002436 | 00000017 , 00000255 , 00000291 , 12002436 | No | Project Planning | 1185000 | No |  | 0 | 1 | 0 | 3 | 11 | 11 | 0 | 0 | 0 | 0 | 0 | No | Yes |  |  |  |  | Yes |  |  | City of Fair Oaks Ranch Master Drainage Plan |  |  | No |  |  | Yes | Halff Identification Process
1895 | 121000006 | 8402 Battle Intense Low Water Crossing | Battle intense is often shut down in large rain events. Debris collects and damages this low water crossing | 12 | San Antonio | Bexar | 12100304 | 1210030401 | 121003040103 | 12000063 | 12000011, 12000013, 12000014 | 0.00030274 | Yes | No | No | No | No | 12002436 | 00000007 , 00000255 , 00000282 , 12002436 | No | Project Planning | 3617820 | No |  | 0 | 0 | 1 | 0 | 0 | 0 | 0 | 0 | 0 | 0 | 0 | No | Yes |  |  |  |  | Yes |  |  | City of Fair Oaks Ranch Master Drainage Plan |  |  | No |  |  | Yes | Halff Identification Process
1896 | 121000007 | Battle Intense LWC Flow-activated Sensors | Add flow-activated sensors and automated drop-down arms to close off a road when the water has surpassed the road. | 12 | San Antonio | Bexar,Comal | 12100304 | 1210030401 | 121003040103 | 12000063 | 12000005 | 0.004048 | Yes | No | No | No | No | 12002436 | 00000007 , 00000014 , 00000255 , 00000282 , 00000291 , 12002436 | Yes | Project Planning | 179792 | No |  | 0 | 0 | 0 | 0 | 0 | 0 | 0 | 1 | 0.26 | 1 | 0.03092 | No | No |  |  |  |  | No |  |  | City of Fair Oaks Ranch Master Drainage Plan |  |  | No |  |  | Yes | Halff Identification Process
1897 | 121000008 | Rolling Acres Trail LWC Flow-activated Sensors | Add flow-activated sensors and automated drop-down arms to close off a road when the water has surpassed the road. | 12 | San Antonio | Kendall | 12100304 | 1210030401 | 121003040103 | 12000063 | 12000005 | 0.012204 | Yes | No | No | No | No | 12002436 | 00000017 , 00000255 , 00000291 , 12002436 | No | Project Planning | 359585 | No |  | 0 | 0 | 0 | 0 | 0 | 0 | 0 | 0 | 0.29 | 2 | 0 | No | No |  |  |  |  | No |  |  | City of Fair Oaks Ranch Master Drainage Plan |  |  | No |  |  | Yes | Halff Identification Process
1898 | 121000009 | Karnes Hwy at Escondido Creek | Raise bridge on Hwy and channel expansion on 181/5th in Kenedy | 12 | San Antonio | Karnes | 12100303 | 1210030304 | 121003030402 | 12000021 | 12000029 | 0.11475 | Yes | No | No | No | No | 00000282 | 00000095 , 00000255 , 00000282 , 00000519 , 12002975 | No | Project Planning | 417398 | No |  | 0 | 0 | 0 | 0 | 0 | 0 | 0 | 0 | 0.07 | 1 | 0.16335 | No | Yes |  |  |  |  | Yes |  |  | Holistic Watershed Master Plan Wilson, Karnes, and Goliad Counties |  |  | Partial |  |  | Yes | Halff Identification Process
1899 | 121000010 | Damage Center 1 Project1 – Detention in East Branch Poth Creek | Storage in this area would reduce downstream flooding and remove existing structures from the FEMA floodplain | 12 | San Antonio | Wilson | 12100303 | 1210030302 | 121003030204 | 12000027 | 12000029, 12000030 | 0.0036959 | Yes | No | No | No | No | 12003181 | 00000100 , 00000255 , 00000282 , 12003181 | No | Project Planning | 1689053 | No |  | 0 | 0 | 0 | 0 | 0 | 0 | 0 | 0 | 0 | 0 | 0.32421 | No | Yes |  |  |  |  | Yes |  |  | Wilson County Watershed Master Plan |  |  | Yes |  |  | Yes | Halff Identification Process
1900 | 121000011 | D/O Center M(HWY 1604 East of Somerset Community) | Oak Island Drainage Improvements. Culvert upgrades at two locations on Oak Island Dr and 1604 with channel work. | 12 | San Antonio | Bexar | 12100302 | 1210030205 | 121003020508 | 12000093 | 12000029, 12000030 | 0.55883 | Yes | No | No | No | No | 12003327 | 00000007 , 00000255 , 00000282 , 00000290 , 00000392 , 12003327 | No | Project Planning | 4556575 | No |  | 0 | 57 | 41 | 38 | 65 | 65 | 0 | 0 | 0.94 | 2 | 10.4975 | No | Yes |  |  |  |  | Yes |  |  | Medina River Holistic Watershed Master Plan |  |  | Yes |  |  | Yes | Halff Identification Process
1901 | 121000012 | Damage Center 1 (Stockdale Creek) | Stockdale Creek Stream Restoration with a natural channel design | 12 | San Antonio | Wilson | 12100304 | 1210030404 | 121003040401 | 12000060 | 12000029, 12000030 | 0.019689 | Yes | No | No | No | No | 12003182 | 00000100 , 00000255 , 00000282 , 12003182 | Yes | Project Planning | 3569335 | No |  | 0 | 0 | 0 | 0 | 0 | 0 | 0 | 3 | 0.13 | 4 | 0.10528 | No | No |  |  |  |  | No |  |  | Wilson County Watershed Master Plan |  |  | Yes |  |  | Yes | Halff Identification Process
1902 | 121000013 | Karnes County Damage Centers Karnes A | Multiple structures at risk Within San Antonio River at US 181 | 12 | San Antonio | Karnes | 12100303 | 1210030302 | 121003030202 | 12000030 | 12000011, 12000013, 12000014 | 0.0010199 | Yes | No | No | No | No | 12002974 | 00000095 , 00000255 , 00000282 , 12002974 | No | Project Planning | 4243043 | No |  | 0 | 0 | 0 | 0 | 0 | 0 | 0 | 0 | 0.03 | 1 | 0 | No | Yes |  |  |  |  | Yes |  |  | Holistic Watershed Master Plan Wilson, Karnes, and Goliad Counties |  |  | Yes |  |  | Yes | Halff Identification Process
1903 | 121000014 | Karnes County Damage Centers Karnes B | Multiple structures at risk Within Marcelinas Creek at US 181 | 12 | San Antonio | Karnes | 12100303 | 1210030302 | 121003030204 | 12000027 | 12000011, 12000013, 12000014 | 0.0038368 | Yes | No | No | No | No | 12002974 | 00000095 , 00000255 , 00000282 , 12002974 | No | Project Planning | 4243043 | No |  | 0 | 0 | 0 | 0 | 0 | 0 | 0 | 0 | 0.11 | 2 | 0 | No | Yes |  |  |  |  | Yes |  |  | Holistic Watershed Master Plan Wilson, Karnes, and Goliad Counties |  |  | Yes |  |  | Yes | Halff Identification Process
1904 | 121000015 | Master Drainage Plan | A detailed drainage study of the city of Selma | 12 | San Antonio | Bexar,Guadalupe,Comal | 12100304 | 1210030402 | 121003040201,121003040202 | 12000066,12000069 | 12000011, 12000013, 12000014 | 5.0237 | Yes | No | Yes | No | No | 12003327 | 00000007 , 00000010 , 00000014 , 00000255 , 00000282 , 00000291 , 00001485 , 12002512 , 00002671 , 12002967 , 12003258 , 12003327 | Yes | Watershed Planning | 577600 | No |  | 0 | 102 | 71 | 752 | 145 | 752 | 0 | 0 | 5.34 | 22 | 13.0147 | No | No |  |  |  |  | No |  |  | Selma Sponsor Outreach |  |  | Partial |  |  | Yes | Halff Identification Process
1905 | 121000016 | Antonio Drive Drainage Improvements | Bridge at Los Reyes Creek and Antonio Dr | 12 | San Antonio | Bexar | 12100302 | 1210030204 | 121003020404 | 12000103 | 12000029, 12000030, 12000033 | 0.0011085 | Yes | No | No | No | No | 12003002 | 00000007 , 00000255 , 00000282 , 12003002 | No | Project Planning | 3466811 | No |  | 0 | 0 | 0 | 0 | 0 | 0 | 0 | 0 | 0.03 | 1 | 0 | No | No |  |  |  |  | No |  |  | Projects for Flood Risk in Helotes |  |  | Yes |  |  | Yes | Halff Identification Process
1906 | 121000017 | French Creek at Guilbeau Road NWWC | A basic trapezoidal channel with side slopes of 3:1, representing an earthen channel | 12 | San Antonio | Bexar | 12100302 | 1210030204 | 121003020402 | 12000078 | 12000029 | 0.10178 | Yes | No | No | No | No | 12003327 | 00000007 , 00000255 , 00000282 , 12003327 | No | Project Planning | 9827999 | No |  | 0 | 27 | 26 | 234 | 94 | 234 | 0 | 0 | 0.64 | 5 | 0 | No | No |  |  |  |  | No |  |  | Leon Creek Watershed Master Plan Phase 3 |  |  | Yes |  |  | Yes | Halff Identification Process
1907 | 121000018 | Huebner Creek Flood Control Project Segment 1 | The channel will be widened to 50” in front of Raymond Rimkus Park (6440 Evers Road) and then widened more from the park to the bridge. | 12 | San Antonio | Bexar | 12100302 | 1210030204 | 121003020405 | 12000104 | 12000029, 12000030, 12000033 | 0.074072 | Yes | No | No | No | No | 12002511 | 00000007 , 00000255 , 00000282 , 12002511 | Yes | Project Planning | 22471310 | No |  | 0 | 12 | 5 | 28 | 17 | 28 | 1 | 0 | 0.09 | 3 | 0 | Yes | Yes |  |  |  |  | Yes |  |  | Huebner Creek CAP 205/ |  |  | Yes |  |  | Yes | Halff Identification Process
1908 | 121000019 | DC19: Salado Creek Tributary B | Improvement on IH 10 culvert crossing to reduce peak flood stages upstream of IH 10 channel improvements downstream of IH 10 to prevent peak flood stage increase | 12 | San Antonio | Bexar | 12100301 | 1210030101 | 121003010105 | 12000002 | 12000029 | 0.061833 | Yes | No | No | No | No | 12003327 | 00000007 , 00000255 , 00000282 , 12003327 | No | Project Planning | 19790464 | No |  | 0 | 65 | 65 | 53 | 172 | 172 | 0 | 0 | 0.92 | 8 | 0 | No | Yes |  |  |  |  | Yes |  |  | Salado Creek Watershed Master Plan Report-Phase 1 |  |  | Yes |  |  | Yes | Halff Identification Process
1909 | 121000020 | LWC#41 Vance Jackson 200ft south of Scenic | Low Water Crossing needs Bridge/Culvert Improvements with possible advanced warning signals. Associated street reconstruction to include curbs, sidewalks, and driveway approaches be incorporated into the project. | 12 | San Antonio | Bexar | 12100301 | 1210030102 | 121003010201 | 12000008 | 12000029, 12000033 | 0.0076067 | No | No | No | No | No | 12003327 | 00000007 , 00000255 , 00000282 , 12003327 | Yes | Project Planning | 1013300 | No |  | 0 | 0 | 0 | 0 | 0 | 0 | 0 | 1 | 0 | 0 | 0 | Yes | No |  |  |  |  | No |  |  | Project Summary Sheet |  |  | No |  |  | Yes | Halff Identification Process
1910 | 121000021 | LWC 112.1 Pvt Rd. 300' North of Marbcah Rd. | Project consists of channel improvements and an outfall to Slick Creek to alleviate street flooding. Channel improvements include installing 10x4 MBC along the channel to improve flow at this portion of Slick Creek. | 12 | San Antonio | Bexar | 12100302 | 1210030204 | 121003020405 | 12000104 | 12000029 | 0.098578 | No | No | No | No | No | 12003327 | 00000007 , 00000255 , 00000282 , 12003327 | Yes | Project Planning | 100000 | No |  | 0 | 0 | 0 | 0 | 0 | 0 | 0 | 3 | 0 | 0 | 0 | Yes | No |  |  |  |  | No |  |  | Project Summary Sheet |  |  | No |  |  | Yes | Halff Identification Process
1911 | 121000022 | LWC 100, Blakeley Area Drainage Improvement | This option consists of upsizing the Blakeley crossing to (3) 6'x3' RCB and providing a 7' bottom width concrete trap channel with 3:1 side slopes upstream of the crossing. | 12 | San Antonio | Bexar | 12100301 | 1210030101 | 121003010105 | 12000002 | 12000029 | 0.003433 | Yes | No | No | No | No | 12003327 | 00000007 , 00000255 , 00000282 , 12003327 | Yes | Project Planning | 672778 | No |  | 0 | 5 | 5 | 2 | 8 | 8 | 0 | 1 | 0.051 | 1 | 0 | Yes | No |  |  |  |  | No |  |  | Project Summary Sheet |  |  | Yes |  |  | Yes | Halff Identification Process
1912 | 121000023 | LWC157 New Sulphur Springs Rd – East of Beck Rd | The proposed project will install 4-10' x 9' MBC at the LWC and reconstruct the portion of New Sulphur Springs Rd. affected by the culvert installation. The proposed street reconstruction will not include sidewalks or curbs. | 12 | San Antonio | Bexar | 12100301 | 1210030103 | 121003010302 | 12000009 | 12000029 | 0.014725 | Yes | No | No | No | No | 12003327 | 00000007 , 00000255 , 00000282 , 00000392 , 12001595 , 12003327 | Yes | Project Planning | 942748 | No |  | 0 | 0 | 0 | 0 | 0 | 0 | 0 | 3 | 0.066 | 1 | 0.051726 | Yes | No |  |  |  |  | No |  |  | Project Summary Sheet |  |  | No |  |  | Yes | Halff Identification Process
1913 | 121000024 | LWC#156 New Sulphur Springs Rd – btwn S. Foster & Gardner | The proposed project will replace the existing culvert system with a bridge approximately 1500' in length. The proposed bridge will span two streams at this location | 12 | San Antonio | Bexar | 12100301 | 1210030103 | 121003010302 | 12000009 | 12000029 | 0.0087618 | Yes | No | No | No | No | 12003327 | 00000007 , 00000255 , 00000282 , 00000392 , 12001595 , 12003327 | Yes | Project Planning | 22845792 | No |  | 0 | 0 | 0 | 0 | 0 | 0 | 0 | 1 | 0.09 | 1 | 0 | Yes | No |  |  |  |  | No |  |  | Project Summary Sheet |  |  | No |  |  | Yes | Halff Identification Process
1914 | 121000025 | LWC #159.1 Southton Rd | The proposed project will replace the existing culvert system with a bridge approximately 1500' in length. | 12 | San Antonio | Bexar | 12100301 | 1210030102 | 121003010204 | 12000013 | 12000029 | 0.0059419 | Yes | No | No | No | No | 12003327 | 00000007 , 00000255 , 00000282 , 12003327 | Yes | Project Planning | 6102679 | No |  | 0 | 0 | 0 | 0 | 0 | 0 | 0 | 1 | 0.033 | 1 | 0 | Yes | No |  |  |  |  | No |  |  | Project Summary Sheet |  |  | No |  |  | Yes | Halff Identification Process
1915 | 121000026 | LWC #34 Sleepy Hollow @ Sunburst | This project requires the placement culverts or a bridge to eliminate a low water crossing . Street Reconstruction includes driveway approaches, curbs, and sidewalks as required. | 12 | San Antonio | Bexar | 12100301 | 1210030102 | 121003010201 | 12000008 | 12000029, 12000033 | 0.015275 | Yes | No | No | No | No | 12003327 | 00000007 , 00000255 , 00000282 , 12003327 | Yes | Project Planning | 5421088 | No |  | 0 | 1 | 1 | 1 | 2 | 2 | 0 | 1 | 0.13 | 2 | 0 | Yes | No |  |  |  |  | No |  |  | Project Summary Sheet |  |  | Yes |  |  | Yes | Halff Identification Process
1916 | 121000027 | Damage Center 43-Olmos Creek Middle Reach near DeZavala | The depth of flooding for the 100-year event ranges between 0.10 and 3.82 feet, therefore, buyouts do not appear to be a practical solution | 12 | San Antonio | Bexar | 12100301 | 1210030102 | 121003010201 | 12000008 | 12000025 | 0.25971 | Yes | No | No | No | No | 12003327 | 00000007 , 00000255 , 00000282 , 12003000 | No | Project Planning | 8878636 | No |  | 0 | 9 | 9 | 4 | 18 | 18 | 0 | 0 | 0.073 | 1 | 0 | Yes | No |  |  |  |  | No |  |  | UPPER SAN ANTONIO RIVER MASTER PLAN |  |  | Yes |  |  | Yes | Halff Identification Process
1917 | 121000028 | Damage Center 4- Apache Creek | Majority of the flooding is caused by the undersized culverts downstream of West Woodlawn, providing addition of box culverts will provide adequate capacity to the existing storm drain system | 12 | San Antonio | Bexar | 12100301 | 1210030102 | 121003010202 | 12000010 | 12000029 | 0.14464 | Yes | No | No | No | No | 12003327 | 00000007 , 00000255 , 00000282 , 12003327 | Yes | Project Planning | 15077473 | No |  | 0 | 116 | 115 | 95 | 366 | 366 | 0 | 1 | 1.16 | 11 | 0 | Yes | No |  |  |  |  | No |  |  | UPPER SAN ANTONIO RIVER MASTER PLAN |  |  | Yes |  |  | Yes | Halff Identification Process
1918 | 121000029 | Apache Creek & Elmendorf Lake Dam | The Elmendorf Lake Dam area is prone to flooding and will require an extensive drainage project to mitigate the floodplain. A Preliminary Engineering Report (PER) will need to be provided to assess a feasible solution | 12 | San Antonio | Bexar | 12100301 | 1210030102 | 121003010202 | 12000010 | 12000013 | 0.61151 | Yes | No | No | No | No | 12003327 | 00000007 , 00000255 , 00000282 , 12003327 | Yes | Watershed Planning | 350000 | No |  | 0 | 470 | 410 | 958 | 1568 | 1568 | 2 | 0 | 6.48 | 41 | 0.92471 | Yes | No |  |  |  |  | No |  |  | Project Summary Sheet |  |  | Yes |  |  | Yes | Halff Identification Process
1919 | 121000030 | Cibolo Creek Tributary 19 Mapping Improvements | Alternative Anylsis and Project recommendation | 12 | San Antonio | Comal | 12100304 | 1210030401 | 121003040105,121003040104 | 12000061,12000064 | 12000011, 12000013, 12000014 | 0.82123 | Yes | No | No | No | No | 00002669 | 00000014 , 00000255 , 00000291 , 00002121 , 00002669 | No | Project Planning | 100000 | No |  | 0 | 6 | 6 | 1 | 4 | 4 | 0 | 0 | 0.13 | 1 | 0 | No | Yes |  |  |  |  | Yes |  |  | City of Bulverde Mapping Improvements Cibolo Creek Tributary 19 Drainage Report |  |  | No |  |  | Yes | Halff Identification Process
1920 | 121000031 | Indian Creek Mapping Improvements | Alternative Anylsis and Project recommendation | 12 | San Antonio | Comal | 12100201 , 12100304 | 1210030401,1210020104 | 121003040104,121002010404,121002010401 | 12000064 | 12000011, 12000013, 12000014 | 13.0808 | Yes | No | No | No | No | 00002669 | 00000014 , 00000255 , 00000291 , 00002669 | Yes | Project Planning | 100000 | No |  | 0 | 33 | 18 | 41 | 31 | 41 | 5 | 0 | 1 | 7 | 58.6541 | No | No |  |  |  |  | Yes |  |  | City of Bulverde Mapping Improvements Indian Creek Drainage Report |  |  | No |  |  | Yes | Halff Identification Process
1921 | 121000032 | Inventory of residences in floodplain | Identify residential structures that are located in flood zones or high hazard areas and develop plan and implement a program for floodproofing or acquistion. | 12 | San Antonio | Karnes | 12100303 | 1210030302 | 121003030204,121003030202 | 12000027,12000030 | 12000011, 12000013, 12000014 | 0.90789 | Yes | No | Yes | No | No | 12002974 | 00000095 , 00000255 , 00000282 , 12002974 | No | Project Planning | 50000 | No |  | 0 | 37 | 19 | 53 | 21 | 53 | 0 | 0 | 0.95 | 15 | 31.6249 | No | No |  |  |  |  | No |  |  | Karnes and Wilson Counties Hazard Mitigation Plan |  |  | Partial |  |  | Yes | Halff Identification Process
1922 | 121000033 | Update flood information and policies | Identify and compile information on flood hazard areas and residential property in flood zones, establish and implement a volunteer acquisition / elevation program based on FEMA protocol in association with SARA studies, and review permitting process bas | 12 | San Antonio | Karnes | 12100303 | 1210030302,1210030304 | 121003030401,121003030402,121003030403,121003030205,121003030206 | 12000020,12000021,12000022,12000034,12000037 | 12000021, 12000022 | 2.3096 | Yes | No | No | No | No | 00000095 | 00000095 , 00000255 , 00000282 , 00000519 , 12002756 | No | Project Planning | 100000 | Yes |  | 0 | 6 | 5 | 33 | 159 | 159 | 0 | 0 | 0.14 | 5 | 0.89693 | Yes | No |  |  |  |  | Yes |  |  | Karnes and Wilson Counties Hazard Mitigation Plan |  |  | No |  |  | Yes | HDR Identification Process
1923 | 121000034 | Inventory of residences in floodplain | Identify residential structures that are located in flood zones or high hazard areas and develop plan and implement a program for floodproofing or acquistion. | 12 | San Antonio | Karnes | 12100303 | 1210030304 | 121003030402 | 12000021 | 12000011, 12000013, 12000014 | 3.6674 | Yes | No | Yes | No | No | 12002975 | 00000095 , 00000255 , 00000282 , 00000519 , 12002975 | No | Project Planning | 50000 | No |  | 0 | 42 | 24 | 33 | 59 | 59 | 0 | 0 | 0.43 | 21 | 13.1053 | No | No |  |  |  |  | No |  |  | Karnes and Wilson Counties Hazard Mitigation Plan |  |  | Partial |  |  | Yes | Halff Identification Process
1924 | 121000035 | Mitigate local flooding in identified problem areas | Identify problem flooding areas and implement a program to reduce loaclized flooding | 12 | San Antonio | Wilson | 12100303 | 1210030301,1210030302 | 121003030204,121003030105 | 12000027,12000035 | 12000011, 12000013, 12000014 | 3.1811 | Yes | No | Yes | No | No | 12003181 | 00000100 , 00000255 , 00000282 , 12003181 | Yes | Project Planning | 5000 | No |  | 0 | 69 | 50 | 100 | 50 | 100 | 0 | 6 | 1.55 | 25 | 11.5829 | No | No |  |  |  |  | No |  |  | Karnes and Wilson Counties Hazard Mitigation Plan |  |  | Partial |  |  | Yes | Halff Identification Process
1925 | 121000036 | Develop and implement a Stormwater Management Plan for Stockdale Creek | Stockdale Creek, sa tributary of Clinton Branch which flows into Cibolo Creek, does not have sufficient capacity to contain floodwater as it flows through the center of Stockdale. The railroad on the east side of town used to act as a levee, but when it | 12 | San Antonio | Wilson | 12100304 | 1210030404 | 121003040401 | 12000060 | 12000013, 12000014 | 1.6829 | Yes | No | Yes | No | No | 12003182 | 00000100 , 00000255 , 00000282 , 12003182 | Yes | Project Planning | 1203489 | No |  | 0 | 73 | 44 | 102 | 45 | 102 | 0 | 7 | 1.75 | 22 | 3.1808 | No | No |  |  |  |  | No |  |  | Karnes and Wilson Counties Hazard Mitigation Plan |  |  | Partial |  |  | Yes | Halff Identification Process
1926 | 121000037 | Update flood information and policies | Identify and compile information on flood hazard areas and residential property in flood zones, establish and implement a volunteer acquisition / elevation program based on FEMA protocol in association with SARA studies, and review permitting process bas | 12 | San Antonio | Karnes | 12100303 | 1210030302 | 121003030204,121003030202 | 12000027,12000030 | 12000021, 12000022 | 0.90789 | Yes | No | Yes | No | No | 12002974 | 00000095 , 00000255 , 00000282 , 12002974 | No | Project Planning | 100000 | Yes |  | 0 | 38 | 19 | 53 | 23 | 53 | 0 | 0 | 0.95 | 15 | 31.6249 | Yes | No |  |  |  |  | Yes |  |  | Karnes and Wilson Counties Hazard Mitigation Plan |  |  | Partial |  |  | Yes | HDR Identification Process
1927 | 121000038 | Inventory of residences in floodplain | Identify residential structures that are located in flood zones or high hazard areas and develop plan and implement a program for floodproofing or acquistion. | 12 | San Antonio | Karnes | 12100303 | 1210030302,1210030304 | 121003030401,121003030402,121003030403,121003030205,121003030206 | 12000020,12000021,12000022,12000034,12000037 | 12000011, 12000013, 12000014 | 2.3096 | Yes | No | No | No | No | 00000095 | 00000095 , 00000255 , 00000282 , 00000519 , 12002756 | No | Project Planning | 50000 | No |  | 0 | 6 | 5 | 33 | 159 | 159 | 0 | 0 | 0.14 | 5 | 0.89693 | No | No |  |  |  |  | No |  |  | Karnes and Wilson Counties Hazard Mitigation Plan |  |  | No |  |  | Yes | Halff Identification Process
1928 | 121000039 | Update flood information and policies | Identify and compile information on flood hazard areas and residential property in flood zones, establish and implement a volunteer acquisition / elevation program based on FEMA protocol in association with SARA studies, and review permitting process bas | 12 | San Antonio | Karnes | 12100303 | 1210030303,1210030304 | 121003030306,121003030404 | 12000016,12000023 | 12000021, 12000022 | 1.1775 | Yes | No | Yes | No | No | 12002757 | 00000095 , 00000255 , 00000282 , 00001006 , 12002757 | No | Project Planning | 100000 | Yes |  | 0 | 4 | 1 | 4 | 14 | 14 | 0 | 0 | 0.11691 | 4 | 1.1639 | Yes | No |  |  |  |  | Yes |  |  | Karnes and Wilson Counties Hazard Mitigation Plan |  |  | Partial |  |  | Yes | HDR Identification Process
1929 | 121000040 | Install early warning systems | Conduct a feasibility study that evaluates the coverage area, property ownership and availability, power requirements, telemetry requirements, technology, cost, and other local considerations. Based on study findings, install an emergency warning systems | 12 | San Antonio | Wilson | 12100303 | 1210030301,1210030302 | 121003030204,121003030105 | 12000027,12000035 | 12000013, 12000014 | 3.1811 | Yes | No | Yes | No | No | 00000100 | 00000100 , 00000255 , 00000282 , 12003181 | Yes | Project Planning | 100000 | No |  | 0 | 69 | 50 | 100 | 50 | 100 | 0 | 6 | 1.55 | 25 | 11.5829 | No | No |  |  |  |  | No |  |  | Karnes and Wilson Counties Hazard Mitigation Plan |  |  | Partial |  |  | Yes | Halff Identification Process
1930 | 121000041 | Drainage Study Marcelinas Creek and its major tributary | Marcelinas Creek has a floodplain that runs through the center of the city. Install stream gauges and identify alternatives to mitigate flooding. Implement study findings. | 12 | San Antonio | Wilson | 12100303 | 1210030301,1210030302 | 121003030204,121003030105 | 12000027,12000035 | 12000005 | 3.1811 | Yes | No | Yes | No | No | 12003181 | 00000100 , 00000255 , 00000282 , 12003181 | Yes | Project Planning | 250727 | No |  | 0 | 69 | 50 | 100 | 50 | 100 | 0 | 6 | 1.55 | 25 | 11.5829 | Yes | No |  |  |  |  | No |  |  | Karnes and Wilson Counties Hazard Mitigation Plan |  |  | Partial |  |  | Yes | Halff Identification Process
1931 | 121000042 | Build Detention Pond | Phase I: Perform a study to evaluate Poth Branch Watershed - Phase II: Purchase land and construct a drainage infrustructure facility in accordance with the engineering recommendations of the study. | 12 | San Antonio | Wilson | 12100303 | 1210030301,1210030302 | 121003030204,121003030105 | 12000027,12000035 | 12000011, 12000013, 12000014 | 3.1811 | Yes | No | Yes | No | No | 12003181 | 00000100 , 00000255 , 00000282 , 12003181 | Yes | Project Planning | 203952 | No |  | 0 | 69 | 50 | 100 | 50 | 100 | 0 | 6 | 1.55 | 25 | 11.5829 | Yes | No |  |  |  |  | No |  |  | Karnes and Wilson Counties Hazard Mitigation Plan |  |  | Partial |  |  | Yes | Halff Identification Process
1932 | 121000043 | Drainage improvements to wastewater treatment plants | A drainage improvement was completed in 2018 with 2016 disaster relief funding. Internal plumbing was buried and the size of the weir box was increased. Funding and improvements are still needed to connect 2 and 3 and cross CR401 to increase discharge ca | 12 | San Antonio | Wilson | 12100304 | 1210030404 | 121003040401 | 12000060 | 12000029, 12000030, 12000033 | 1.6829 | Yes | No | Yes | No | No | 12003182 | 00000100 , 00000255 , 00000282 , 12003182 | Yes | Preparedness | 852326 | No |  | 0 | 73 | 44 | 102 | 45 | 102 | 0 | 7 | 1.75 | 22 | 3.1808 | Yes | No |  |  |  |  | No |  |  | Karnes and Wilson Counties Hazard Mitigation Plan |  |  | Partial |  |  | Yes | Halff Identification Process
1933 | 121000044 | New Bridges on 6th and 8th Streets | New construction of waterway bridges on 6th and 8th Streets crossing Stockdale Creek. Lift elevation profile of the two bridges that provide access to critical facilities and services within the city as well as access from the City to the surrounding reg | 12 | San Antonio | Wilson | 12100304 | 1210030404 | 121003040401 | 12000060 | 12000029, 12000030 | 1.6829 | Yes | No | Yes | No | No | 12003182 | 00000100 , 00000255 , 00000282 , 12003182 | Yes | Project Planning | 651454 | No |  | 0 | 73 | 44 | 102 | 45 | 102 | 0 | 7 | 1.75 | 22 | 3.1808 | Yes | Yes |  |  |  |  | Yes |  |  | Karnes and Wilson Counties Hazard Mitigation Plan |  |  | Partial |  |  | Yes | Halff Identification Process
1934 | 121000045 | Detention/Retention pond on school property | Install a Detention/Retention pond and reservoir to store excess stormwater on school property along Fordtran Street | 12 | San Antonio | Wilson | 12100304 | 1210030404 | 121003040401 | 12000060 | 12000029, 12000030 | 1.6829 | Yes | No | Yes | No | No | 12003182 | 00000100 , 00000255 , 00000282 , 12003182 | Yes | Project Planning | 1604361 | No |  | 0 | 73 | 44 | 102 | 45 | 102 | 0 | 7 | 1.75 | 22 | 3.1808 | Yes | No |  |  |  |  | No |  |  | Karnes and Wilson Counties Hazard Mitigation Plan |  |  | Partial |  |  | Yes | Halff Identification Process
1935 | 121000046 | 7840 Silver Spur Trail | Runoff collects from the northside of the city and passes this point before passing under Keeneland then to the Cibolo Creek Post Oak Creek low water crossing. | 12 | San Antonio | Kendall | 12100304 | 1210030401 | 121003040103 | 12000063 | 12000033 | 0.00010641 | No | No | No | No | No | 12002436 | 00000017 , 00000255 , 00000291 , 12002436 | No | Project Planning | 809434 | No |  | 0 | 0 | 0 | 0 | 0 | 0 | 0 | 0 | 0 | 0 | 0 | No | No |  |  |  |  | Yes |  |  | City of Fair Oaks Ranch Master Drainage Plan |  |  | No |  |  | Yes | Halff Identification Process
1936 | 121000047 | 8410 Noble Lark Dr | Regrade channel and install erosin control measures, repair the eroded foundation of the culvert headwall | 12 | San Antonio | Bexar | 12100304 | 1210030401 | 121003040103 | 12000063 | 12000029, 12000030 | 0.00016817 | No | No | No | No | No | 12002436 | 00000007 , 00000255 , 00000282 , 12002436 | No | Project Planning | 329349 | No |  | 0 | 0 | 0 | 0 | 0 | 0 | 0 | 0 | 0 | 0 | 0 | No | No |  |  |  |  | Yes |  |  | City of Fair Oaks Ranch Master Drainage Plan |  |  | No |  |  | Yes | Halff Identification Process
1937 | 121000048 | D/O Center A (Old Pearsall road at Medio Creek ) | Old Pearsall Rd overtopping at Medio Creek Bridge and backwater conditions created from RailRoad Bridge DS Old pearsall rd | 12 | San Antonio | Bexar | 12100302 | 1210030205 | 121003020504 | 12000106 | 12000011, 12000013, 12000014 | 0.038758 | Yes | No | No | No | No | 12003327 | 00000007 , 00000255 , 00000282 , 12003327 | No | Project Planning | 20530360 | No |  | 0 | 0 | 0 | 0 | 0 | 0 | 0 | 0 | 0.11 | 1 | 0 | No | No |  |  |  |  | Yes |  |  | Medina River Holistic Watershed Master Plan |  |  | Yes |  |  | Yes | Halff Identification Process
1938 | 121000049 | Damage Center 1 Project2A – Improved crossing at U.S. Highway 181 | Creek crossing improvements on HWY 181. Ponding upstream to an elevation that inundates adjacent homes. | 12 | San Antonio | Wilson | 12100303 | 1210030302 | 121003030204 | 12000027 | 12000029, 12000030 | 0.00046501 | Yes | No | No | No | No | 12003181 | 00000100 , 00000255 , 00000282 , 12003181 | No | Project Planning | 1928035 | No |  | 0 | 0 | 0 | 0 | 0 | 0 | 0 | 0 | 0.02 | 1 | 0 | Yes | No |  |  |  |  | No |  |  | Wilson County Watershed Master Plan |  |  | Yes |  |  | Yes | Halff Identification Process
1939 | 121000050 | Damage Center 2-Project 1 Culvert Improvements at Menchaca | Significant overtopping at one 3' x 5' box culvert. Improving this culvert would provide emergency access to the areas of Poth west of Poth Creek | 12 | San Antonio | Wilson | 12100303 | 1210030301 | 121003030105 | 12000035 | 12000029, 12000030 | 9.5035e-05 | Yes | No | No | No | No | 12003181 | 00000100 , 00000255 , 00000282 | No | Project Planning | 276877 | No |  | 0 | 0 | 0 | 0 | 0 | 0 | 0 | 0 | 0.02 | 1 | 0 | Yes | No |  |  |  |  | No |  |  | Wilson County Watershed Master Plan |  |  | No |  |  | Yes | Halff Identification Process
1940 | 121000051 | Damage Center 2- Project 2 Road connection from Mosspoint to Sunshine | During a large storm event, access to and from residences adjacent to Mosspoint Street is compromised | 12 | San Antonio | Wilson | 12100303 | 1210030302 | 121003030204 | 12000027 | 12000033, 12000034 | 0.00015719 | No | No | No | No | No | 12003181 | 00000100 , 00000255 , 00000282 , 12003181 | No | Project Planning | 198959 | No |  | 0 | 0 | 0 | 0 | 0 | 0 | 0 | 0 | 0 | 0 | 0 | Yes | No |  |  |  |  | No |  |  | Wilson County Watershed Master Plan |  |  | No |  |  | Yes | Halff Identification Process
1941 | 121000052 | Damage Center 2 (South Tributary to Stockdale Creek) | Detention South Tributary to Stockdale Creek near the eastern city limit | 12 | San Antonio | Wilson | 12100304 | 1210030404 | 121003040401 | 12000060 | 12000029, 12000030 | 0.033276 | Yes | No | No | No | No | 12003182 | 00000100 , 00000255 , 00000282 , 12003182 | No | Project Planning | 660768 | No |  | 0 | 0 | 0 | 0 | 0 | 0 | 0 | 0 | 0 | 0 | 0.085733 | Yes | No |  |  |  |  | No |  |  | Wilson County Watershed Master Plan |  |  | Yes |  |  | Yes | Halff Identification Process
1942 | 121000053 | Parrigin Road Drainage Improvements | Parrigin Road low water crossing at Helotes Creek Tributary A floods frequently, limiting access for nearby residences | 12 | San Antonio | Bexar | 12100302 | 1210030204 | 121003020404 | 12000103 | 12000011, 12000013, 12000014 | 0.00040805 | Yes | No | No | No | No | 12003002 | 00000007 , 00000255 , 00000282 , 12003002 | No | Project Planning | 1271228 | No |  | 0 | 0 | 0 | 0 | 0 | 0 | 0 | 0 | 0.02 | 1 | 0 | Yes | No |  |  |  |  | No |  |  | Projects for flood risk Reduction in Helotes |  |  | Yes |  |  | Yes | Halff Identification Process
1943 | 121000054 | Detailed Study of Unnamed Trib 3 to Helotes Creek | Detailed hydrologic and hydraulic study is needed to determine appropriate drainage improvements. | 12 | San Antonio | Bexar | 12100302 | 1210030204 | 121003020404 | 12000103 | 12000011, 12000013, 12000014 | 0.015241 | Yes | No | No | No | No | 12003002 | 00000007 , 00000255 , 00000282 , 12003327 | Yes | Watershed Planning | 40000 | No |  | 0 | 0 | 0 | 0 | 0 | 0 | 0 | 1 | 0 | 0 | 0 | Yes | No |  |  |  |  | No |  |  | Projects for Flood Risk in Helotes |  |  | Yes |  |  | Yes | Halff Identification Process
1944 | 121000055 | Detailed Study of Culebra Creek Trib C | Three low water crossings of Culebra Creek Tributary C, Beverly Hill Drive, Doheny at FM 1560, and FM 1560. A detailed hydrologic and hydraulic study is needed to determine appropriate drainage improvements | 12 | San Antonio | Bexar | 12100302 | 1210030204 | 121003020403 | 12000102 | 12000011, 12000013, 12000014 | 0.15308 | Yes | No | No | No | No | 12003002 | 00000007 , 00000255 , 00000282 , 12003002 | Yes | Watershed Planning | 65000 | No |  | 0 | 0 | 0 | 0 | 0 | 0 | 0 | 1 | 0.28 | 3 | 0 | Yes | No |  |  |  |  | No |  |  | Projects for Flood Risk in Helotes |  |  | Yes |  |  | Yes | Halff Identification Process
1945 | 121000056 | Inventory of residences in floodplain | Identify residential structures that are located in flood zones or high hazard areas and develop plan and implement a program for floodproofing or acquistion. | 12 | San Antonio | Karnes | 12100303 | 1210030303,1210030304 | 121003030306,121003030404 | 12000016,12000023 | 12000011, 12000013, 12000014 | 1.1775 | Yes | No | Yes | No | No | 12002757 | 00000095 , 00000255 , 00000282 , 00001006 , 12002757 | No | Project Planning | 50000 | No |  | 0 | 4 | 3 | 4 | 14 | 14 | 0 | 0 | 0.117 | 4 | 1.1639 | No | No |  |  |  |  | No |  |  | Karnes and Wilson Counties Hazard Mitigation Plan |  |  | Partial |  |  | Yes | Halff Identification Process
1946 | 121000057 | French Creek RSWF | An on-channel RSWF provides approximately 150 acre-feet of storag | 12 | San Antonio | Bexar | 12100302 | 1210030204 | 121003020402 | 12000078 | 12000029 | 0.02967 | Yes | No | No | No | No | 12003327 | 00000007 , 00000255 , 00000282 , 12003327 | No | Project Planning | 19117088 | No |  | 0 | 4 | 0 | 11 | 3 | 11 | 0 | 0 | 0.25 | 1 | 0 | No | No |  |  |  |  | No |  |  | Leon Creek Watershed Master Plan Phase 3 |  |  | Yes |  |  | Yes | Halff Identification Process
1947 | 121000058 | Culebra Creek Tributary A at Tezel Road Enhanced Conveyance | Increasing the flow area by widening the channel and increasing its side slope | 12 | San Antonio | Bexar | 12100302 | 1210030204 | 121003020404 | 12000103 | 12000029 | 0.17582 | Yes | No | No | No | No | 12003327 | 00000007 , 00000255 , 00000282 , 12003327 | No | Project Planning | 9169814 | No |  | 0 | 99 | 99 | 96 | 344 | 344 | 0 | 0 | 0.89 | 19 | 0 | No | Yes |  |  |  |  | Yes |  |  | Leon Creek Watershed Master Plan Phase 3 |  |  | Yes |  |  | Yes | Halff Identification Process
1948 | 121000059 | Helotes Creek at Bandera Road Enhanced Conveyance | Channel modifications were designed as a basic trapezoidal channel with side slopes of 3:1. | 12 | San Antonio | Bexar | 12100302 | 1210030204 | 121003020404 | 12000103 | 12000029 | 0.1759 | Yes | No | No | No | No | 12003327 | 00000007 , 00000255 , 00000282 , 12003002 | No | Project Planning | 2611481 | No |  | 0 | 29 | 16 | 43 | 33 | 43 | 0 | 0 | 1.34 | 7 | 0 | No | Yes |  |  |  |  | Yes |  |  | Leon Creek Watershed Master Plan Phase 3 |  |  | Yes |  |  | Yes | Halff Identification Process
1949 | 121000060 | Helotes Creek RSWF | An off-channel RSWF provides approximately 3330 acres-ft oof storage. | 12 | San Antonio | Bexar | 12100302 | 1210030204 | 121003020404 | 12000103 | 12000029 | 0.41796 | Yes | No | No | No | No | 12003327 | 00000007 , 00000255 , 00000282 , 12003327 | Yes | Project Planning | 8978646 | No |  | 0 | 28 | 16 | 141 | 42 | 141 | 0 | 2 | 0.58 | 5 | 0 | Yes | No |  |  |  |  | No |  |  | Leon Creek Watershed Master Plan Phase 3 |  |  | Yes |  |  | Yes | Halff Identification Process
1950 | 121000061 | Hubner Creek Flood Protection Barier | This project includes proposed Flood Protection Barrier between Ingram Road and Culebra Road | 12 | San Antonio | Bexar | 12100302 | 1210030204 | 121003020402,121003020404,121003020405 | 12000078,12000103,12000104 | 12000029 | 0.56709 | Yes | No | No | No | No | 12003327 | 00000007 , 00000255 , 00000282 , 12003327 | Yes | Project Planning | 35681132 | No |  | 0 | 115 | 101 | 1059 | 411 | 1059 | 0 | 1 | 1.86 | 10 | 1.121 | No | No |  |  |  |  | No |  |  | Leon Creek Watershed Master Plan Phase 3 |  |  | Yes |  |  | Yes | Halff Identification Process
1951 | 121000062 | Damage Center 5-Salado Creek Trib F | Approximately 4,487 feet of channel improvements as well as constructing two inline reservoirs. | 12 | San Antonio | Bexar | 12100301 | 1210030101 | 121003010104 | 12000004 | 12000029 | 0.96123 | Yes | No | No | No | No | 12003327 | 00000007 , 00000255 , 00000282 , 12003327 | Yes | Project Planning | 26845034 | No |  | 0 | 54 | 27 | 243 | 210 | 243 | 0 | 3 | 1.23 | 9 | 0.73798 | No | Yes |  |  |  |  | Yes |  |  | Salado Creek Watershed Master Plan Report-Phase 1 |  |  | Yes |  |  | Yes | Halff Identification Process
1952 | 121000063 | Damage Center 3-Lorence Creek | Approximately 10,000 feet of channel improvement. The proposed drainage improvements reduces the occurrence of structural flooding in several areas along the banks of the creek. | 12 | San Antonio | Bexar | 12100301 | 1210030101 | 121003010103 | 12000005 | 12000029 | 0.71907 | Yes | No | No | No | No | 12003327 | 00000007 , 00000255 , 00000282 , 12003327 | Yes | Project Planning | 9093003 | No |  | 0 | 65 | 59 | 74 | 181 | 181 | 0 | 2 | 0.61 | 16 | 0.2224 | No | Yes |  |  |  |  | Yes |  |  | Salado Creek Watershed Master Plan Report-Phase 1 |  |  | Yes |  |  | Yes | Halff Identification Process
1953 | 121000064 | DC13/14: Walzem Creek | A proposed combination of regional detention and channel improvement to reduce flooding on Walzem Creek. | 12 | San Antonio | Bexar | 12100301 | 1210030101 | 121003010105 | 12000002 | 12000029 | 0.17974 | Yes | No | No | No | No | 12003327 | 00000007 , 00000255 , 00000282 , 12001486 , 12002476 , 12003327 | Yes | Project Planning | 7035206 | No |  | 0 | 66 | 45 | 361 | 171 | 361 | 0 | 2 | 1.1 | 13 | 0 | No | Yes |  |  |  |  | Yes |  |  | Salado Creek Watershed Master Plan Report-Phase 1 |  |  | Yes |  |  | Yes | Halff Identification Process
1954 | 121000065 | Damage Center 2- Martinez Creek | The downstream culvert system creates a backwater which will continue to affect properties near the inlet of that structure. Improved channelization and culvert/bridge replacement and voluntary property acquisition | 12 | San Antonio | Bexar | 12100301 | 1210030102 | 121003010202 | 12000010 | 12000029 | 0.23899 | Yes | No | No | No | No | 12003327 | 00000007 , 00000255 , 00000282 , 12003327 | Yes | Project Planning | 25112208 | No |  | 0 | 165 | 163 | 165 | 491 | 491 | 0 | 0 | 3.4 | 25 | 0 | No | Yes |  |  |  |  | Yes |  |  | UPPER SAN ANTONIO RIVER MASTER PLAN |  |  | Yes |  |  | Yes | Halff Identification Process
1955 | 121000066 | Woodlawn Lawn Lake Option 2 | Detention, Storm drain improvements, Culvert Improvments, Roadway Improvements. | 12 | San Antonio | Bexar | 12100301 | 1210030102 | 121003010202 | 12000010 | 12000029, 12000030, 12000033 | 0.063278 | Yes | No | No | No | No | 12002438 | 00000007 , 00000255 , 00000282 , 12002438 , 12003327 | No | Project Planning | 6288547 | No |  | 0 | 8 | 8 | 24 | 94 | 94 | 0 | 0 | 0.14 | 4 | 0 | No | Yes |  |  |  |  | Yes |  |  | Upper Woodlawn Lake Drainage Study |  |  | Yes |  |  | Yes | Halff Identification Process
1956 | 121000067 | Woodlawn Lawn Lake Option 1(Phase 1-3) | Detention, Storm drain improvements, Culvert Improvments, Roadway Improvements. | 12 | San Antonio | Bexar | 12100301 | 1210030102 | 121003010202 | 12000010 | 12000029, 12000030, 12000033 | 0.063278 | Yes | No | No | No | No | 12002438 | 00000007 , 00000255 , 00000282 , 12002438 , 12003327 | No | Project Planning | 11272772 | No |  | 0 | 8 | 8 | 24 | 94 | 94 | 0 | 0 | 0.14 | 4 | 0 | No | Yes |  |  |  |  | Yes |  |  | Upper Woodlawn Lake Drainage Study |  |  | Yes |  |  | Yes | Halff Identification Process
1957 | 121000068 | Normoyle Ditch - Alt 1 | Channel improvements are proposed from the Six Mile Creek outfall up to approximately 200 feet upstream of New Laredo Hwy. The project area was limited to the area south of Kelly AFB as the majority of habitable structures area | 12 | San Antonio | Bexar | 12100302 | 1210030204 | 121003020406 | 12000105 | 12000029, 12000033 | 0.36613 | No | No | No | No | No | 12003327 | 00000007 , 00000255 , 00000282 , 00000392 , 12003327 | No | Project Planning | 150000 | No |  | 0 | 0 | 0 | 0 | 0 | 0 | 0 | 0 | 0 | 0 | 0 | Yes | No |  |  |  |  | No |  |  | San Antonio Sponsor Outreach |  |  | No |  |  | Yes | Halff Identification Process
1958 | 121000069 | LWC 42 Dreamland south of RR Xing | The project will consist of proposed Bridge crossing with +/- 6300 LF of total channel grading upstream and downstream and excavating to eliminate a low water crossing. Street reconstruction includes driveway approaches, curbs, and sidewalks as required | 12 | San Antonio | Bexar | 12100301 | 1210030102 | 121003010201 | 12000008 | 12000029, 12000033 | 0.13669 | Yes | No | No | No | No | 12003327 | 00000007 , 00000255 , 00000282 , 00000392 , 12002439 , 12003327 | Yes | Project Planning | 11470000 | No |  | 0 | 17 | 17 | 12 | 44 | 12 | 0 | 1 | 0.5 | 6 | 0 | Yes | No |  |  |  |  | No |  |  | Project Summary Sheet |  |  | Yes |  |  | Yes | Halff Identification Process
1959 | 121000070 | LWC No 113-116 and Associated Channel Improvements | This project proposes to upgrade LWC 115 & 116 and construct an underground storm system on Military to tie into the existing earthen channel. The underground system will consist of 10' curb inlets, 6'x3' box culverts, 24"-42" (RCP),outfall structures | 12 | San Antonio | Bexar | 12100302 | 1210030204 | 121003020405 | 12000104 | 12000029 | 0.04462 | No | No | No | No | No | 12003327 | 00000007 , 00000255 , 00000282 , 12003327 | Yes | Project Planning | 3666040 | No |  | 0 | 0 | 0 | 0 | 0 | 0 | 0 | 3 | 0 | 0 | 0 | Yes | No |  |  |  |  | No |  |  | Project Summary Sheet |  |  | No |  |  | Yes | Halff Identification Process
1960 | 121000071 | LWC# 91 Weidner 500 ft N of Schertz | Construct a bridge on Weidner Rd. to pass a 100 yr storm to replace LWC# 91, to include curbs and sidewalks. This project will require channel excavation. This LWC is not within a FEMA floodplain. | 12 | San Antonio | Bexar | 12100301 | 1210030101 | 121003010104 | 12000004 | 12000029, 12000033 | 0.006316 | No | No | No | No | No | 12003327 | 00000007 , 00000255 , 00000282 , 12003327 | No | Project Planning | 3118605 | No |  | 0 | 0 | 0 | 0 | 0 | 0 | 0 | 0 | 0 | 0 | 0 | Yes | No |  |  |  |  | No |  |  | Project Summary Sheet |  |  | No |  |  | Yes | Halff Identification Process
1961 | 121000072 | LWC #15 Copperhill Between Parkstone & Happy Hollow | Low Water Crossing #15 has approximately 128 acres of storm water that is conveyed through this crossing. This project proposes to construct an underground drainage system to assist in the conveyance of runoff crossing through this section | 12 | San Antonio | Bexar | 12100301 | 1210030101 | 121003010103 | 12000005 | 12000029 | 0.0040415 | No | No | No | No | No | 12003327 | 00000007 , 00000255 , 00000282 , 12003327 | Yes | Project Planning | 471988 | No |  | 0 | 0 | 0 | 0 | 0 | 0 | 0 | 1 | 0 | 0 | 0 | Yes | No |  |  |  |  | No |  |  | Project Summary Sheet |  |  | No |  |  | Yes | Halff Identification Process
1962 | 121000073 | LWC #13 West Ave. @ Interpark | Since approximately 2006, residents have complained about flooding within a low point on West Ave. Approximately 173 acres drains through this area. This project will construct an underground drainage system with an earthen channel | 12 | San Antonio | Bexar | 12100301 | 1210030101 | 121003010102 | 12000001 | 12000029 | 0.0039716 | No | No | No | No | No | 12003327 | 00000007 , 00000255 , 00000282 , 12003327 | Yes | Project Planning | 5759953 | No |  | 0 | 0 | 0 | 0 | 0 | 0 | 0 | 1 | 0 | 0 | 0 | Yes | No |  |  |  |  | No |  |  | Project Summary Sheet |  |  | No |  |  | Yes | Halff Identification Process
1963 | 121000074 | New Sulphur Springs – East of Lodi Rd | This project will install a cross arm/barricade at the LWC. Construction of a bridge or culvertinstallation | 12 | San Antonio | Bexar | 12100301 | 1210030103 | 121003010302 | 12000009 | 12000029, 12000033 | 0.031654 | Yes | No | No | No | No | 12003327 | 00000007 , 00000255 , 00000282 , 00000392 , 12003327 | Yes | Project Planning | 2317784 | No |  | 0 | 3 | 3 | 3 | 12 | 12 | 0 | 1 | 0.098 | 1 | 0 | Yes | No |  |  |  |  | No |  |  | Project Summary Sheet |  |  | No |  |  | Yes | Halff Identification Process
1964 | 121000075 | LWC #71 Danville and Overbrook | This project requires the replacement of existing low water crossing on Danville with an upgraded culvert (2-10'X10' MBC) or bridge to eliminate a low water crossing with some channel modifications upstream and downstream of the crossing | 12 | San Antonio | Bexar | 12100301 | 1210030102 | 121003010202 | 12000010 | 12000029, 12000033 | 0.0057909 | Yes | No | No | No | No | 12003327 | 00000007 , 00000255 , 00000282 , 12003327 | Yes | Project Planning | 2890500 | No |  | 0 | 0 | 0 | 0 | 0 | 0 | 0 | 1 | 0.15 | 2 | 0 | Yes | No |  |  |  |  | No |  |  | Project Summary Sheet |  |  | Yes |  |  | Yes | Halff Identification Process
1965 | 121000076 | LWC#72 Spencer Lane, east of Balcones Rd. | During a rain storm event, storm water runoff from the East Woodlawn Ditch overtops the road. This project proposes the construction of a culvert crossing to include an associated energy dissipation system, headwall, and outfall structures. | 12 | San Antonio | Bexar | 12100301 | 1210030102 | 121003010202 | 12000010 | 12000029 | 0.0043654 | Yes | No | No | No | No | 12003327 | 00000007 , 00000255 , 00000282 , 12003327 | Yes | Project Planning | 1889332 | No |  | 0 | 0 | 0 | 0 | 0 | 0 | 0 | 1 | 0.07 | 1 | 0 | Yes | No |  |  |  |  | No |  |  | Project Summary Sheet |  |  | Yes |  |  | Yes | Halff Identification Process
1966 | 121000077 | Mahncke Park Outfall | To convey the 100-yr ultimate development and relieve the current backwater conditions. This project proposes drainage improvement to watershed SA4.To reduce clogging and increase effciency. | 12 | San Antonio | Bexar | 12100301 | 1210030102 | 121003010201 | 12000008 | 12000029 | 0.078266 | Yes | No | No | No | No | 12003327 | 00000007 , 00000255 , 00000282 , 12003327 | No | Watershed Planning | 10792673 | No |  | 0 | 16 | 14 | 28 | 53 | 53 | 0 | 0 | 0.24 | 5 | 0 | Yes | No |  |  |  |  | No |  |  | Project Summary Sheet |  |  | Yes |  |  | Yes | Halff Identification Process
1967 | 121000078 | Damage Center 44-San Antonio River Near Center Road | This area consists of large agricultural lots. Buyouts appear to be the best option since the entire damage center is in the floodplain. The area can be converted to a recreational water park area or pavilions to encourage biking | 12 | San Antonio | Bexar | 12100301 | 1210030102 | 121003010203 | 12000011 | 12000025 | 0.3368 | Yes | No | No | No | No | 12003327 | 00000007 , 00000255 , 00000282 , 12003327 | Yes | Project Planning | 7618557 | No |  | 0 | 7 | 4 | 1 | 3 | 3 | 0 | 0 | 0 | 0 | 10.351 | No | Yes |  |  |  |  | Yes |  |  | UPPER SAN ANTONIO RIVER MASTER PLAN |  |  | Partial |  |  | Yes | Halff Identification Process
1968 | 121000079 | Damage Center 40-San Antonio River DS Reach near Roosevelt | Three lots have 100-year flood depths greater than 2 feet and were therefore not considered for flood-proofing. Due to its location between parks,it appears reasonable to be buyout the flooed properties and continue the park | 12 | San Antonio | Bexar | 12100301 | 1210030102 | 121003010203 | 12000011 | 12000025 | 0.3143 | Yes | No | No | No | No | 12003327 | 00000007 , 00000255 , 00000282 , 12003327 | Yes | Project Planning | 12536093 | No |  | 0 | 73 | 52 | 237 | 892 | 892 | 0 | 1 | 0.95 | 9 | 0 | No | Yes |  |  |  |  | Yes |  |  | UPPER SAN ANTONIO RIVER MASTER PLAN |  |  | Yes |  |  | Yes | Halff Identification Process
1969 | 121000080 | Damage Center 39-Olmos Creek and Olmos Creek East Channel | Antonian High School is just downstream of this damage center. There are a total of eight parcels that are flooded by the 100-year storm event. Flood-proofing appears to be a practical approach for these properties | 12 | San Antonio | Bexar | 12100301 | 1210030102 | 121003010201 | 12000008 | 12000029 | 0.11936 | Yes | No | No | No | No | 12003327 | 00000007 , 00000255 , 00000282 , 00000392 , 12002439 , 12003327 | Yes | Project Planning | 601643 | No |  | 0 | 6 | 4 | 0 | 5 | 5 | 0 | 0 | 0.0014 | 0 | 0 | No | Yes |  |  |  |  | Yes |  |  | UPPER SAN ANTONIO RIVER MASTER PLAN |  |  | Yes |  |  | Yes | Halff Identification Process
1970 | 121000081 | Damage Center 38-Olmos Creek Lower Reach Near Montview | Flooding occurs on the left overbank and begins just upstream of Montview. A total of 10 lots are impacted by the 100-year storm event and the depth of flooding ranges between 0.10 and 0.15 feet.Flood depths are less than 0.5 feet; therefore | 12 | San Antonio | Bexar | 12100301 | 1210030102 | 121003010201 | 12000008 | 12000029 | 0.04553 | Yes | No | No | No | No | 12003327 | 00000007 , 00000255 , 00000282 , 00000392 , 12003327 | No | Project Planning | 623497 | No |  | 0 | 8 | 8 | 13 | 51 | 51 | 0 | 0 | 0.389 | 3 | 0 | No | Yes |  |  |  |  | Yes |  |  | UPPER SAN ANTONIO RIVER MASTER PLAN |  |  | Yes |  |  | Yes | Halff Identification Process
1971 | 121000082 | Damage Center 3- Zarzamora Creek | The proposed earthen channel would begin upstream of the pedestrian bridge and end approximately 780 feet downstream of Ingram Road | 12 | San Antonio | Bexar | 12100301 | 1210030102 | 121003010202 | 12000010 | 12000029 | 0.54813 | Yes | No | No | No | No | 12003327 | 00000007 , 00000255 , 00000282 , 12003327 | Yes | Project Planning | 44414312 | No |  | 0 | 62 | 60 | 88 | 223 | 223 | 1 | 1 | 1.9 | 21 | 0.067383 | No | Yes |  |  |  |  | Yes |  |  | UPPER SAN ANTONIO RIVER MASTER PLAN |  |  | Yes |  |  | Yes | Halff Identification Process
1972 | 121000083 | Damage Center 6- Martinez Creek | Voluntary Property Acquisition is the only option that would be recommended under current regulatory and funding scenarios | 12 | San Antonio | Bexar | 12100301 | 1210030102 | 121003010202 | 12000010 | 12000025 | 0.65612 | Yes | No | No | No | No | 12003327 | 00000007 , 00000255 , 00000282 , 12003327 | No | Project Planning | 40552312 | No |  | 0 | 427 | 361 | 987 | 1043 | 1043 | 0 | 0 | 8.4 | 29 | 0 | No | Yes |  |  |  |  | Yes |  |  | UPPER SAN ANTONIO RIVER MASTER PLAN |  |  | Yes |  |  | Yes | Halff Identification Process
1973 | 121000084 | Damage Center 7- Zarzamora Creek | Based on the value of the homes within this damage center, VPAs appear to be a practical option that may be well received | 12 | San Antonio | Bexar | 12100301 | 1210030102 | 121003010202 | 12000010 | 12000025 | 0.51208 | Yes | No | No | No | No | 12003327 | 00000007 , 00000255 , 00000282 , 12003327 | Yes | Project Planning | 14775612 | No |  | 0 | 259 | 249 | 228 | 729 | 729 | 10 | 0 | 3.7 | 27 | 0.44479 | No | Yes |  |  |  |  | Yes |  |  | UPPER SAN ANTONIO RIVER MASTER PLAN |  |  | Yes |  |  | Yes | Halff Identification Process
1974 | 121000085 | Damage Center 9- Alazan Creek | severe flooding upstream of South Colorado Street, where the majority of the buildings flood during the 10&50 yr. Channel improvments | 12 | San Antonio | Bexar | 12100301 | 1210030102 | 121003010202 | 12000010 | 12000029 | 0.35673 | Yes | No | No | No | No | 12003327 | 00000007 , 00000255 , 00000282 , 12003327 | Yes | Project Planning | 65623976 | No |  | 0 | 237 | 168 | 295 | 615 | 615 | 1 | 0 | 3.9 | 37 | 0.079213 | No | Yes |  |  |  |  | Yes |  |  | UPPER SAN ANTONIO RIVER MASTER PLAN |  |  | Yes |  |  | Yes | Halff Identification Process
1975 | 121000086 | Damage Center 14- Airport Trib | There are four bridges within this Damage Center, of which all overtop during the 1% AC storm event. Voluntary Acquisition of 79 residential propoerties that are compromised | 12 | San Antonio | Bexar | 12100301 | 1210030101,1210030102 | 121003010104,121003010201 | 12000004,12000008 | 12000025 | 0.35243 | Yes | No | No | No | No | 12003327 | 00000007 , 00000255 , 00000282 , 12003327 | Yes | Project Planning | 28756432 | No |  | 0 | 85 | 62 | 553 | 130 | 553 | 1 | 0 | 1.5 | 11 | 0 | No | Yes |  |  |  |  | Yes |  |  | UPPER SAN ANTONIO RIVER MASTER PLAN |  |  | Yes |  |  | Yes | Halff Identification Process
1976 | 121000087 | Damage Center 19- San Pedro Creek | A lateral detention project is recommended to reduce the Camaron Street spill which will also provide some minor relief to the storm sewer surcharges at West Elmira Street, Cadwallader Street, Marshall Street, and Hill Street | 12 | San Antonio | Bexar | 12100301 | 1210030102 | 121003010202 | 12000010 | 12000029 | 0.10764 | Yes | No | No | No | No | 12003327 | 00000007 , 00000255 , 00000282 , 12003327 | No | Project Planning | 11852902 | No |  | 0 | 33 | 13 | 275 | 28 | 275 | 0 | 0 | 1.42 | 14 | 0 | No | Yes |  |  |  |  | Yes |  |  | UPPER SAN ANTONIO RIVER MASTER PLAN |  |  | Yes |  |  | Yes | Halff Identification Process
1977 | 121000088 | Damage Center 20-Matinez Creek | Lateral detention is a viable alternative for this project and could be used in conjunction with VPA, and reduced channelization, to meet the desired outcomes of multi-use functionality and flood reduction. | 12 | San Antonio | Bexar | 12100301 | 1210030102 | 121003010202 | 12000010 | 12000029 | 0.25502 | Yes | No | No | No | No | 12003327 | 00000007 , 00000255 , 00000282 , 12003327 | No | Project Planning | 66565784 | No |  | 0 | 202 | 192 | 294 | 593 | 593 | 0 | 0 | 2.73 | 26 | 0 | No | Yes |  |  |  |  | Yes |  |  | UPPER SAN ANTONIO RIVER MASTER PLAN |  |  | Yes |  |  | Yes | Halff Identification Process
1978 | 121000089 | Damage Center 23-New Braunfels, Austin Hwy, Broadway Drain | Reduce regional flooding and remove secure safe passage during 100 yr event. Utilizes a combined regional and local trunkline of 4'x4' and new outfall near Patterson Avenue. | 12 | San Antonio | Bexar | 12100301 | 1210030102 | 121003010201 | 12000008 | 12000029 | 0.8756 | Yes | No | No | No | No | 12003327 | 00000007 , 00000255 , 00000282 , 12002437 , 12002475 , 12003327 | No | Project Planning | 55615580 | No |  | 0 | 127 | 70 | 1413 | 298 | 1413 | 0 | 0 | 5.4 | 44 | 0 | No | Yes |  |  |  |  | Yes |  |  | UPPER SAN ANTONIO RIVER MASTER PLAN |  |  | Yes |  |  | Yes | Halff Identification Process
1979 | 121000090 | Damage Center 32-Six Mile Creek | the proposed pond would have a direct impact on the flow in Normoyle Ditch, it is recommended that the required drainage structures be r.eanalyzed | 12 | San Antonio | Bexar | 12100301 | 1210030102 | 121003010203 | 12000011 | 12000013, 12000014 | 0.55619 | Yes | No | No | No | No | 12003327 | 00000007 , 00000255 , 00000282 , 00000392 , 12003327 | Yes | Watershed Planning | 20127908 | No |  | 0 | 0 | 0 | 0 | 0 | 0 | 0 | 0 | 0.15 | 1 | 0 | No | Yes |  |  |  |  | Yes |  |  | UPPER SAN ANTONIO RIVER MASTER PLAN |  |  | Yes |  |  | Yes | Halff Identification Process
1980 | 121000091 | Damage Center 34-State Hospital Creek | the channelization project will have to be constructed to remove all structures from the 1% annual chance storm event floodplain | 12 | San Antonio | Bexar | 12100301 | 1210030102 | 121003010203 | 12000011 | 12000029 | 0.25598 | Yes | No | No | No | No | 12003327 | 00000007 , 00000255 , 00000282 , 12003327 | Yes | Project Planning | 6041898 | No |  | 0 | 54 | 54 | 39 | 139 | 139 | 0 | 1 | 1.14 | 8 | 0 | No | Yes |  |  |  |  | Yes |  |  | UPPER SAN ANTONIO RIVER MASTER PLAN |  |  | Yes |  |  | Yes | Halff Identification Process
1981 | 121000092 | LWC at Ammann Rd and Post Oak Creek | Improve the low water crossing at Ammann Road and Post Oak Creek | 12 | San Antonio | Kendall | 12100304 | 1210030401 | 121003040103 | 12000063 | 12000029 | 0.092321 | Yes | No | No | No | No | 00000017 | 00000017 , 00000255 , 00000291 | No | Project Planning | 100000 | No |  | 0 | 0 | 0 | 0 | 0 | 0 | 0 | 0 | 0.04 | 1 | 0 | Yes | No |  |  |  |  | No |  |  | Kendal County |  |  | No |  |  | Yes | Halff Identification Process
1982 | 121000093 | LWC at Old Fredericksburg Rd and Balcones Creek | Improve the low water crossing at Old Fredericksburg Rd and Balcones Creek | 12 | San Antonio | Bexar,Kendall | 12100304 | 1210030401 | 121003040102 | 12000062 | 12000029 | 0.010312 | Yes | No | No | No | No | 00000017 | 00000007 , 00000017 , 00000255 , 00000282 , 00000291 | Yes | Project Planning | 100000 | No |  | 0 | 0 | 0 | 0 | 0 | 0 | 0 | 1 | 0.116 | 1 | 0.25912 | Yes | No |  |  |  |  | No |  |  | Kendal County |  |  | No |  |  | Yes | Halff Identification Process
1983 | 121000094 | Damage Center 31-Rockwood Creek | Limits of the effective DFIRM model are incorrect based on the DFIRM hydrology if the hydrology is re-evaluated to take into account the limiting factor of the storm drain system, the actual flow to Rockwood Crk is less than the DFIRM flow | 12 | San Antonio | Bexar | 12100301 | 1210030102 | 121003010203 | 12000011 | 12000029 | 0.15339 | Yes | No | No | No | No | 12003327 | 00000007 , 00000255 , 00000282 , 12003327 | Yes | Watershed Planning | 150000 | No |  | 0 | 123 | 111 | 77 | 297 | 297 | 2 | 0 | 0.78 | 10 | 0 | Yes | Yes |  |  |  |  | Yes |  |  | UPPER SAN ANTONIO RIVER MASTER PLAN |  |  | Yes |  |  | Yes | Halff Identification Process
1984 | 121000095 | FM 1863 at Cibolo Creek LWC | Replace low water crossings at two locations(US &DS) where FM1863 crossing Cibolo Creek with bridges. | 12 | San Antonio | Bexar,Comal | 12100304 | 1210030402 | 121003040201 | 12000066 | 12000033 | 0.044851 | Yes | No | No | No | No | 00002669 | 00000007 , 00000014 , 00000255 , 00000282 , 00000291 , 00002669 | Yes | Project Planning | 5177276 | No |  | 0 | 0 | 0 | 0 | 0 | 0 | 0 | 2 | 0.7 | 1 | 0.14081 | No | Yes |  |  |  |  | Yes |  |  | Cibolo Creek Watershed Holistic Master Plan |  |  | No |  |  | Yes | Halff Identification Process
1985 | 121000096 | Install pipe gates to close off streets | Install automated systems at low-water crossings with high rate of vehicular access resulting in frequency of accidents and loss of life. | 12 | San Antonio | Wilson | 12100303 | 1210030301,1210030302 | 121003030204,121003030105 | 12000027,12000035 | 12000005 | 3.1811 | Yes | No | Yes | No | No | 12003181 | 00000100 , 00000255 , 00000282 , 12003181 | Yes | Preparedness | 250000 | No |  | 0 | 69 | 50 | 100 | 50 | 150 | 0 | 6 | 1.55 | 25 | 11.5829 | No | No |  |  |  |  | No |  |  | Karnes and Wilson Counties Hazard Mitigation Plan |  |  | Partial |  |  | Yes | Halff Identification Process
1986 | 121000097 | LWC# 101 Rittiman Creek @ Gibbs Sprawl | This proposed planning study adds culverts at the railroad crossing, upgrades the earthen channel in the park from the westerly property line to Rittiman road, and installation of larger box culverts at the Gibbs Sprawl LWC which requires Gibbs Sprawl | 12 | San Antonio | Bexar | 12100301 | 1210030101 | 121003010106 | 12000007 | 12000029 | 0.11816 | Yes | No | No | No | No | 12003327 | 00000007 , 00000255 , 00000282 , 00000392 , 12003327 | Yes | Project Planning | 10973440 | No |  | 0 | 64 | 63 | 61 | 181 | 181 | 0 | 1 | 0.88 | 6 | 0 | Yes | No |  |  |  |  | No |  |  | Project Summary Sheet |  |  | Yes |  |  | Yes | Halff Identification Process
1987 | 121000098 | Maintain Drainage System | Improve storm water drainage within residential and commercial areas by removing brush and debris,opening and widening waterways, restricting building in the flood zone, and widening bridges. Status or project was 90% complete in 2012 plan awaiting purch | 12 | San Antonio | Wilson | 12100304 | 1210030404 | 121003040401 | 12000060 | 12000029, 12000030, 12000033 | 1.6829 | Yes | No | Yes | No | No | 12003182 | 00000100 , 00000255 , 00000282 , 12003182 | Yes | Project Planning | 2073414 | No |  | 0 | 73 | 44 | 102 | 45 | 102 | 0 | 7 | 1.75 | 22 | 3.1808 | Yes | No |  |  |  |  | No |  |  | Karnes and Wilson Counties Hazard Mitigation Plan |  |  | Partial |  |  | Yes | Halff Identification Process
1988 | 121000099 | Upper Martinez Creek Improvements | Improvements to already channelized section of Martinez Creek (Cibolo Watershed) from Montgomery Dr to Walzem Rd and bridge improvements at Gibbs Sprawl Road | 12 | San Antonio | Bexar | 12100304 | 1210030402 | 121003040205 | 12000071 | 12000029 | 0.017947 | Yes | No | No | No | No | 12003327 | 00000007 , 00000255 , 00000282 , 00000392 , 12003327 | No | Project Planning | 4100856 | No |  | 0 | 18 | 18 | 13 | 51 | 51 | 0 | 0 | 0.004 | 1 | 0 | No | Yes |  |  |  |  | No |  |  | Cibolo Creek Watershed Holistic Master Plan |  |  | Yes |  |  | Yes | Halff Identification Process
1989 | 121000100 | Recommend for Wilson Roadways - Project 4 - Mariana Rd & Mariana Creek | Upgrade crossing so that it provides a safe evacuation route during large storm events. | 12 | San Antonio | Wilson | 12100303 | 1210030301 | 121003030104 | 12000032 | 12000030 | 4.4165e-05 | Yes | No | No | No | No | 00000100 | 00000100 , 00000255 , 00000282 | Yes | Project Planning | 100000 | Yes |  | 0 | 0 | 0 | 0 | 0 | 0 | 0 | 0 | 0 | 0 | 0 | Yes | No |  |  |  |  | Yes |  |  | Wilson County Watershed Master Plan |  |  | No |  |  | Yes | HDR Identification Process
1990 | 121000101 | Recommend for Wilson Roadways - Project 5 - CR 108 & Mariana Creek | Upgrade crossing so that it provides a safe evacuation route during large storm events. | 12 | San Antonio | Wilson | 12100303 | 1210030301 | 121003030104 | 12000032 | 12000030 | 3.8253e-05 | Yes | No | No | No | No | 00000100 | 00000100 , 00000255 , 00000282 , 00000290 | Yes | Project Planning | 100000 | Yes |  | 0 | 0 | 0 | 0 | 0 | 0 | 0 | 0 | 0.01 | 1 | 0 | Yes | No |  |  |  |  | Yes |  |  | Wilson County Watershed Master Plan |  |  | No |  |  | Yes | HDR Identification Process
1991 | 121000102 | Erosion at CR 401 and Cibolo Creek | Phase I: Engineering study of design solutions to erosion of CR 401 at Cibolo Creek.Phase II: Implementation of stabilization project to address stream incision and erosion CR 401 at Cibolo Creek. | 12 | San Antonio | Wilson | 12100304 | 1210030404 | 121003040401 | 12000060 | 12000034 | 0.0033448 | Yes | No | No | No | No | 00000100 | 00000100 , 00000255 , 00000282 | Yes | Project Planning | 100000 | Yes |  | 0 | 0 | 0 | 0 | 0 | 0 | 0 | 0 | 0.07 | 1 | 0 | Yes | No |  |  |  |  | Yes |  |  | Karnes and Wilson Counties Hazard Mitigation Plan |  |  | No |  |  | Yes | HDR Identification Process
1992 | 121000103 | Erosion on CR 202 East and Marcelina Creek | Phase I: Engineering study of design solutions to erosion of CR 202 at Marcelina Creek. Phase II: Implementation of stabilization project to address stream incision and erosion CR 202 at Marcelina Creek. | 12 | San Antonio | Wilson | 12100303 | 1210030302 | 121003030204 | 12000027 | 12000030 | 0.0044107 | Yes | No | No | No | No | 00000100 | 00000100 , 00000255 , 00000282 | Yes | Project Planning | 100000 | Yes |  | 0 | 0 | 0 | 0 | 0 | 0 | 0 | 0 | 0 | 0 | 0 | Yes | No |  |  |  |  | Yes |  |  | Karnes and Wilson Counties Hazard Mitigation Plan |  |  | No |  |  | Yes | HDR Identification Process
1993 | 121000104 | Improve bridge at CR 337 | streets and adjacent properties. An interception channel is proposed upstream of the City to capture flows and divert them west to a tributary of Lower Cibolo Creek. | 12 | San Antonio | Karnes | 12100303 | 1210030303 | 121003030306 | 12000016 | 12000030 | 0.0015434 | Yes | No | No | No | No | 00000095 | 00000095 , 00000255 , 00000282 , 00001006 | Yes | Project Planning | 500000 | Yes |  | 0 | 0 | 0 | 0 | 0 | 0 | 0 | 0 | 0 | 0 | 0 | Yes | No |  |  |  |  | Yes |  |  | Karnes and Wilson Counties Hazard Mitigation Plan |  |  | No |  |  | Yes | HDR Identification Process
1994 | 121000105 | Flat Creek Study | Update details on both current and expected ultimate watershed build-oit conditions, Identify at-risk infrastructure and detail oppurtunities for flood reduction, and provide mitigation plans with regard to risk due to delevopment. | 12 | San Antonio | Medina | 12100302 | 1210030205 | 121003020501,121003020502 | 12000081,12000107 | 12000014 | 5.7951 | Yes | No | No | No | No | 12003377 | 00000005 , 00000255 , 12003377 | Yes | Watershed Planning | 500000 | Yes |  | 0 | 44 | 41 | 3 | 29 | 29 | 0 | 0 | 1.07 | 3 | 298.28 | Yes | No |  |  |  |  | Yes |  |  | Sponsor Outreach |  |  | Partial |  |  | Yes | HDR Identification Process
1995 | 121000106 | Goliad Damage Center A | Vegetated swales along Bungalow Ave and N San Patricio St | 12 | San Antonio | Goliad | 12100303 | 1210030306 | 121003030604 | 12000049 | 12000032, 12000012 | 0.011264 | Yes | No | No | No | No | 00000090 | 00000090 , 00000264 , 00000282 , 12002986 | No | Project Planning | 50000 | Yes |  | 0 | 3 | 2 | 1 | 4 | 4 | 0 | 0 | 0.05 | 2 | 0 | Yes | No |  |  |  |  | Yes |  |  | Holistic Watershed Master Plan Wilson, Karnes, and Goliad Counties, Flood Issues Volume |  |  | Yes |  |  | Yes | HDR Identification Process
1996 | 121000107 | Goliad Damage Center B | Construct dam north of W. Ward St | 12 | San Antonio | Goliad | 12100303 | 1210030306 | 121003030604 | 12000049 | 12000026, 12000012 | 0.02233 | No | No | Yes | No | No | 00000090 | 00000090 , 00000264 , 00000282 | No | Project Planning | 100000 | Yes |  | 0 | 0 | 0 | 0 | 0 | 0 | 0 | 0 | 0 | 0 | 0 | Yes | No |  |  |  |  | No |  |  | Holistic Watershed Master Plan Wilson, Karnes, and Goliad Counties, Flood Issues Volume |  |  | No |  |  | Yes | HDR Identification Process
1997 | 121000108 | Kempf Creek Watershed Study | H&H Study. Alternatives analysis for regional flood conveyance systems. Project identification and recommendations. | 12 | San Antonio | Medina | 12100302 | 1210030205 | 121003020501 | 12000081 | 12000014 | 4.8698 | Yes | No | No | No | No | 12003377 | 00000005 , 00000255 | Yes | Watershed Planning | 150000 | Yes |  | 0 | 32 | 18 | 20 | 0 | 20 | 0 | 0 | 2.24 | 6 | 697.673 | Yes | No |  |  |  |  | Yes |  |  | Sponsor Outreach |  |  | Yes |  |  | Yes | HDR Identification Process
1998 | 121000109 | Lower Basin Predictive Flood Model | Lower Basin Predictive Flood Model | 12 | San Antonio | De Witt,Wilson,Bexar,Guadalupe,Refugio,Calhoun,Goliad,Victoria,Karnes | 12100202 , 12100301 , 12100303 , 12100304 , 12110110 |  |  |  | 12000012 | 1481.11 | Yes | Yes | Yes | No | No | 00000282 | 00000005 , 00000255 | Yes | Watershed Planning | 1000000 | Yes |  | 0 | 1068 | 537 | 790 | 78 | 790 | 0 | 0 | 135.07 | 1774 | 31301.3008 | Yes | No |  |  |  |  | Yes |  |  | SARA Sponsor Outreach |  |  | Partial |  |  | Yes | HDR Identification Process
1999 | 121000110 | Culvert improvement on Hatch St in Tivoli | The bridge on Hatch Street in Tivoli was replaced with a culvert which drains slow and causes the water to breach the levee. Study to find alternatives to determine solutions for this drainage issue. | 12 | San Antonio | Refugio | 12100404 | 1210040400 | 121004040000 | 12000073 | 12000030 | 0.0006377 | No | No | Yes | No | No | Tivoli Community | 00000084 , 00000260 , 00000291 , 00000758 , 12001057 , 00001608 | No | Project Planning | 150000 | Yes |  | 0 | 0 | 0 | 0 | 0 | 0 | 0 | 0 | 0 | 2 | 0 | Yes | No |  |  |  |  | No |  |  | Refugio County Flood Mitigation Projects Outreach Data Collection |  |  | No |  |  | Yes | HDR Identification Process
2000 | 121000111 | Culvert Improvement on Highway 239 in Tivoli | Culverts on Highway 239 in Tivoli are too small causing water to get in houses. Study to find alternatives to determine solutions for this drainage issue. | 12 | San Antonio | Refugio | 12100404 | 1210040400 | 121004040000 | 12000073 | 12000030 | 0.0023111 | Yes | No | Yes | No | No | Tivoli Community | 00000084 , 00000260 , 00000291 , 00000758 , 12001057 , 00001608 | No | Project Planning | 150000 | Yes |  | 0 | 0 | 0 | 0 | 0 | 0 | 0 | 0 | 0.01 | 2 | 0 | Yes | No |  |  |  |  | No |  |  | Refugio County Flood Mitigation Projects Outreach Data Collection |  |  | No |  |  | Yes | HDR Identification Process
2001 | 121000112 | Miller Creek on the Smoky Creek Ranch Drainage Improvements | Miller Creek on the Smoky Creek Ranch drains Tivoli and the surrounding area which is washing out property where Indian artifacts were found. Study to find alternatives to determine solutions for this drainage issue. | 12 | San Antonio | Refugio | 12100404 | 1210040400 | 121004040000 | 12000073 | 12000030 | 0.012936 | Yes | Yes | No | No | No | Tivoli Community | 00000084 , 00000260 , 00000291 , 00000714 , 00000758 , 00001608 | No | Project Planning | 150000 | Yes |  | 0 | 0 | 0 | 0 | 0 | 0 | 0 | 0 | 0 | 0 | 0.003007 | Yes | No |  |  |  |  | No |  |  | Refugio County Flood Mitigation Projects Outreach Data Collection |  |  | Partial |  |  | Yes | HDR Identification Process
2002 | 121000113 | New Drainage Analysis to Update/Revise Flood Maps | This action proposes performing a new drainage analysis for the community to update/revise Flood Maps to better identify areas subject to this Hazard; last study completed in September 1977. | 12 | San Antonio | Medina | 12100302 | 1210030205 | 121003020501,121003020503 | 12000081,12000108 | 12000014 | 0.62901 | Yes | No | No | No | No | 12002954 | 00000005 , 00000255 , 12002954 | Yes | Watershed Planning | 100000 | Yes |  | 0 | 170 | 133 | 99 | 263 | 263 | 0 | 0 | 4.22 | 23 | 1.4002 | Yes | No |  |  |  |  | Yes |  |  | Medina County HMAP Adopted |  |  | Yes |  |  | Yes | HDR Identification Process
2003 | 121000114 | Low Water Crossing Upgrades | Prioritize low water crossings within Karnes County and upgrade with higher level of flood protection, warnings, and signage | 12 | San Antonio | Atascosa,De Witt,Wilson,Goliad,Karnes | 12100202 , 12100303 , 12100304 , 12110110 | 1210020402,1210030302,1210030303,1210030304,1210030305,1210030404,1210020205,1210040601,1210040602,1211011005,1211011003,1211011101 |  | 12000014,12000016,12000019,12000020,12000021,12000022,12000023,12000024,12000025,12000026,12000027,12000030,12000034,12000037,12000040,12000041,12000042,12000043,12000045,12000052,12000057,12000070 | 12000014, 12000007 | 749.218 | Yes | No | Yes | No | No | 00000095 | 00000095 , 00000096 , 00000099 , 00000100 , 00000255 , 00000260 , 00000264 , 00000282 , 00000290 , 00000291 , 00000519 , 00000526 , 00001006 , 12002756 , 12002757 , 12002974 , 12002975 | No | Watershed Planning | 305000 | Yes |  | 0 | 340 | 161 | 195 | 422 | 422 | 0 | 0 | 58.8 | 757 | 16557.1992 | Yes | No |  |  |  |  | Yes |  |  | Karnes and Wilson Counties Hazard Mitigation Plan |  |  | Partial |  |  | Yes | HDR Identification Process
2004 | 121000115 | Early warning flood systems | Conduct feasibility analysis for need and location for placement and installation of an early warning system. Install early warning systems for non incorporated communities | 12 | San Antonio | Atascosa,De Witt,Wilson,Goliad,Karnes | 12100202 , 12100303 , 12100304 , 12110110 | 1210020402,1210030302,1210030303,1210030304,1210030305,1210030404,1210020205,1210040601,1210040602,1211011005,1211011003,1211011101 |  | 12000014,12000016,12000019,12000020,12000021,12000022,12000023,12000024,12000025,12000026,12000027,12000030,12000034,12000037,12000040,12000041,12000042,12000043,12000045,12000052,12000057,12000070 | 12000005 | 749.218 | Yes | No | Yes | No | No | 00000095 | 00000095 , 00000096 , 00000099 , 00000100 , 00000255 , 00000260 , 00000264 , 00000282 , 00000290 , 00000291 , 00000519 , 00000526 , 00001006 , 12002756 , 12002757 , 12002974 , 12002975 | No | Project Planning | 150000 | Yes |  | 0 | 340 | 161 | 195 | 422 | 422 | 0 | 0 | 58.8 | 757 | 16557.1992 | Yes | No |  |  |  |  | Yes |  |  | Karnes and Wilson Counties Hazard Mitigation Plan |  |  | Partial |  |  | Yes | HDR Identification Process
2005 | 121000116 | Recommend for Wilson Roadways-Project 3-CR 122 & Mariana Creek | Upgrade crossing so that it provides a safe evacuation route during large storm events. | 12 | San Antonio | Wilson | 12100303 | 1210030301 | 121003030104 | 12000032 | 12000030 | 0.0039684 | Yes | No | No | No | No | 00000100 | 00000100 , 00000255 , 00000282 | Yes | Project Planning | 100000 | Yes |  | 0 | 0 | 0 | 0 | 0 | 0 | 0 | 0 | 0.12 | 1 | 0 | Yes | No |  |  |  |  | Yes |  |  | Wilson County Watershed Master Plan |  |  | No |  |  | Yes | HDR Identification Process
2006 | 121000117 | North Lorenzo, Athens Street, Naples Street Storm Drainage Improvements | Preliminary Engineering of storm drainage and inlet system. | 12 | San Antonio | Medina | 12100302 | 1210030205 | 121003020501 | 12000081 | 12000013 | 0.16701 | Yes | No | No | No | No | 12003377 | 00000005 , 00000255 , 12003377 | Yes | Project Planning | 300000 | Yes |  | 0 | 0 | 0 | 0 | 0 | 0 | 0 | 0 | 0 | 0 | 0 | Yes | Yes |  |  |  |  | Yes |  |  | Castroville Drainage Master Plan |  |  | Yes |  |  | Yes | HDR Identification Process
2007 | 121000118 | La Vernia Issue # 5 (Hwy 87 crossing and CR 342) | Study to assess city acquiring drainage easements in the area upstream of the Highway 87 crossings, as well as the area between the crossings at Highway 87 and the crossing at CR 342 for the purpose of constructing a channel. | 12 | San Antonio | Wilson | 12100304 | 1210030403 | 121003040302 | 12000056 | 12000016 | 0.025114 | Yes | No | No | No | No | 12003180 | 00000100 , 00000255 , 00000282 , 00000392 , 12003180 | No | Project Planning | 150000 | Yes |  | 0 | 0 | 0 | 0 | 0 | 0 | 0 | 0 | 0.01 | 0 | 1.9913 | No | Yes |  |  |  |  | Yes |  |  | Overall Preliminary Drainage Report |  |  | Yes |  |  | Yes | HDR Identification Process
2008 | 121000119 | La Vernia Issue # 2 and # 3 (City Park/ La Vernia ISD) | Study to assess 6’-wide concrete-bottom channel/sidewalk with earthen sides (graded 5:1) be constructed through this area to better define the flow path. Gauge boards on San Antonio Road. Aquire 25'-wide drainage easements. | 12 | San Antonio | Wilson | 12100304 | 1210030403 | 121003040302 | 12000056 | 12000013, 12000032 | 0.069638 | Yes | No | No | No | No | 12003180 | 00000100 , 00000255 , 00000282 , 00000392 , 12003180 | Yes | Project Planning | 150000 | Yes |  | 0 | 2 | 1 | 10 | 14 | 14 | 0 | 0 | 0.31 | 3 | 0 | No | Yes |  |  |  |  | No |  |  | Overall Preliminary Drainage Report |  |  | Yes |  |  | Yes | HDR Identification Process
2009 | 121000120 | Escondidio Creek WS SCS Site 1, 2, 4 Dam | Rehabilitation of Escondido Creek 1,2, and 4 to ensure passage of the PMF. | 12 | San Antonio | Karnes | 12100303 | 1210030304 | 121003030402 | 12000021 | 12000030 | 0.13355 | Yes | No | No | No | No | 00000282 | 00000095 , 00000255 , 00000282 , 00000519 | No | Project Planning | 300000 | Yes |  | 0 | 0 | 0 | 0 | 0 | 0 | 0 | 0 | 0 | 0 | 1.0192 | Yes | No |  |  |  |  | Yes |  |  | SARA Sponsor Outreach |  |  | No |  |  | Yes | HDR Identification Process
2010 | 121000121 | Wilson County LWC Study | Study to evaluate the LWC in Wilson County and recommend alternatives both short term and long term alternatives. Some short term alternatives could include Low Water Signage, Turn Around Don’t Drown, automatic gates. 195 LWC in Wilson County. | 12 | San Antonio | Atascosa,Wilson,Bexar,Guadalupe,Karnes | 12100202 , 12100301 , 12100303 , 12100304 , 12110110 | 1210030103,1210030301,1210030302,1210030303,1210030402,1210030403,1210030404,1210020205,1211011003 |  | 12000006,12000012,12000027,12000028,12000029,12000030,12000031,12000032,12000033,12000034,12000035,12000036,12000038,12000039,12000040,12000041,12000052,12000053,12000054,12000056,12000057,12000059,12000060,12000065,12000070,12000072 | 12000030 | 805.061 | Yes | No | Yes | No | No | 00000100 | 00000007 , 00000010 , 00000095 , 00000096 , 00000100 , 00000255 , 00000264 , 00000282 , 00000290 , 00000291 , 00000392 , 12000592 , 00001006 , 12001595 , 12002442 , 12002925 , 00002973 , 12003180 , 12003181 , 12003182 | Yes | Watershed Planning | 300000 | Yes |  | 0 | 1469 | 1073 | 1457 | 1849 | 1849 | 0 | 0 | 89.06 | 1646 | 14071.4004 | Yes | No |  |  |  |  | Yes |  |  | Wilson County Sponsor Outreach |  |  | Partial |  |  | Yes | HDR Identification Process
2011 | 121000122 | Wilson 10 - Acquisitions of Flooded Structures | Acquire flooded structures to remove them out of the SFHA and restrict future structures from development on the site. Removal of damaged structures that are no longer liveable. | 12 | San Antonio | Atascosa,Wilson,Bexar,Guadalupe,Karnes | 12100202 , 12100301 , 12100303 , 12100304 , 12110110 | 1210030103,1210030301,1210030302,1210030303,1210030402,1210030403,1210030404,1210020205,1211011003 |  | 12000006,12000012,12000027,12000028,12000029,12000030,12000031,12000032,12000033,12000034,12000035,12000036,12000038,12000039,12000040,12000041,12000052,12000053,12000054,12000056,12000057,12000059,12000060,12000065,12000070,12000072 | 12000026 | 805.061 | Yes | No | Yes | No | No | 00000100 | 00000007 , 00000010 , 00000095 , 00000096 , 00000100 , 00000255 , 00000264 , 00000282 , 00000290 , 00000291 , 00000392 , 12000592 , 00001006 , 12001595 , 12002442 , 12002925 , 00002973 , 12003180 , 12003181 , 12003182 | No | Project Planning | 100000 | Yes |  | 0 | 1469 | 1073 | 1457 | 1849 | 1849 | 0 | 0 | 89.06 | 1646 | 14071.4004 | Yes | No |  |  |  |  | Yes |  |  | Karnes and Wilson Counties Hazard Mitigation Plan |  |  | Partial |  |  | Yes | HDR Identification Process
2012 | 121000123 | City of Floresville Flood Study | City wide study | 12 | San Antonio | Wilson | 12100303 | 1210030301 | 121003030102,121003030103 | 12000028,12000033 | 12000013 | 7.6971 | Yes | No | Yes | No | No | 12002925 | 00000100 , 00000255 , 00000282 , 12000592 , 12002925 | No | Watershed Planning | 100000 | Yes |  | 0 | 107 | 63 | 161 | 114 | 161 | 0 | 0 | 3.81 | 26 | 80.782 | Yes | No |  |  |  |  | Yes |  |  | Sponsor Outreach |  |  | Partial |  |  | Yes | HDR Identification Process
2013 | 121000124 | Highway 16 Bridge Upgrade | Closes the road down which is the main access for citizens. Study to upgrade crossing. | 12 | San Antonio | Bandera | 12100302 | 1210030202 | 121003020203,121003020204 | 12000088,12000089 | 12000030 | 0.045085 | Yes | No | No | No | No | 00000011 | 00000011 , 00000255 , 00000339 | Yes | Project Planning | 150000 | Yes |  | 0 | 1 | 0 | 0 | 0 | 0 | 0 | 1 | 0.3 | 2 | 0.11628 | Yes | No |  |  |  |  | Yes |  |  | Bandera Sponsor Outreach |  |  | Yes |  |  | Yes | HDR Identification Process
2014 | 121000125 | Bandera State Highway 173 Study | Prevents access to citizens from the city. Study to upgrade crossing. | 12 | San Antonio | Bandera | 12100302 | 1210030202 | 121003020204 | 12000089 | 12000030 | 0.011878 | Yes | No | No | No | No | 00000011 | 00000011 , 00000255 , 00000339 | Yes | Project Planning | 150000 | Yes |  | 0 | 0 | 0 | 0 | 0 | 0 | 0 | 0 | 0.04 | 1 | 0 | Yes | No |  |  |  |  | Yes |  |  | Bandera Sponsor Outreach |  |  | Partial |  |  | Yes | HDR Identification Process
2015 | 121000126 | Bandera English Crossing Study | This low water crossing can sometimes remain flooded for months. Study to upgrade road. | 12 | San Antonio | Bandera | 12100302 | 1210030203 | 121003020302 | 12000097 | 12000030 | 0.0727 | Yes | No | No | No | No | 00000011 | 00000011 , 00000255 , 00000339 | Yes | Project Planning | 100000 | Yes |  | 0 | 0 | 0 | 0 | 0 | 0 | 0 | 0 | 0.35 | 1 | 0.44479 | Yes | No |  |  |  |  | Yes |  |  | Bandera Sponsor Outreach |  |  | Yes |  |  | Yes | HDR Identification Process
2016 | 121000127 | Bandera FM 2107 Study | FM 2107 is the only path for residents to access community lifelines.FM 2107 is the only path for residents to access community lifelines. Study to upgrade road. | 12 | San Antonio | Bandera | 12100302 | 1210030201 | 121003020103 | 12000082 | 12000030 | 0.13609 | Yes | No | No | No | No | 00000011 | 00000011 , 00000255 , 00000339 | Yes | Project Planning | 300000 | Yes |  | 0 | 1 | 0 | 1 | 2 | 2 | 0 | 0 | 0.6 | 2 | 0.46987 | Yes | No |  |  |  |  | Yes |  |  | Bandera Sponsor Outreach |  |  | Yes |  |  | Yes | HDR Identification Process
2017 | 121000128 | Bandera Patterson Street Study | Impairs travel for citizens to reach community lifeline services. Study to upgrade road. | 12 | San Antonio | Bandera | 12100302 | 1210030202 | 121003020201 | 12000087 | 12000030 | 0.0067472 | Yes | No | No | No | No | 00000011 | 00000011 , 00000255 , 00000339 | Yes | Project Planning | 50000 | Yes |  | 0 | 1 | 1 | 0 | 0 | 0 | 0 | 0 | 0.15 | 1 | 0.21971 | Yes | No |  |  |  |  | Yes |  |  | Bandera Sponsor Outreach |  |  | Yes |  |  | Yes | HDR Identification Process
2018 | 121000129 | Bandera Lower Mason Creek and Bandera Creek at State Highway 16 | Lower Mason Creek and Bandera Creek contribute to flooding at SH 16. Study to upgrade road. | 12 | San Antonio | Bandera | 12100302 | 1210030202 | 121003020204 | 12000089 | 12000030 | 0.013918 | Yes | No | No | No | No | 00000011 | 00000011 , 00000255 , 00000339 | Yes | Project Planning | 50000 | Yes |  | 0 | 4 | 4 | 1 | 3 | 3 | 0 | 0 | 0.15 | 1 | 0 | Yes | No |  |  |  |  | Yes |  |  | Bandera Sponsor Outreach |  |  | Yes |  |  | Yes | HDR Identification Process
2019 | 121000130 | Bandera WWTP Study | Wastewater treatment plant is in 100 yr floodplain. Study to find solutions. | 12 | San Antonio | Bandera | 12100302 | 1210030202 | 121003020203 | 12000088 | 12000028 | 0.031527 | Yes | No | No | No | No | 00000011 | 00000011 , 00000255 , 00000339 , 12003414 | Yes | Project Planning | 150000 | Yes |  | 0 | 2 | 2 | 0 | 0 | 0 | 0 | 0 | 0.01 | 2 | 0.79224 | Yes | No |  |  |  |  | Yes |  |  | Bandera Sponsor Outreach |  |  | Yes |  |  | Yes | HDR Identification Process
2020 | 121000131 | Bandera 470 and Indian Creek Study | Blocks public access to lifelines in Bandera. Study to upgrade road. | 12 | San Antonio | Bandera | 12100302 | 1210030202 | 121003020203 | 12000088 | 12000030 | 0.022805 | Yes | No | No | No | No | 00000011 | 00000011 , 00000255 , 00000339 | Yes | Project Planning | 50000 | Yes |  | 0 | 0 | 0 | 0 | 0 | 0 | 0 | 0 | 0.15 | 2 | 0 | Yes | No |  |  |  |  | Yes |  |  | Bandera Sponsor Outreach |  |  | Yes |  |  | Yes | HDR Identification Process
2021 | 121000132 | Bandera 470 and Medina River Study | Blocks people of Tarpley from EMS and other lifelines in the city of Bandera. Study to upgrade road. | 12 | San Antonio | Bandera | 12100302 | 1210030202 | 121003020203 | 12000088 | 12000030 | 0.0148 | Yes | No | No | No | No | 00000011 | 00000011 , 00000255 , 00000339 | Yes | Project Planning | 50000 | Yes |  | 0 | 0 | 0 | 0 | 0 | 0 | 0 | 0 | 0.47 | 1 | 0 | Yes | No |  |  |  |  | Yes |  |  | Bandera Sponsor Outreach |  |  | Yes |  |  | Yes | HDR Identification Process
2022 | 121000133 | Natural capital inventory | Development of a dataset identifying lands under conservation easement. Project includes courthouse and deed records research to identify lands that are protected or have future development restrictions. | 12 | San Antonio | Atascosa,De Witt,Wilson,Medina,Bexar,Guadalupe,Bandera,Comal,Kendall,Kerr,Aransas,Refugio,Calhoun,Goliad,Victoria,Karnes | 12100201 , 12100202 , 12100301 , 12100303 , 12100304 , 12110110 , 12100302 |  |  |  | 12000014 | 4409.7402 | Yes | Yes | Yes | No | No | 00000282 | 00000011 , 00000255 , 00000339 | No | Watershed Planning | 300000 | Yes |  | 0 | 19145 | 13704 | 66191 | 43521 | 66191 | 0 | 0 | 753.05 | 9511 | 62646.1016 | No | No |  |  |  |  | Yes |  |  | SARA Sponsor Outreach |  |  | Partial |  |  | Yes | HDR Identification Process
2023 | 121000134 | Evaluation and prioritization of new gauge locations | Study to identify stream gage locations in the San Antonio River Basin and cost effective/resilient monitoring technologies. | 12 | San Antonio | Atascosa,De Witt,Wilson,Medina,Bexar,Guadalupe,Bandera,Comal,Kendall,Kerr,Aransas,Refugio,Calhoun,Goliad,Victoria,Karnes | 12100201 , 12100202 , 12100301 , 12100303 , 12100304 , 12110110 , 12100302 |  |  |  | 12000014 | 4409.7402 | Yes | Yes | Yes | No | No | 00000282 | 00000011 , 00000255 , 00000339 | Yes | Watershed Planning | 50000 | Yes |  | 0 | 19145 | 13704 | 66191 | 43521 | 66191 | 0 | 0 | 753.05 | 9511 | 62646.1016 | Yes | No |  |  |  |  | Yes |  |  | SARA Sponsor Outreach |  |  | Partial |  |  | Yes | HDR Identification Process
2024 | 121000135 | Future conditions data refinement study | Future conditions data refinement study,study future landuse and apply to future models | 12 | San Antonio | Atascosa,De Witt,Wilson,Medina,Bexar,Guadalupe,Bandera,Comal,Kendall,Kerr,Aransas,Refugio,Calhoun,Goliad,Victoria,Karnes | 12100201 , 12100202 , 12100301 , 12100303 , 12100304 , 12110110 , 12100302 |  |  |  | 12000013 | 4409.7402 | Yes | Yes | Yes | No | No | 00000282 | 00000011 , 00000255 , 00000339 | No | Watershed Planning | 500000 | Yes |  | 0 | 19145 | 13704 | 66191 | 43521 | 66191 | 0 | 0 | 753.05 | 9511 | 62646.1016 | Yes | No |  |  |  |  | Yes |  |  | SARA Sponsor Outreach |  |  | Partial |  |  | Yes | HDR Identification Process
2025 | 121000136 | Port of San Antonio Floodproofing | Port SA, site specific, study flood mitigation for critial structures | 12 | San Antonio | Bexar | 12100302 | 1210030204 | 121003020406 | 12000105 | 12000028 | 0.034689 | No | No | No | No | No | 00000282 | 00000007 , 00000255 , 00000282 , 12003327 | Yes | Project Planning | 250000 | Yes |  | 0 | 0 | 0 | 0 | 0 | 0 | 0 | 0 | 0 | 0 | 0 | Yes | No |  |  |  |  | No |  |  | SARA Sponsor Outreach |  |  | No |  |  | Yes | HDR Identification Process
2026 | 121000137 | River Authority WWTP Resilience | Study of all River Authority WWTP Resilience, finding alternatives for floodproofing | 12 | San Antonio | Atascosa,De Witt,Wilson,Medina,Bexar,Guadalupe,Bandera,Comal,Kendall,Kerr,Aransas,Refugio,Calhoun,Goliad,Victoria,Karnes | 12100201 , 12100202 , 12100301 , 12100303 , 12100304 , 12110110 , 12100302 |  |  |  | 12000028 | 4409.7402 | Yes | Yes | Yes | No | No | 00000282 | 00000007 , 00000255 , 00000282 , 12003327 | Yes | Project Planning | 600000 | Yes |  | 0 | 19145 | 13704 | 66191 | 43521 | 66191 | 0 | 0 | 753.05 | 9511 | 62646.1016 | Yes | No |  |  |  |  | Yes |  |  | SARA Sponsor Outreach |  |  | Partial |  |  | Yes | HDR Identification Process
2027 | 121000138 | Bandera Substation In Floodplain Study | Electrical sub-station is in 100 yr floodplain. Study to find solutions. | 12 | San Antonio | Bexar | 12100302 | 1210030204 | 121003020405 | 12000104 | 12000028 | 0.0024028 | Yes | No | No | No | No | 00000011 | 00000011 , 00000255 , 00000339 | Yes | Project Planning | 150000 | Yes |  | 0 | 0 | 0 | 0 | 0 | 0 | 0 | 0 | 0 | 0 | 0.17636 | Yes | No |  |  |  |  | No |  |  | Bandera Sponsor Outreach |  |  | No |  |  | Yes | HDR Identification Process
2028 | 121000139 | Garcia Creek Channel Stabilization | Preliminary Engineering to identify stabilization methods and sizing. | 12 | San Antonio | Medina | 12100302 | 1210030205 | 121003020501 | 12000081 | 12000030 | 0.016883 | Yes | No | No | No | No | 12003377 | 00000005 , 00000255 , 12003377 | No | Project Planning | 50000 | Yes |  | 0 | 0 | 0 | 0 | 0 | 0 | 0 | 0 | 0.06 | 1 | 0.092392 | Yes | No |  |  |  |  | No |  |  | Castroville Drainage Master Plan |  |  | Yes |  |  | Yes | HDR Identification Process
2029 | 121000140 | Country Village Channel Improvements | Preliminary Engineering including an H&H study to size the channel improvements | 12 | San Antonio | Medina | 12100302 | 1210030205 | 121003020501 | 12000081 | 12000030 | 0.10609 | No | No | No | No | No | 12003377 | 00000005 , 00000255 , 12003377 | No | Project Planning | 50000 | Yes |  | 0 | 0 | 0 | 0 | 0 | 0 | 0 | 0 | 0 | 0 | 0 | Yes | No |  |  |  |  | No |  |  | Castroville Drainage Master Plan |  |  | No |  |  | Yes | HDR Identification Process
2030 | 121000141 | Lucas Creek at Cinco De Mayo Dr Bridge and Channel (DC-MRD) | Regional detention, channel improvements, and bridge/culvert upgrades, property acquisition | 12 | San Antonio | Bexar | 12100302 | 1210030205 | 121003020502,121003020503 | 12000107,12000108 | 12000031 | 0.97277 | Yes | No | No | No | No | 00000005 | 00000007 , 00000255 , 00000282 , 00000392 | Yes | Project Planning | 150000 | Yes |  | 0 | 94 | 63 | 100 | 97 | 100 | 0 | 0 | 2.55 | 13 | 7.9934 | Yes | No |  |  |  |  | Yes |  |  | Medina River Holistic Watershed Master Plan |  |  | Yes |  |  | Yes | HDR Identification Process
2031 | 121000142 | Cagnon Rd at Polecat Creek (DC-MRN) | Replace the existing crossing with an approximately 320-foot long bridge. | 12 | San Antonio | Bexar | 12100302 | 1210030205 | 121003020503 | 12000108 | 12000031 | 0.037666 | Yes | No | No | No | No | 00000005 | 00000007 , 00000255 , 00000282 , 00000392 | Yes | Project Planning | 150000 | Yes |  | 0 | 1 | 0 | 0 | 2 | 2 | 0 | 0 | 0 | 0 | 0 | Yes | No |  |  |  |  | Yes |  |  | Medina River Holistic Watershed Master Plan |  |  | Yes |  |  | Yes | HDR Identification Process
2032 | 121000143 | Trumbo Rd at Palo Blanco Creek (DC-MRP) | Upgrades to Trumbo Rd and Loop 1604 crossings at Palo Blanco Creek with channel work. | 12 | San Antonio | Bexar | 12100302 | 1210030205 | 121003020509 | 12000094 | 12000031 | 0.2455 | Yes | No | No | No | No | 00000005 | 00000007 , 00000255 , 00000282 , 00000290 , 00000392 | Yes | Project Planning | 100000 | Yes |  | 0 | 13 | 9 | 11 | 39 | 39 | 0 | 0 | 0.35 | 2 | 0.27402 | Yes | No |  |  |  |  | Yes |  |  | Medina River Holistic Watershed Master Plan |  |  | Yes |  |  | Yes | HDR Identification Process
2033 | 121000144 | Wet-Proof Wastewater System | This action proposes “wet-proofing” city sewer lines to the Wastewater Treatment Plant | 12 | San Antonio | Medina | 12100302 | 1210030205 | 121003020501,121003020503 | 12000081,12000108 | 12000028 | 0.62901 | Yes | No | No | No | No | 12002954 | 00000005 , 00000255 , 12002954 | Yes | Project Planning | 50000 | Yes |  | 0 | 170 | 133 | 99 | 263 | 263 | 0 | 0 | 4.22 | 24 | 1.4002 | Yes | No |  |  |  |  | Yes |  |  | Medina County HMAP Adopted |  |  | Yes |  |  | Yes | HDR Identification Process
2034 | 121000145 | Karnes Damage Center H | Raise bridge on Hwy 181/5th in Kenedy | 12 | San Antonio | Karnes | 12100303 | 1210030304 | 121003030402 | 12000021 | 12000030, 12000012 | 0.039685 | Yes | No | No | No | No | 00000095 | 00000095 , 00000255 , 00000282 , 00000519 , 12002975 | Yes | Project Planning | 150000 | Yes |  | 0 | 1 | 0 | 1 | 0 | 1 | 0 | 0 | 0.09 | 2 | 0.043053 | Yes | No |  |  |  |  | Yes |  |  | Holistic Watershed Master Plan Wilson, Karnes, and Goliad Counties, Flood Issues Volume |  |  | Partial |  |  | Yes | HDR Identification Process
2035 | 121000146 | Additional flood proof at wastewater treatment plant | Study to evaluate removing the WWTP from flood and erosion risk | 12 | San Antonio | Wilson | 12100304 | 1210030403 | 121003040302 | 12000056 | 12000028 | 0.024253 | Yes | No | No | No | No | 12003180 | 00000100 , 00000255 , 00000282 , 00000392 , 12003180 | Yes | Project Planning | 150000 | Yes |  | 0 | 5 | 5 | 2 | 9 | 9 | 0 | 0 | 0.14 | 2 | 2.0122 | Yes | No |  |  |  |  | Yes |  |  | Karnes and Wilson Counties Hazard Mitigation Plan |  |  | Yes |  |  | Yes | HDR Identification Process
2036 | 121000147 | Recommend for Wilson Roadways - Project 7 - CR 119 & Mariana Creek | Study: Upgrade bridge so that it provides a safe evacuation route during large storm events. | 12 | San Antonio | Wilson | 12100303 | 1210030301 | 121003030104 | 12000032 | 12000030 | 0.00049246 | Yes | No | No | No | No | 00000011 | 00000100 , 00000255 , 00000282 | Yes | Project Planning | 100000 | Yes |  | 0 | 0 | 0 | 0 | 0 | 0 | 0 | 0 | 0.04 | 1 | 0 | Yes | No |  |  |  |  | Yes |  |  | Wilson County Watershed Master Plan |  |  | No |  |  | Yes | HDR Identification Process
2037 | 121000148 | Property acquisition and demolition and/or relocations | Property acquisition and demolition and/or relocations | 12 | San Antonio | Wilson | 12100303 | 1210030301 | 121003030102,121003030103 | 12000028,12000033 | 12000022 | 7.6971 | Yes | No | Yes | No | No | 12002925 | 00000100 , 00000255 , 00000282 , 12000592 , 12002925 | No | Project Planning | 1500000 | Yes |  | 0 | 107 | 63 | 161 | 114 | 161 | 0 | 0 | 3.81 | 26 | 80.782 | Yes | No |  |  |  |  | Yes |  |  | Karnes and Wilson Counties Hazard Mitigation Plan |  |  | Partial |  |  | Yes | HDR Identification Process
2038 | 121000149 | Damage Center 2: Project 1 Channelization | The channelization project would add 8 feet to the left bank of the channel, and the depth would be kept at its existing elevation. The project would remove two structures adjacent to the stream from the floodplain. | 12 | San Antonio | Wilson | 12100303 | 1210030301 | 121003030103 | 12000033 | 12000026 | 0.00053539 | Yes | No | No | No | No | 12002925 | 00000100 , 00000255 , 00000282 , 12002925 | No | Project Planning | 100000 | Yes |  | 0 | 0 | 0 | 0 | 0 | 0 | 0 | 0 | 0 | 0 | 0 | Yes | No |  |  |  |  | Yes |  |  | Wilson County Watershed Master Plan |  |  | No |  |  | Yes | HDR Identification Process
2039 | 121000150 | Damage Center 1: Project 1A, 1B, 1C | Detention upstream of Lost Springs Hollow along with some channel work. Upgrade Hwy 181 crossing at Lodi Branch and channelization (contingent of Project 1A). | 12 | San Antonio | Wilson | 12100303 | 1210030301 | 121003030103 | 12000033 | 12000030 | 0.13102 | Yes | No | No | No | No | 12002925 | 00000100 , 00000255 , 00000282 , 12002925 | Yes | Project Planning | 150000 | Yes |  | 0 | 7 | 2 | 9 | 2 | 9 | 0 | 0 | 0.15 | 2 | 0.73881 | Yes | Yes |  |  |  |  | Yes |  |  | Wilson County Watershed Master Plan |  |  | No |  |  | Yes | HDR Identification Process
2040 | 121000151 | Repetitive loss properties | Offer relocation/mitigation incentives to current flood hazard area property owners; initiate a community program to acquire repetitive loss structures identified by FEMA. | 12 | San Antonio | Wilson | 12100304 | 1210030403 | 121003040304,121003040302 | 12000053,12000056 | 12000024 | 1.7167 | Yes | No | Yes | No | No | 12003180 | 00000100 , 00000255 , 00000282 , 00000392 , 12001595 , 12003180 | Yes | Project Planning | 150000 | Yes |  | 0 | 153 | 101 | 568 | 199 | 568 | 0 | 0 | 3.64 | 20 | 63.26 | Yes | No |  |  |  |  | Yes |  |  | Karnes and Wilson Counties Hazard Mitigation Plan |  |  | Partial |  |  | Yes | HDR Identification Process
2041 | 121000152 | Nichols Creek Stabilization | Restoration of Nichols Creek to improve stream function including conveyance of flow and sediment. | 12 | San Antonio | Karnes | 12100303 | 1210030304 | 121003030402 | 12000021 | 12000026 | 0.015111 | Yes | No | No | No | No | 00000282 | 00000095 , 00000255 , 00000282 , 00000519 , 12002975 | No | Project Planning | 1000000 | Yes |  | 0 | 0 | 0 | 0 | 0 | 0 | 0 | 0 | 0.01 | 1 | 0.1015 | Yes | No |  |  |  |  | Yes |  |  | SARA Sponsor Outreach |  |  | No |  |  | Yes | HDR Identification Process
2042 | 121000153 | Master Drainage Plan for Bexar County Unincorporated Areas | Engineering master plan to assess flood damage centers for Bexar County unincorporated areas. | 12 | San Antonio | Atascosa,Wilson,Medina,Bexar,Guadalupe,Bandera,Comal,Kendall | 12100301 , 12100303 , 12100304 , 12110110 , 12100302 | 1210030103,1210030101,1210030102,1210030301,1210030401,1210030402,1210030403,1211011002,1211011001,1211011003,1210030205,1210030203,1210030204 |  |  | 12000024 | 1253.25 | Yes | No | Yes | No | No | 00000007 | 00000095 , 00000255 , 00000282 , 00000519 , 12002975 | No | Watershed Planning | 150000 | Yes |  | 0 | 11261 | 8306 | 52002 | 31087 | 52002 | 0 | 0 | 353.03 | 4535 | 7583.3599 | Yes | No |  |  |  |  | Yes |  |  | Bexar Sponsor Outreach |  |  | Partial |  |  | Yes | HDR Identification Process
2043 | 121000154 | Master Drainage Plan for Bexar County HALT Low Water | Engineering master plan to assess existing HALT sites for drainage improvements. | 12 | San Antonio | Atascosa,Wilson,Medina,Bexar,Guadalupe,Bandera,Comal,Kendall | 12100301 , 12100303 , 12100304 , 12110110 , 12100302 | 1210030103,1210030101,1210030102,1210030301,1210030401,1210030402,1210030403,1211011002,1211011001,1211011003,1210030205,1210030203,1210030204 |  |  | 12000024 | 1253.25 | Yes | No | Yes | No | No | 00000007 | 00000095 , 00000255 , 00000282 , 00000519 , 12002975 | No | Watershed Planning | 150000 | Yes |  | 0 | 11261 | 8306 | 52002 | 31087 | 52002 | 0 | 0 | 353.03 | 4535 | 7583.3599 | Yes | No |  |  |  |  | Yes |  |  | Bexar Sponsor Outreach |  |  | Partial |  |  | Yes | HDR Identification Process
2044 | 121000155 | Culebra Creek RSWF | Engineering study to evaluate the Culebra Creek RSWF under the revised Green & Ampt hydrology. | 12 | San Antonio | Bexar | 12100302 | 1210030204 | 121003020402,121003020403,121003020404,121003020405 | 12000078,12000102,12000103,12000104 | 12000030 | 0.3572 | Yes | No | No | No | No | 00000007 | 00000007 , 00000255 , 00000282 , 00000392 , 12001484 , 12003327 | Yes | Project Planning | 50000 | Yes |  | 0 | 1 | 0 | 2 | 0 | 2 | 0 | 0 | 0.5 | 9 | 0.20269 | Yes | No |  |  |  |  | Yes |  |  | Bexar Sponsor Outreach |  |  | Yes |  |  | Yes | HDR Identification Process
2045 | 121000156 | Gass Road at Culebra Creek Tributary D | Engineering study to assess the removal of Gass Road from the 100-Yr flood plain at Culebra Creek Tributary D for 100-Yr accessibility and driver safety at the crossing. | 12 | San Antonio | Bexar | 12100302 | 1210030204 | 121003020403 | 12000102 | 12000030 | 0.00082701 | Yes | No | No | No | No | 00000007 | 00000007 , 00000255 , 00000282 | No | Project Planning | 100000 | Yes |  | 0 | 0 | 0 | 0 | 0 | 0 | 0 | 0 | 0.04 | 1 | 0 | Yes | No |  |  |  |  | Yes |  |  | Bexar Sponsor Outreach |  |  | Yes |  |  | Yes | HDR Identification Process
2046 | 121000157 | Rockwood Creek (SA-39) | Engineering study to assess the removal of properties and residential structures from the 100-Yr flood plain along Rockwood Creek upstream of the San Antonio River and River Side Golf Course. | 12 | San Antonio | Bexar | 12100301 | 1210030102 | 121003010203 | 12000011 | 12000026 | 0.13311 | Yes | No | No | No | No | 00000007 | 00000007 , 00000255 , 00000282 , 12003327 | Yes | Project Planning | 100000 | Yes |  | 0 | 120 | 108 | 76 | 293 | 293 | 0 | 0 | 0.77 | 10 | 0 | Yes | No |  |  |  |  | Yes |  |  | Bexar Sponsor Outreach |  |  | Yes |  |  | Yes | HDR Identification Process
2047 | 121000158 | Live Oak at Salitrillo Creek (CB-9) | Engineering study to assess removal of residential structures from the Salitrillo Creek 100-Yr flood plain upstream of Martinez Creek Dam No. 5. | 12 | San Antonio | Bexar | 12100304 | 1210030402 | 121003040205 | 12000071 | 12000026 | 0.77635 | Yes | No | No | No | No | 00000007 | 00000007 , 00000255 , 00000282 , 12002512 , 12002967 | Yes | Project Planning | 100000 | Yes |  | 0 | 40 | 36 | 45 | 94 | 94 | 0 | 0 | 0.88 | 15 | 1.7115 | Yes | No |  |  |  |  | Yes |  |  | Bexar Sponsor Outreach |  |  | Yes |  |  | Yes | HDR Identification Process
2048 | 121000159 | Bexar County LWC Engineering Study | Engineering Study to evaluate seven LWC upgrades. | 12 | San Antonio | Atascosa,Wilson,Medina,Bexar,Guadalupe,Bandera,Comal,Kendall | 12100301 , 12100303 , 12100304 , 12110110 , 12100302 | 1210030103,1210030101,1210030102,1210030301,1210030401,1210030402,1210030403,1211011002,1211011001,1211011003,1210030205,1210030203,1210030204 |  |  | 12000030 | 1253.25 | Yes | No | Yes | No | No | 00000007 | 00000007 , 00000255 , 00000282 , 12002512 , 12002967 | Yes | Project Planning | 300000 | Yes |  | 0 | 11261 | 8306 | 52002 | 31087 | 52002 | 0 | 0 | 353.03 | 4535 | 7583.3599 | Yes | No |  |  |  |  | Yes |  |  | Bexar Sponsor Outreach |  |  | Partial |  |  | Yes | HDR Identification Process
2049 | 121000160 | Update flood information and policies | Study to compile information on residential property in flood zones, establish a volunteer acquisition / elevation program based on FEMA protocol in association with SARA studies, and review permitting process based on the 100-year flood event | 12 | San Antonio | Atascosa,De Witt,Wilson,Goliad,Karnes | 12100202 , 12100303 , 12100304 , 12110110 | 1210020402,1210030302,1210030303,1210030304,1210030305,1210030404,1210020205,1210040601,1210040602,1211011005,1211011003,1211011101 |  | 12000014,12000016,12000019,12000020,12000021,12000022,12000023,12000024,12000025,12000026,12000027,12000030,12000034,12000037,12000040,12000041,12000042,12000043,12000045,12000052,12000057,12000070 | 12000030 | 749.218 | Yes | No | Yes | No | No | 00000011 | 00000095 , 00000096 , 00000099 , 00000100 , 00000255 , 00000260 , 00000264 , 00000282 , 00000290 , 00000291 , 00000519 , 00000526 , 00001006 , 12002756 , 12002757 , 12002974 , 12002975 | Yes | Project Planning | 100000 | Yes |  | 0 | 340 | 161 | 195 | 422 | 422 | 0 | 0 | 58.8 | 757 | 16557.1992 | Yes | No |  |  |  |  | Yes |  |  | Karnes and Wilson Counties Hazard Mitigation Plan |  |  | Partial |  |  | Yes | HDR Identification Process
2050 | 121000161 | Holistic Watershed based master planning consistent with Nature Based Solutions | This Flood Management Evaluation (FME) will fill the knowledge gap in the region on the benefits of NFMS for floodplains, flood peak attenuation, ecosystem services, groundwater recharge, and recreational value | 12 | San Antonio | Wilson,Bexar | 12100301 , 12100303 , 12100304 , 12110110 , 12100302 | 1210030103,1210030101,1210030102,1210030301,1210030401,1210030402,1210030403,1211011002,1210030205,1210030204 |  | 12000001,12000002,12000003,12000004,12000005,12000006,12000007,12000008,12000009,12000010,12000011,12000012,12000013,12000029,12000055,12000056,12000063,12000064,12000066,12000069,12000071,12000076,12000078,12000094,12000104,12000105 | 12000013 | 505.203 | Yes | No | Yes | No | No | 00000282 | 00000084 , 00000260 , 00000291 , 00000714 , 00000758 , 00001608 | Yes | Watershed Planning | 2247403 | Yes |  | 0 | 7156 | 5573 | 41778 | 22283 | 41778 | 0 | 0 | 194.16 | 2760 | 1054.41 | Yes | No |  |  |  |  | Yes |  |  | RFPG Committee |  |  | Partial |  |  | Yes | HDR Identification Process
2051 | 121000162 | 29010 Tivoli Way | Utilize existing stormwater infrastructure by regrading the roadway to slope towards existing inlets and open channels on the north and south side of Windermere Dr on the east side of Fair Oaks Parkway. New curb installed along the west side of Fair Oak | 12 | San Antonio | Bexar | 12100304 | 1210030401 | 121003040103 | 12000063 | 12000029, 12000030 | 0.00015349 | No | No | No | No | No | 12003327 | 00000007,00000255,00000282,12002436 | No | Project Planning | 519760 | No |  | 0 | 0 | 0 | 0 | 0 | 0 | 0 | 0 | 0 | 0 | 0 | No | Yes |  |  |  |  | Yes |  |  | City of Fair Oaks Ranch Master Drainage Plan |  |  | No |  |  | Yes | Halff Identification Process
2052 | 121000163 | Bexar County Line LWC Engineering Study | Engineering Study to evaluate twelve LWC upgrades at county line | 12 | San Antonio | Atascosa,Wilson,Medina,Bexar,Guadalupe,Bandera,Comal,Kendall | 12100301 , 12100303 , 12100304 , 12110110 , 12100302 | 1210030103,1210030101,1210030102,1210030301,1210030401,1210030402,1210030403,1211011002,1211011001,1211011003,1210030205,1210030203,1210030204 |  |  | 12000030 | 1253.25 | Yes | No | Yes | No | No | 00000007 | 00000007 , 00000255 , 00000282 , 12002512 , 12002967 | Yes | Project Planning | 600000 | No |  | 0 | 11261 | 8306 | 52002 | 31087 | 52002 | 0 | 0 | 353.03 | 4535 | 7583.3599 | Yes | No |  |  |  |  | Yes |  |  | Bexar Sponsor Outreach |  |  | Partial |  |  | Yes | HDR Identification Process
2053 | 131000005 | Others (Flood Prevention/Planning Study, LOMR etc) | Atascosa Flood Prevention Project - Pleasanton | 13 | Nueces | Atascosa | 12110110 | 1211011002 | 121101100205,121101100206 | 13000418,13000419 | 13000013 | 7.602 | Yes | No | Yes | No | No | 13003117 | 00000096,00000255,00000290,13003117 | Yes | Project Planning | 79000 | Yes | TWDB FIF |  | 464 | 322 | 2226 | 660 | 2226 | 1 | 5 | 15.556 | 107 | 7.7421 | Yes | No |  |  |  |  | No |  |  | Hazard Mitigation Plan |  |  | Partial |  |  | Yes | high need area
2054 | 131000006 | Camp Wood City-wide Drainage Study | Camp Wood City-wide Drainage Study | 13 | Nueces | Real | 12110101 | 1211010104 | 121101010401 | 13000052 | 13000012 | 0.48508 | Yes | No | Yes | No | No | 13002625 | 00000015,00000268,00000290,13002625 | Yes | Project Planning | 250000 | No |  |  | 36 | 31 | 7 | 25 | 25 | 0 | 0 | 0.77145 | 10 | 0 | Yes | No |  |  |  |  | No |  |  | Stakeholder request |  |  | No |  |  | Yes | high need and no existing study
2055 | 131000007 | City of Hondo Drainage Master Plan and Flood Mitigation plan | City of Hondo Drainage Master Plan and Flood Mitigation plan | 13 | Nueces | Medina | 12110107 | 1211010701,1211010702 | 121101070109,121101070201,121101070202,121101070203,121101070204 | 13000322,13000325,13000329,13000330,13000333 | 13000013 | 28.3788 | Yes | No | Yes | No | No | 13002953 | 00000005,00000255,00000290,13002953 | Yes | Project Planning | 250000 | No |  |  | 592 | 425 | 2211 | 1641 | 2211 | 3 | 5 | 15.1886 | 67 | 1095.8533 | Yes | No |  |  |  |  | No |  |  | Provided by stakeholders |  |  | Partial |  |  | Yes | high need, In vulnerable area
2056 | 131000008 | D'Hanis Flood Study | D'Hanis Flood Study needed from Leakey road show on 3/21/2022 | 13 | Nueces | Medina | 12110107 | 1211010702,1211010703 | 121101070203,121101070304,121101070305 | 13000330,13000340,13000341 | 13000010 | 2.7564 | Yes | No | Yes | No | No | 00000005 | 00000005,00000255,00000290,13000948 | Yes | Watershed Planning | 250000 | No |  |  | 253 | 154 | 591 | 205 | 591 | 16 | 5 | 15.6502 | 39 | 404.7177 | Yes | No |  |  |  |  | No |  |  | Provided by stakeholders |  |  | Partial |  |  | Yes | high need and benefit
2057 | 131000009 | Comprehensive Plan Update | Creation of Future Land Use Plan, Thoroughfare Plan, Site Plans for Planned Development, Parks Planning, Implementation | 13 | Nueces | Medina | 12110107 | 1211010701,1211010702 | 121101070109,121101070201,121101070202,121101070203,121101070204 | 13000322,13000325,13000329,13000330,13000333 | 13000016 | 28.3788 | Yes | No | Yes | No | No | 13002953 | 00000005,00000255,00000290,13002953 | Yes | Watershed Planning | 200000 | No |  |  | 592 | 425 | 2211 | 1641 | 2211 | 3 | 5 | 15.1886 | 67 | 1095.8533 | Yes | No |  |  |  |  | No |  |  | Provided by stakeholders |  |  | Partial |  |  | Yes | high need, In vulnerable area
2058 | 131000010 | Flood mapping updates and hydrologic and hydraulic modeling | Scope would likely include updating the Hydrology and Hydraulic modeling for approximately 5 miles of study stream for the Hondo area. The goal would be to then use this data to apply to FEMA to update the flood mapping within the City and immediate area. | 13 | Nueces | Medina | 12110107 | 1211010701,1211010702 | 121101070109,121101070201,121101070202,121101070203,121101070204 | 13000322,13000325,13000329,13000330,13000333 | 13000010 | 28.3788 | Yes | No | Yes | No | No | 13002953 | 00000005,00000255,00000290,13002953 | Yes | Watershed Planning | 523000 | No |  |  | 592 | 425 | 2211 | 1641 | 2211 | 3 | 5 | 15.1886 | 67 | 1095.8533 | Yes | No |  |  |  |  | No |  |  | Provided by stakeholders |  |  | Partial |  |  | Yes | high need, In vulnerable area
2059 | 131000011 | Drainage and Stormwater Master Plan | Restudy of the City’s floodplain and creation of a holistic plan for the City’s drainage and stormwater system. This data would then be used as a foundation to update the City’s Subdivision Ordinance and Building Codes to mitigate future flood risks. | 13 | Nueces | Medina | 12110107 | 1211010701,1211010702 | 121101070109,121101070201,121101070202,121101070203,121101070204 | 13000322,13000325,13000329,13000330,13000333 | 13000013 | 28.3788 | Yes | No | Yes | No | No | 13002953 | 00000005,00000255,00000290,13002953 | Yes | Watershed Planning | 250000 | No |  |  | 592 | 425 | 2211 | 1641 | 2211 | 3 | 5 | 15.1886 | 67 | 1095.8533 | Yes | No |  |  |  |  | No |  |  | Provided by stakeholders |  |  | Partial |  |  | Yes | high need, In vulnerable area
2060 | 131000012 | Emergency Management Plan and Flood Hazard Mitigation Plan | Creation of a plan for disaster preparedness to decrease repetitive losses, financial hardship and loss of life. | 13 | Nueces | Medina | 12110107 | 1211010701,1211010702 | 121101070109,121101070201,121101070202,121101070203,121101070204 | 13000322,13000325,13000329,13000330,13000333 | 13000013 | 28.3788 | Yes | No | Yes | No | No | 13002953 | 00000005,00000255,00000290,13002953 | Yes | Preparedness | 300000 | No |  |  | 592 | 425 | 2211 | 1641 | 2211 | 3 | 5 | 15.1886 | 67 | 1095.8533 | No | No |  |  |  |  | No |  |  | Provided by stakeholders |  |  | Partial |  |  | Yes | high need, In vulnerable area
2061 | 131000013 | Feasibility Study for Regional detention | Create a feasibility study for Regional Detention areas to be incorporated into comprehensive drainage planning projects. | 13 | Nueces | Medina | 12110107 | 1211010701,1211010702 | 121101070109,121101070201,121101070202,121101070203,121101070204 | 13000322,13000325,13000329,13000330,13000333 | 13000013 | 28.3788 | Yes | No | Yes | No | No | 13002953 | 00000005,00000255,00000290,13002953 | Yes | Project Planning | 250000 | No |  |  | 592 | 425 | 2211 | 1641 | 2211 | 3 | 5 | 15.1886 | 67 | 1095.8533 | Yes | No |  |  |  |  | No |  |  | Provided by stakeholders |  |  | Partial |  |  | Yes | high need, In vulnerable area
2062 | 131000014 | City of Natalia Floodplain Study | City wide flood study to evaluate floodplain. | 13 | Nueces | Medina | 12110109 | 1211010901 | 121101090101 | 13000382 | 13000010 | 1.1348 | Yes | No | Yes | No | No | 13002955 | 00000005,00000255,00000290,00000299,13002955 | Yes | Watershed Planning | 48000 | No |  |  | 56 | 31 | 55 | 68 | 68 | 0 | 0 | 1.4021 | 16 | 1.3183 | Yes | No |  |  |  |  | No |  |  | Provided by stakeholders |  |  | Partial |  |  | Yes | high need from the stakeholder interview
2063 | 131000016 | Crystal City City-wide Drainage Study | Crystal City City-wide Drainage Study | 13 | Nueces | Zavala | 12110103,12110104 | 1211010302,1211010406 | 121101030207,121101040605 | 13000120,13000167 | 13000010 | 3.6033 | Yes | No | Yes | No | No | 13003432 | 13000092,00000268,00000290,13003432 | Yes | Watershed Planning | 250000 | No |  |  | 772 | 655 | 1610 | 2376 | 2376 | 3 | 0 | 16.1969 | 82 | 2.9647 | Yes | No |  |  |  |  | No |  |  | Requested by stakeholders |  |  | No |  |  | Yes | high need in vulnerable area, stakeholder request
2064 | 131000018 | Atascosa McMullen Hazard Mitigation Plan - City of Pleasanton Action #10 | reduce flooding and poor drainage by increasing maintenance of existing storm water system. | 13 | Nueces | Atascosa | 12110110 | 1211011002 | 121101100205,121101100206 | 13000418,13000419 | 13000013 | 7.602 | Yes | No | Yes | No | No | 13003117 | 00000096,00000255,00000290,13003117 | Yes | Project Planning | 3150000 | No |  |  | 464 | 322 | 2226 | 660 | 2226 | 1 | 5 | 15.556 | 107 | 7.7421 | Yes | No |  |  |  |  | No |  |  | Hazard Mitigation Plan |  |  | Partial |  |  | Yes | high need area
2065 | 131000019 | Atascosa McMullen Hazard Mitigation Plan - McMullen County Action #2 | Conduct a countywide floodplain study and mapping to understand the limits of the 1% annual chance and 0.2% annual chance floodplain boundaries and their effects on the community, infrastructure and critical facilities. | 13 | Nueces | Atascosa,Duval,Webb,La Salle,McMullen,Live Oak,Frio | 12110105,12110108,12110109,12110110,12110111 | 1211010510,1211010509,1211010511,1211010512,1211010804,1211010805,1211010905,1211010903,1211010904,1211011005,1211011004,1211011105 |  |  | 13000011 | 1162.5409 | Yes | No | Yes | No | No | 13000086 | 13000085,13000086,13000093,00000096,00000255,00000260,00000268,00000290,13000949,13001666 | Yes | Watershed Planning | 450000 | No |  |  | 339 | 90 | 56 | 103 | 103 | 0 | 6 | 39.4519 | 70 | 2424.6526 | Yes | No |  |  |  |  | No |  |  | Hazard Mitigation Plan |  |  | Partial |  |  | Yes | high need area
2066 | 131000020 | Atascosa McMullen Hazard Mitigation Plan - McMullen County Action #3 | Study and prioritize low water crossing improvements | 13 | Nueces | Atascosa,Duval,Webb,La Salle,McMullen,Live Oak,Frio | 12110105,12110108,12110109,12110110,12110111 | 1211010510,1211010509,1211010511,1211010512,1211010804,1211010805,1211010905,1211010903,1211010904,1211011005,1211011004,1211011105 |  |  | 13000003 | 1162.5409 | Yes | No | Yes | No | No | 13000086 | 13000085,13000086,13000093,00000096,00000255,00000260,00000268,00000290,13000949,13001666 | Yes | Project Planning | 50000 | No |  |  | 339 | 90 | 56 | 103 | 103 | 0 | 6 | 39.4519 | 70 | 2424.6526 | Yes | No |  |  |  |  | No |  |  | Hazard Mitigation Plan |  |  | Partial |  |  | Yes | high need area
2067 | 131000021 | Atascosa McMullen Hazard Mitigation Plan - McMullen County Action #5 | Provide FEMA review of floodplain management criteria by ensuring that the community correct NRP program deficiencies and enforces existing ordinances that regular planning and development. | 13 | Nueces | Atascosa,Duval,Webb,La Salle,McMullen,Live Oak,Frio | 12110105,12110108,12110109,12110110,12110111 | 1211010510,1211010509,1211010511,1211010512,1211010804,1211010805,1211010905,1211010903,1211010904,1211011005,1211011004,1211011105 |  |  | 13000016 | 1162.5409 | Yes | No | Yes | No | No | 13000086 | 13000085,13000086,13000093,00000096,00000255,00000260,00000268,00000290,13000949,13001666 | Yes | Project Planning | 10000 | No |  |  | 339 | 90 | 56 | 103 | 103 | 0 | 6 | 39.4519 | 70 | 2424.6526 | Yes | No |  |  |  |  | No |  |  | Hazard Mitigation Plan |  |  | Partial |  |  | Yes | high need area
2068 | 131000022 | Atascosa McMullen Hazard Mitigation Plan - Atascosa County Action #9 | Upgrade existing floodplain maps. Add new Atlas 14 rainfall frequency data. | 13 | Nueces | Atascosa,Wilson,Medina,Bexar,La Salle,McMullen,Live Oak,Frio,Karnes | 12110108,12110109,12110110,12100302 | 1211010804,1211010805,1211010905,1211010903,1211010904,1211011005,1211011004,1211011002,1211011001,1211011003,1210030205 |  |  | 13000013 | 1214.8497 | Yes | Yes | Yes | No | No | 00000096 | 00000005,00000007,13000086,13000089,13000093,00000096,00000100,00000255,00000260,00000282,00000290,00000299,00000392,13002446,13003116,13003117,13003118,13003214,13003215 | Yes | Watershed Planning | 250000 | No |  |  | 1947 | 1498 | 3669 | 3442 | 3669 | 1 | 28 | 141.2106 | 570 | 3068.9084 | Yes | No |  |  |  |  | No |  |  | Hazard Mitigation Plan |  |  | Partial |  |  | Yes | high need area
2069 | 131000023 | Atascosa McMullen Hazard Mitigation Plan - Atascosa County Action #10 | Upgrade existing floodplain maps. Add new Atlas 14 rainfall frequency data. | 13 | Nueces | Atascosa,Wilson,Medina,Bexar,La Salle,McMullen,Live Oak,Frio,Karnes | 12110108,12110109,12110110,12100302 | 1211010804,1211010805,1211010905,1211010903,1211010904,1211011005,1211011004,1211011002,1211011001,1211011003,1210030205 |  |  | 13000013, 13000021 | 1214.8497 | Yes | Yes | Yes | No | No | 00000096 | 00000005,00000007,13000086,13000089,13000093,00000096,00000100,00000255,00000260,00000282,00000290,00000299,00000392,13002446,13003116,13003117,13003118,13003214,13003215 | Yes | Watershed Planning | 850000 | No |  |  | 1947 | 1498 | 3669 | 3442 | 3669 | 1 | 28 | 141.2106 | 570 | 3068.9084 | Yes | No |  |  |  |  | No |  |  | Hazard Mitigation Plan |  |  | Partial |  |  | Yes | high need area
2070 | 131000024 | Atascosa McMullen Hazard Mitigation Plan - City of Charlotte Action #3 | Implement a stormwater plan needing to identify and prioritize projects that will improve drainage in the areas in the city | 13 | Nueces | Atascosa | 12110109,12110110 | 1211010904,1211011004 | 121101090402,121101090404,121101100401 | 13000397,13000399,13000426 | 13000013 | 1.9749 | Yes | No | Yes | No | No | 13003214 | 00000096,00000255,00000290,13003214 | Yes | Project Planning | 350000 | No |  |  | 3 | 3 | 0 | 4 | 4 | 0 | 0 | 0.17604 | 10 | 0.048719 | Yes | No |  |  |  |  | No |  |  | Hazard Mitigation Plan |  |  | No |  |  | Yes | high need area
2071 | 131000026 | Atascosa McMullen Hazard Mitigation Plan - City of Christine Action #2 | Improve drainage in certain areas of the city that are subject to flooding and conduct a study to identify deficiencies in current land development code for future developments. | 13 | Nueces | Atascosa | 12110110 | 1211011004 | 121101100403,121101100405 | 13000417,13000428 | 13000013 | 1.7741 | Yes | No | Yes | No | No | 13003215 | 00000096,00000255,00000290,13003215 | Yes | Project Planning | 350000 | No |  |  | 15 | 8 | 13 | 10 | 13 | 0 | 0 | 0.78053 | 18 | 0 | Yes | No |  |  |  |  | No |  |  | Hazard Mitigation Plan |  |  | No |  |  | Yes | high need area
2072 | 131000027 | Atascosa McMullen Hazard Mitigation Plan - City of Jourdanton Action #12 | Identify problem flooding areas within an area drainage study and implement a program to reduce citywide and localized flooding. | 13 | Nueces | Atascosa | 12110110 | 1211011004,1211011002 | 121101100206,121101100402,121101100405 | 13000419,13000427,13000428 | 13000013 | 3.4771 | Yes | No | Yes | No | No | 13003116 | 00000096,00000255,00000290,13003116 | Yes | Project Planning | 225000 | No |  |  | 18 | 11 | 113 | 72 | 113 | 0 | 0 | 0.96142 | 25 | 1.3376 | Yes | No |  |  |  |  | No |  |  | Hazard Mitigation Plan |  |  | No |  |  | Yes | high need area
2073 | 131000028 | Atascosa McMullen Hazard Mitigation Plan - City of Lytle Action #11 | Develop a stormwater management plan and implement the structural and non-structural solutions to mitigate flooding. | 13 | Nueces | Atascosa,Medina,Bexar | 12110110 | 1211011001 | 121101100101 | 13000405 | 13000013, 13000021 | 4.3421 | Yes | Yes | Yes | No | No | 13002446 | 00000005,00000007,00000096,00000255,00000282,00000290,00000299,13002446 | Yes | Project Planning | 750000 | No |  |  | 112 | 92 | 267 | 288 | 288 | 0 | 9 | 2.9408 | 29 | 7.4427 | Yes | No |  |  |  |  | No |  |  | Hazard Mitigation Plan |  |  | Partial |  |  | Yes | high need area
2074 | 131000029 | Atascosa McMullen Hazard Mitigation Plan - City of Lytle Action #4 | Enforcement of code and floodplain development is improving with meetings with new businesses. | 13 | Nueces | Atascosa,Medina,Bexar | 12110110 | 1211011001 | 121101100101 | 13000405 | 13000016 | 4.3421 | Yes | Yes | Yes | No | No | 13002446 | 00000005,00000007,00000096,00000255,00000282,00000290,00000299,13002446 | Yes | Other | 30000 | No |  |  | 112 | 92 | 267 | 288 | 288 | 0 | 9 | 2.9408 | 29 | 7.4427 | No | No |  |  |  |  | No |  |  | Hazard Mitigation Plan |  |  | Partial |  |  | Yes | high need area
2075 | 131000031 | Atascosa McMullen Hazard Mitigation Plan - City of Poteet Action #7 | Study and implement findings of study to improve local drainage at Betty Louis and school drive | 13 | Nueces | Atascosa | 12110110 | 1211011002 | 121101100203 | 13000416 | 13000013 | 1.6619 | Yes | No | Yes | No | No | 13003118 | 00000096,00000255,00000290,13003118 | Yes | Project Planning | 38000 | No |  |  | 259 | 224 | 246 | 471 | 471 | 0 | 0 | 4.7368 | 35 | 0.75986 | Yes | No |  |  |  |  | No |  |  | Hazard Mitigation Plan |  |  | Partial |  |  | Yes | high need area
2076 | 131000032 | Gilliam Rd Drainage Improvements- FH#9 | Install series of underground storm water lines and drop structures along Loma Vista Closed street and Gilliam road near Sewer Treatment Plant tying in to the existing Channel on FM1581. | 13 | Nueces | Frio | 12110106 | 1211010612 | 121101061204 | 13000293 | 13000013 | 0.0025741 | No | No | Yes | No | No | 13003230 | 13000093,00000255,00000290,13003230 | Yes | Project Planning | 279000 | No |  |  | 0 | 0 | 0 | 0 | 0 | 0 | 0 | 0.093663 | 1 | 0 | Yes | No |  |  |  |  | No |  |  | City of Pearsall Drainage Master Plan |  |  | No |  |  | Yes | stakeholder provided, high need area
2077 | 131000033 | CR4001 and I-35 Access Road Drainage- FH#10 | Install trapezoidal concrete channel and proposed culvert crossings at the driveways along south of IH-35 access at CR4001 tying into the existing drainage channel 1700 LF south of the intersection of IH-35 access at CR4001. | 13 | Nueces | Frio | 12110106 | 1211010612 | 121101061204 | 13000293 | 13000013 | 0.0015777 | No | No | No | No | No | 13003230 | 13000093,00000255,00000290,13003230 | Yes | Project Planning | 530000 | No |  |  | 0 | 0 | 0 | 0 | 0 | 0 | 0 | 0 | 0 | 0 | Yes | No |  |  |  |  | No |  |  | City of Pearsall Drainage Master Plan |  |  | No |  |  | Yes | stakeholder provided, high need area
2078 | 131000037 | City of Alice & Jim Wells County Multi-Hazard Mitigation Plan - Construct Storm Drainage Infrastructure (City of Alice) | This action proposes constructing new storm drainage infrastructure to reduce the potential impacts of future flood events. | 13 | Nueces | Jim Wells | 12110204 | 1211020404 | 121102040404,121102040405 | 13000496,13000513 | 13000013 | 12.6994 | Yes | No | Yes | No | No | 13003128 | 13000080,00000260,00000290,13001788,13003128 | Yes | Project Planning | 159000 | No |  |  | 893 | 572 | 6681 | 1887 | 6681 | 8 | 4 | 19.2977 | 296 | 131.8397 | Yes | No |  |  |  |  | No |  |  | Stakeholder interview |  |  | Partial |  |  | Yes | high need area
2079 | 131000039 | City of Alice & Jim Wells County Multi-Hazard Mitigation Plan - Conduct Dam / Levee Failure Studies (City of Alice) | The City of Alice will work with local dam / levee owners to conduct relevant studies to identify peak flow rates and expected inundations in the event of local dam failures | 13 | Nueces | Jim Wells | 12110204 | 1211020404 | 121102040404,121102040405 | 13000496,13000513 | 13000004 | 12.6994 | Yes | No | Yes | No | No | 13003128 | 13000080,00000260,00000290,13001788,13003128 | Yes | Project Planning | 106000 | No |  |  | 893 | 572 | 6681 | 1887 | 6681 | 8 | 4 | 19.2977 | 296 | 131.8397 | Yes | No |  |  |  |  | No |  |  | Stakeholder interview |  |  | Partial |  |  | Yes | high need area
2080 | 131000040 | City of Alice & Jim Wells County Multi-Hazard Mitigation Plan - Construct New Levees and Improve Existing System | This action proposes constructing new levees and improving existing ones to reduce the potential impacts of future flood events by reducing the likelihood of levee failure. | 13 | Nueces | Jim Wells | 12110204 | 1211020404 | 121102040404,121102040405 | 13000496,13000513 | 13000004 | 12.6994 | Yes | No | Yes | No | No | 13003128 | 13000080,00000260,00000290,13001788,13003128 | Yes | Project Planning | 159000 | No |  |  | 893 | 572 | 6681 | 1887 | 6681 | 8 | 4 | 19.2977 | 296 | 131.8397 | Yes | No |  |  |  |  | No |  |  | Stakeholder interview |  |  | Partial |  |  | Yes | high need area
2081 | 131000041 | City of Alice & Jim Wells County Multi-Hazard Mitigation Plan - Construct Storm Drainage Infrastructure (Jim Wells County) | This action proposes constructing new storm drainage infrastructure to reduce the potential impacts of future flood events. | 13 | Nueces | Brooks,Kleberg,Nueces,Duval,Jim Wells,San Patricio,Live Oak | 12110111,12110204,12110205,12110206 | 1211011105,1211011106,1211011107,1211020402,1211020401,1211020403,1211020404,1211020501,1211020507,1211020504,1211020505,1211020506,1211020603 |  |  | 13000013 | 867.9454 | Yes | No | Yes | No | No | 13000080 | 13000079,13000080,13000081,13000089,00000260,00000290,13000409,13000585,13000779,13000842,13001666,13001741,13001788,13003127,13003128,13003130,13003131 | Yes | Project Planning | 159000 | No |  |  | 2398 | 1145 | 8685 | 4584 | 8685 | 9 | 13 | 201.2894 | 624 | 25815.6152 | Yes | No |  |  |  |  | No |  |  | Stakeholder interview |  |  | Partial |  |  | Yes | high need area
2082 | 131000042 | City of Alice & Jim Wells County Multi-Hazard Mitigation Plan - Purchase Portable Pumps | This action proposes purchasing portable pumps that can be deployed as needed to reduce the potential impacts of future flood events. | 13 | Nueces | Brooks,Kleberg,Nueces,Duval,Jim Wells,San Patricio,Live Oak | 12110111,12110204,12110205,12110206 | 1211011105,1211011106,1211011107,1211020402,1211020401,1211020403,1211020404,1211020501,1211020507,1211020504,1211020505,1211020506,1211020603 |  |  | 13000013 | 867.9454 | Yes | No | Yes | No | No | 13000080 | 13000079,13000080,13000081,13000089,00000260,00000290,13000409,13000585,13000779,13000842,13001666,13001741,13001788,13003127,13003128,13003130,13003131 | Yes | Project Planning | 40000 | No |  |  | 2398 | 1145 | 8685 | 4584 | 8685 | 9 | 13 | 201.2894 | 624 | 25815.6152 | Yes | No |  |  |  |  | No |  |  | Stakeholder interview |  |  | Partial |  |  | Yes | high need area
2083 | 131000043 | City of Alice & Jim Wells County Multi-Hazard Mitigation Plan - Conduct Dam / Levee Failure Studies (Jim Wells County) | Jim Wells County will work with local dam / levee owners to conduct relevant studies to identify peak flow rates and expected inundations in the event of local dam failures. | 13 | Nueces | Brooks,Kleberg,Nueces,Duval,Jim Wells,San Patricio,Live Oak | 12110111,12110204,12110205,12110206 | 1211011105,1211011106,1211011107,1211020402,1211020401,1211020403,1211020404,1211020501,1211020507,1211020504,1211020505,1211020506,1211020603 |  |  | 13000004 | 867.9454 | Yes | No | Yes | No | No | 13000080 | 13000079,13000080,13000081,13000089,00000260,00000290,13000409,13000585,13000779,13000842,13001666,13001741,13001788,13003127,13003128,13003130,13003131 | Yes | Project Planning | 689000 | No |  |  | 2398 | 1145 | 8685 | 4584 | 8685 | 9 | 13 | 201.2894 | 624 | 25815.6152 | Yes | No |  |  |  |  | No |  |  | Stakeholder interview |  |  | Partial |  |  | Yes | high need area
2084 | 131000044 | Colorado Street Drainage Improvements- FH#1 | Install series of underground storm water trunk lines and drop structures along Garcia Street and Colorado Street before outfalling in to trapezoidal channel on S. Puente Street. | 13 | Nueces | Frio | 12110106 | 1211010612 | 121101061204 | 13000293 | 13000013 | 0.0040381 | No | No | Yes | No | No | 13003230 | 13000093,00000255,00000290,13003230 | Yes | Project Planning | 571000 | No |  |  | 0 | 0 | 0 | 0 | 0 | 0 | 0 | 0.048568 | 9 | 0 | Yes | No |  |  |  |  | No |  |  | City of Pearsall Drainage Master Plan |  |  | No |  |  | Yes | stakeholder provided, high need area
2085 | 131000045 | Trinity Street & N Cherry Street Drainage Improvements- FH#2 | Install series of underground storm water trunk lines and drop structures along N Cherry street tying in to the existing 2-8'x7' concrete boxes on W San Antonio Street. | 13 | Nueces | Frio | 12110106 | 1211010612 | 121101061204 | 13000293 | 13000013 | 0.0070332 | No | No | Yes | No | No | 13003230 | 13000093,00000255,00000290,13003230 | Yes | Project Planning | 1218000 | No |  |  | 1 | 0 | 1 | 3 | 3 | 0 | 0 | 0.040569 | 4 | 0 | Yes | No |  |  |  |  | No |  |  | City of Pearsall Drainage Master Plan |  |  | No |  |  | Yes | stakeholder provided, high need area
2086 | 131000046 | W Comal St & FM 1581 Drainage Channel- FH#3 | Install trapezoidal concrete channel and upsize existing culverts at the crossing on W Comal Street and W San Antonio street at FM1581 intersections. | 13 | Nueces | Frio | 12110106 | 1211010612 | 121101061204 | 13000293 | 13000013 | 0.0011262 | No | No | Yes | No | No | 13003230 | 13000093,00000255,00000290,13003230 | Yes | Project Planning | 86000 | No |  |  | 1 | 0 | 4 | 1 | 4 | 0 | 0 | 0.092374 | 3 | 0 | Yes | No |  |  |  |  | No |  |  | City of Pearsall Drainage Master Plan |  |  | No |  |  | Yes | stakeholder provided, high need area
2087 | 131000047 | W Pena St and N Mulberry St Drainage Improvements- FH#4 | Install series of underground storm water trunk lines and drop structures along Pena street and N Willow street tying into the existing 10'x4' concrete boxes on N Mulberry Street. | 13 | Nueces | Frio | 12110106 | 1211010612 | 121101061204 | 13000293 | 13000013 | 0.0045442 | No | No | Yes | No | No | 13003230 | 13000093,00000255,00000290,13003230 | Yes | Project Planning | 529000 | No |  |  | 0 | 0 | 0 | 0 | 0 | 0 | 0 | 0.02145 | 1 | 0 | Yes | No |  |  |  |  | No |  |  | City of Pearsall Drainage Master Plan |  |  | No |  |  | Yes | stakeholder provided, high need area
2088 | 131000048 | Pearsall RV Park on Guadalupe Street Drainage Improvements- FH#5 | Install underground storm water trunk lines and drop structures at the intersection of Powerplant Road and Guadalupe Street carrying drainage to avoid flooding before outfalling in to earthen swale on Powerplant Road. | 13 | Nueces | Frio | 12110106 | 1211010612 | 121101061201 | 13000307 | 13000013 | 0.00082964 | No | No | No | No | No | 13003230 | 13000093,00000255,00000290,13003230 | Yes | Project Planning | 367000 | No |  |  | 0 | 0 | 0 | 0 | 0 | 0 | 0 | 0 | 0 | 0 | Yes | No |  |  |  |  | No |  |  | City of Pearsall Drainage Master Plan |  |  | No |  |  | Yes | stakeholder provided, high need area
2089 | 131000049 | Westview Apartment Detention Pond Underground Drainage- FH#6 | Install series of underground storm water trunk lines and drop structures in the alley running along Colorado Street before tying in to the proposed drainage on Garcia Street. | 13 | Nueces | Frio | 12110106 | 1211010612 | 121101061204 | 13000293 | 13000013 | 0.0014041 | No | No | Yes | No | No | 13003230 | 13000093,00000255,00000290,13003230 | Yes | Project Planning | 233000 | No |  |  | 0 | 0 | 0 | 0 | 0 | 0 | 0 | 0.17813 | 6 | 0 | Yes | No |  |  |  |  | No |  |  | City of Pearsall Drainage Master Plan |  |  | No |  |  | Yes | stakeholder provided, high need area
2090 | 131000050 | S Roosevelt Street and E Haynes Avenue Drainage- FH#7 | Install series of underground storm water lines and drop structures along S Roosevelt Street and E Carter Street acquiring drainage easement of 27000 SF south west of S Roosevelt Street tying in to the existing earthen channel on S Oak Street. | 13 | Nueces | Frio | 12110106 | 1211010612 | 121101061204 | 13000293 | 13000013 | 0.025501 | No | No | Yes | No | No | 13003230 | 13000093,00000255,00000290,13003230 | Yes | Project Planning | 764000 | No |  |  | 2 | 2 | 0 | 1 | 1 | 0 | 0 | 0.043038 | 2 | 1.2771 | Yes | No |  |  |  |  | No |  |  | City of Pearsall Drainage Master Plan |  |  | No |  |  | Yes | stakeholder provided, high need area
2091 | 131000051 | N Roosevelt Street and Chapparal Road Drainage- FH#8 | Install series of underground storm water lines and drop structures on N Roosevelt Street acquiring drainage easement of 12500 SF north of intersection of S Roosevelt Street and Chapparal Road outfalling to existing earthen swale on Nail Road(CR2015). | 13 | Nueces | Frio | 12110109 | 1211010902 | 121101090204 | 13000386 | 13000013 | 0.0084576 | No | No | Yes | No | No | 13003230 | 13000093,00000255,00000290,13003230 | Yes | Project Planning | 749000 | No |  |  | 0 | 0 | 0 | 0 | 0 | 0 | 0 | 0.07652 | 2 | 0 | Yes | No |  |  |  |  | No |  |  | City of Pearsall Drainage Master Plan |  |  | No |  |  | Yes | stakeholder provided, high need area
2092 | 131000052 | Jourdanton Drainage Improvements and Detention/Retention Ponds | Multiple detention ponds, drainage channel, box culverts improvements near Main St and Terrel Ave, Jourdanton | 13 | Nueces | Atascosa | 12110110 | 1211011004 | 121101100402 | 13000427 | 13000013 | 0.10833 | Yes | No | Yes | No | No | 13003116 | 00000096,00000255,00000290,13003116 | Yes | Project Planning | 226000 | No |  |  | 3 | 3 | 2 | 7 | 7 | 0 | 0 | 0.17634 | 5 | 0.14676 | Yes | No |  |  |  |  | No |  |  | Hazard Mitigation Plan |  |  | No |  |  | Yes | high need area
2093 | 131000053 | Las Animas Conveyance Infrastructure | Channel improvements to system near Las Animas Creek to improve conveyance - Upsize culverts on Palacios St and S Benavides St - Improve conveyance capacity under bridges on HWY 359 and HWY 339 - Procurement of easements and rights-of-ways | 13 | Nueces | Duval | 12110204 | 1211020401 | 121102040103,121102040102,121102040105 | 13000484,13000489,13000490 | 13000013 | 4.0758 | Yes | No | Yes | No | No | 13003410,13000079 | 13000079,00000260,13001666,13003410 | Yes | Project Planning | 150000 | No |  |  | 89 | 58 | 239 | 36 | 239 | 6 | 0 | 2.5332 | 23 | 3.197 | Yes | No |  |  |  |  | No |  |  | Provided by stakeholders |  |  | Partial |  |  | Yes | high need area
2094 | 131000054 | Benavides Main City Network | Improvements to the Drainage System in Central Benavides | 13 | Nueces | Duval | 12110204 | 1211020401 | 121102040103,121102040102,121102040105 | 13000484,13000489,13000490 | 13000013 | 4.0758 | Yes | No | Yes | No | No | 13003410,13000079 | 13000079,00000260,13001666,13003410 | Yes | Project Planning | 150000 | No |  |  | 89 | 58 | 239 | 36 | 239 | 6 | 0 | 2.5332 | 23 | 3.197 | Yes | No |  |  |  |  | No |  |  | Provided by stakeholders |  |  | Partial |  |  | Yes | high need area
2095 | 131000055 | Upsize Burch St Crossing | Increase the capacity on Burch Street by adding a second 36-inch culvert under the road. - Increase culvert capacity on Burch St and other undersized crossings - Channel improvements along the main earthen channel " | 13 | Nueces | Duval | 12110105,12110204 | 1211010510,1211020403 | 121101051001,121101051002,121102040301,121102040302 | 13000224,13000226,13000500,13000503 | 13000013 | 5.6081 | No | No | Yes | No | No | 13003411,13000079 | 13000079,00000260,00000290,13001665,13001666,13003411 | Yes | Project Planning | 80000 | No |  |  | 124 | 80 | 147 | 175 | 175 | 0 | 0 | 1.9068 | 21 | 8.3408 | Yes | No |  |  |  |  | No |  |  | Provided by stakeholders |  |  | No |  |  | Yes | high need area
2096 | 131000056 | Northern San Diego Street Conveyance Improvement | Improvements to street overland drainage system - Curb and gutter replacement - Improve conveyance by road paving and regrading of prioritized streets " | 13 | Nueces | Duval,Jim Wells | 12110204 | 1211020403 | 121102040304,121102040309,121102040310 | 13000505,13000508,13000509 | 13000013 | 1.653 | Yes | No | Yes | No | No | 13003127,13000079 | 13000079,13000080,00000260,00000290,13001666,13001741,13003127 | Yes | Project Planning | 250000 | No |  |  | 210 | 176 | 351 | 489 | 489 | 0 | 0 | 5.5164 | 57 | 0.80966 | Yes | No |  |  |  |  | No |  |  | Provided by stakeholders |  |  | Partial |  |  | Yes | high need area
2097 | 131000057 | Northern San Diego Drainage Improvement Project | Drainage improvements to subsurface drainage systems - installation of new underground drainage infrastructure along Luby street; expansion and improvements to Dix Street System | 13 | Nueces | Duval,Jim Wells | 12110204 | 1211020402,1211020403,1211020404 | 121102040404,121102040202,121102040304,121102040309,121102040310,121102040403,121102040405 | 13000496,13000498,13000505,13000508,13000509,13000512,13000513 | 13000013 | 26.1822 | Yes | No | Yes | No | No | 13003127,13000079 | 13000079,13000080,00000260,00000290,13001666,13001741,13003127 | Yes | Project Planning | 250000 | No |  |  | 268 | 199 | 675 | 698 | 698 | 0 | 0 | 11.0484 | 67 | 69.1377 | Yes | No |  |  |  |  | No |  |  | Provided by stakeholders |  |  | Partial |  |  | Yes | high need area
2098 | 131000058 | Realitos Drainage Improvements | Improvements to surface and subsurface infrastructure of Realitos Drainage System | 13 | Nueces | Duval | 12110205 | 1211020503 | 121102050306,121102050305,121102050307 | 13000522,13000550,13000551 | 13000013 | 4.6995 | Yes | No | Yes | No | No | 13000079 | 13000079,00000260,13001666 | Yes | Project Planning | 150000 | No |  |  | 66 | 27 | 93 | 76 | 93 | 0 | 0 | 2.2503 | 13 | 2.2641 | Yes | No |  |  |  |  | No |  |  | Provided by stakeholders |  |  | Partial |  |  | Yes | high need area
2099 | 131000059 | Concepcion Drainage Improvements | Improvements to drainage infrastructure in Concepcion | 13 | Nueces | Duval | 12110205 | 1211020502,1211020503,1211020504 | 121102050204,121102050307,121102050401 | 13000521,13000551,13000552 | 13000013 | 4.1491 | Yes | No | Yes | No | No | 13000079 | 13000079,00000260,13001666 | Yes | Project Planning | 150000 | No |  |  | 16 | 1 | 1 | 5 | 5 | 0 | 0 | 2.9818 | 9 | 17.0631 | Yes | No |  |  |  |  | No |  |  | Provided by stakeholders |  |  | Partial |  |  | Yes | high need area
2100 | 131000060 | Improvements to Drainage Connectivity along Railroad | Improvement to underground drainage system to increase capacity and improve conveyance on railroad under-crossings and on sections of Highway 44 to improve stormwater drainage from north to south | 13 | Nueces | Duval,Jim Wells | 12110204 | 1211020403,1211020404 | 121102040404,121102040309,121102040310,121102040405 | 13000496,13000508,13000509,13000513 | 13000013 | 0.19587 | Yes | No | Yes | No | No | 13003127,13000079 | 13000079,13000080,00000260,00000290,13001666,13001741,13003127 | Yes | Project Planning | 250000 | No |  |  | 2 | 0 | 2 | 3 | 3 | 0 | 0 | 2.2017 | 9 | 0.83928 | Yes | No |  |  |  |  | No |  |  | Provided by stakeholders |  |  | Partial |  |  | Yes | high need area
2101 | 131000061 | Improvements to San Diego Levee Outfall System | Improvements to outfall structures and appurtenances along San Diego Levee System | 13 | Nueces | Duval,Jim Wells | 12110204 | 1211020403 | 121102040304,121102040309,121102040310 | 13000505,13000508,13000509 | 13000013 | 0.052314 | Yes | No | No | No | No | 13003127,13000079 | 13000079,13000080,00000260,00000290,13001666,13001741,13003127 | Yes | Project Planning | 250000 | No |  |  | 2 | 1 | 2 | 1 | 2 | 0 | 0 | 0.14877 | 4 | 0.60356 | Yes | No |  |  |  |  | No |  |  | Provided by stakeholders |  |  | Yes |  |  | Yes | high need area
2102 | 131000062 | Southern San Diego Drainage Improvement Project | New underground stormwater collection system along Collins Street, including interconnections between existing and new infrastructure. | 13 | Nueces | Duval,Jim Wells | 12110204 | 1211020402,1211020403,1211020404 | 121102040404,121102040202,121102040304,121102040309,121102040310,121102040403,121102040405 | 13000496,13000498,13000505,13000508,13000509,13000512,13000513 | 13000013 | 26.1822 | Yes | No | Yes | No | No | 13003127,13000079 | 13000079,13000080,00000260,00000290,13001666,13001741,13003127 | Yes | Project Planning | 250000 | No |  |  | 268 | 199 | 675 | 698 | 698 | 0 | 0 | 11.0484 | 67 | 69.1377 | Yes | No |  |  |  |  | No |  |  | Provided by stakeholders |  |  | Partial |  |  | Yes | high need area
2103 | 131000063 | Lattas Creek Improvements | Concrete line Lattas Creek to improved drainage capacity. | 13 | Nueces | Jim Wells | 12110204 | 1211020404 | 121102040405 | 13000513 | 13000013 | 1.2957 | Yes | No | Yes | No | No | 13003128 | 13000080,00000260,00000290,13001788,13003128 | Yes | Project Planning | 150000 | No |  |  | 72 | 33 | 138 | 172 | 172 | 0 | 3 | 2.9282 | 47 | 63.0211 | Yes | No |  |  |  |  | No |  |  | Stakeholder interview |  |  | Partial |  |  | Yes | high need area
2104 | 131000064 | Burnt Boot Creek Drainage Improvement Project | Two-phase project to improve drainage at Burnt Boot Creek in Devine, TX. | 13 | Nueces | Medina | 12110109 | 1211010901 | 121101090103 | 13000380 | 13000013 | 0.024429 | Yes | No | No | No | No | 13003378 | 00000005,00000255,00000290,13003378 | Yes | Project Planning | 506000 | No |  |  | 0 | 0 | 0 | 0 | 0 | 0 | 0 | 0.10158 | 6 | 0 | Yes | No |  |  |  |  | No |  |  | Provided by stakeholders |  |  | Partial |  |  | Yes | abundant information, high need
2105 | 131000065 | Uvalde City-wide Drainage Study | Uvalde City-wide Drainage study to further define existing flood risk and to recommend flood risk reduction measures. | 13 | Nueces | Uvalde | 12110106 | 1211010609 | 121101060904,121101060903,121101060901,121101060902 | 13000278,13000285,13000316,13000317 | 13000013 | 7.3258 | Yes | No | Yes | No | No | 13002952 | 13000001,00000268,00000290,13002952,13003452 | Yes | Watershed Planning | 250000 | No |  |  | 176 | 142 | 543 | 374 | 543 | 2 | 6 | 2.8451 | 38 | 7.101 | Yes | No |  |  |  |  | No |  |  | HDR proposed |  |  | Partial |  |  | Yes | high need, helps with Goal 5 (structures in floodplain)
2106 | 131000066 | Martin Branch Drainage Study | Martin Branch Drainage Study to evaluate existing flood risk for multiple roadway crossings and potential structural flooding along Martin Branch, just north of Dilley | 13 | Nueces | Frio | 12110106,12110108 | 1211010611,1211010612,1211010802,1211010801 | 121101061106,121101061205,121101080205,121101080102 | 13000281,13000318,13000370,13000375 | 13000013 | 10.1015 | Yes | No | Yes | No | No | 13000093 | 13000093,00000255,00000290,13003073,13003452 | Yes | Watershed Planning | 150000 | No |  |  | 22 | 6 | 20 | 37 | 37 | 0 | 3 | 4.7317 | 15 | 283.4073 | Yes | No |  |  |  |  | No |  |  | Requested by stakeholders and proposed by HDR |  |  | No |  |  | Yes | high need, helps with Goal 5 (structures in floodplain)
2107 | 131000067 | City of Falfurrias City-Wide Flood Study | City wide flood study to evaluate floodplain is required in the City of Falfurrias. | 13 | Nueces | Brooks | 12110205,12110206 | 1211020504,1211020603 | 121102050404,121102060304 | 13000556,13000569 | 13000013 | 2.7812 | Yes | No | No | No | No | 13003038 | 00000073,00000260,13003038,13003452 | Yes | Project Planning | 250000 | No |  |  | 1675 | 1248 | 5071 | 3591 | 5071 | 33 | 2 | 41.3305 | 115 | 12.3545 | Yes | No |  |  |  |  | No |  |  | HDR proposed |  |  | Yes |  |  | Yes | high need, helps with Goal 5 (structures in floodplain)
2108 | 131000068 | William's Drive Drainage Improvements Phase 2 - Lexington to Ennis Joslin | Study to determine appropriate alternatives to increase capacity of existing William's Ditch from Lexington Road to Ennis Joslin Road. | 13 | Nueces | Nueces | 12110202 | 1211020201 | 121102020106 | 13000609 | 13000012 | 0.0023512 | Yes | No | Yes | No | No | 13002900 | 13000078,00000260,00000290,13000409,13002900 | Yes | Project Planning | 138000 | No |  |  | 0 | 0 | 0 | 0 | 0 | 0 | 0 | 0.0075747 | 1 | 0.045624 | Yes | No |  |  |  |  | No |  |  | Provided by stakeholders |  |  | No |  |  | Yes | high need area
2109 | 131000069 | William's Drive Drainage Improvements Phase 3 - Rodd Field to Lexington | Study to determine appropriate alternatives to increase capacity of existing William's Ditch from Rodd Field Road to Lexington Road, as well as to acquire Right of Way (ROW) at William's Drive to implement these drainage improvements. | 13 | Nueces | Nueces | 12110202 | 1211020201 | 121102020106 | 13000609 | 13000014 | 0.003801 | Yes | No | Yes | No | No | 13002900 | 13000078,00000260,00000290,13000409,13002900 | Yes | Project Planning | 293000 | No |  |  | 0 | 0 | 0 | 0 | 0 | 0 | 0 | 0.0075724 | 1 | 0.033137 | Yes | No |  |  |  |  | No |  |  | Provided by stakeholders |  |  | No |  |  | Yes | high need area
2110 | 131000070 | Downtown Rockport Drainage Study | Design and conduct an engineering study to address flooding in downtown Rockport | 13 | Nueces | Aransas | 12100405 | 1210040504 | 121004050400 | 13000592 | 13000014 | 0.1578 | Yes | Yes | No | No | No | 13003451 | 00000083,00000260,13000381,13000586,13003451 | Yes | Project Planning | 1090000 | No |  |  | 57 | 9 | 195 | 44 | 195 | 0 | 0 | 2.8518 | 21 | 0 | Yes | No |  |  |  |  | No |  |  | Aransas County Texas Multi-Jurisdictional Hazard Mitigation Action Plan - 2017 | 2017-10-12 |  | Yes |  |  | Yes | priority based on stakeholder interview
2111 | 131000071 | Easement Outfall Loop 70 & Shell Ridge Rd | Purchase Drainage easement and construct outfall ditch south of Church St. | 13 | Nueces | Aransas | 12100405 | 1210040504 | 121004050400 | 13000592 | 13000010 | 0.0034112 | No | Yes | No | No | No | 13003451 | 00000083,00000260,13000586,13003451 | Yes | Project Planning | 250000 | No |  |  | 0 | 0 | 0 | 0 | 0 | 0 | 0 | 0.039922 | 2 | 0 | Yes | No |  |  |  |  | No |  |  | Provided by stakeholders |  |  | Yes |  |  | Yes | priority based on stakeholder interview
2112 | 131000072 | Rockport County Club Lakes | RCC Lakes - Upgrade drainage system and increase the capacity of the lakes within the Rockport County Club | 13 | Nueces | Aransas | 12100405 | 1210040504 | 121004050400 | 13000592 | 13000014 | 0.074224 | No | No | Yes | No | No | 13003451 | 00000083,00000260,13000586,13003451 | Yes | Project Planning | 62000 | No |  |  | 2 | 2 | 2 | 7 | 7 | 0 | 0 | 0 | 1 | 0 | Yes | No |  |  |  |  | No |  |  | Aransas County Texas Multi-Jurisdictional Hazard Mitigation Action Plan - 2017 | 2017-10-12 |  | No |  |  | Yes | high need from the stakeholder interview
2113 | 131000073 | Poesta Creek Drainage Improvements | Poesta creek drainage project. Complete concrete lining of drainage ditch from St. Marys to Hwy 181. A portion of the project has been completed from Adams street to South Jackson. | 13 | Nueces | Bee | 12100407 | 1210040701 | 121004070101 | 13000032 | 13000014 | 0.16745 | Yes | No | No | No | No | 13002711 | 13000087,00000260,13001488,13002711 | Yes | Project Planning | 169000 | No |  |  | 17 | 4 | 6 | 5 | 6 | 0 | 4 | 0.50174 | 8 | 1.3344 | Yes | No |  |  |  |  | No |  |  | Coastal Bend Mitigation Action Plan - 2012 | 2012-03-01 |  | Yes |  |  | Yes | priority based on stakeholder interview
2114 | 131000074 | Ave A 4th Street Extension | Secure drainage ROWs along Ave. A near 4th to South of 6th St. Design underground and/or open channel system improve drainage. This section of Avenue A has is often inundated by heavy rains due to poor drainage, cutting off access to area residences. | 13 | Nueces | San Patricio | 12110201 | 1211020100 | 121102010003 | 13000481 | 13000013 | 0.01905 | No | No | Yes | No | No | 13002930 | 13000081,00000260,00000290,13000409,13000585,13000586,13002930 | Yes | Project Planning | 750000 | No |  |  | 4 | 3 | 0 | 4 | 4 | 0 | 0 | 0.11034 | 3 | 0.20979 | Yes | No |  |  |  |  | No |  |  | Coastal Bend Mitigation Action Plan - 2012 | 2012-03-01 |  | No |  |  | Yes | sponsor requested
2115 | 131000075 | Avenue B Drainage Channel Extension and Outfall Improvements | Storm sewer replacement between Humble Ave. and Mustang Ave.as well as between Mustang Ave. and Ave. B channel. Improvements from 5th St., 6th St., 7th St., and 8th St. into the improved Ave. B channel, and downstream channel excavation. | 13 | Nueces | San Patricio | 12110201 | 1211020100 | 121102010003 | 13000481 | 13000013 | 0.04896 | Yes | No | Yes | No | No | 13002930 | 13000081,00000260,00000290,13000409,13000585,13000586,13002930 | Yes | Project Planning | 750000 | No |  |  | 11 | 10 | 45 | 23 | 45 | 0 | 0 | 0.30747 | 20 | 0 | Yes | No |  |  |  |  | No |  |  | Provided by stakeholders |  |  | Partial |  |  | Yes | priority project for the sponsor
2116 | 131000076 | Ave A & 8th St Drainage Improvements | Drainage improvements along Avenue A from south of 6th Street, south to 8th Street, and west along 8th Street to the existing drainage channel. | 13 | Nueces | San Patricio | 12110201 | 1211020100 | 121102010003 | 13000481 | 13000014 | 0.015 | No | No | No | No | No | 13002930 | 13000081,00000260,00000290,13000409,13000585,13000586,13002930 | Yes | Project Planning | 231000 | No |  |  | 0 | 0 | 0 | 0 | 0 | 0 | 0 | 0 | 0 | 0 | Yes | No |  |  |  |  | No |  |  | Provided by stakeholders |  |  | No |  |  | Yes | priority project for the sponsor
2117 | 131000077 | Wright Avenue Drainage Improvements | Easement Acquisition and construction of two channels between Wright Ave. and McCampbell Slough; channel widening from the north side of the existing hotel properties to the west and tie-in with McCampbell slough. Addresses Nystrom Property area flooding. | 13 | Nueces | San Patricio | 12100405 | 1210040502 | 121004050204 | 13000596 | 13000014 | 0.011795 | Yes | No | No | No | No | 13002930 | 13000081,00000260,00000290,13000409,13000585,13000586,13002930 | Yes | Project Planning | 60000 | No |  |  | 0 | 0 | 0 | 0 | 0 | 0 | 0 | 0 | 0 | 0.055116 | Yes | No |  |  |  |  | No |  |  | Provided by stakeholders |  |  | Yes |  |  | Yes | priority project for the sponsor
2118 | 131000078 | Airport Rd - Recurring Flooding & Project Location | Improved drainage to reduce disruptions due to flooding in the vicinity of the Live Oak County Airport. The area surrounding the airport is subject to flood inundation, thereby cutting off access to the airport and also on the future runway extension. | 13 | Nueces | Live Oak | 12110111 | 1211011102 | 121101110204 | 13000472 | 13000014 | 0.090201 | Yes | No | Yes | No | No | 13000089 | 13000089,00000260,00000290 | Yes | Project Planning | 13000 | No |  |  | 0 | 0 | 0 | 0 | 0 | 0 | 0 | 0.4089 | 3 | 0.10425 | Yes | No |  |  |  |  | No |  |  | Coastal Bend Mitigation Action Plan - 2012 | 2012-03-01 |  | No |  |  | Yes | flood benefit to critical infrastructure
2119 | 131000079 | Drainage improvements at Mission River Park in Refugio | Reduce flooding at Mission River Park in Refugio. | 13 | Nueces | Refugio | 12100406 | 1210040603 | 121004060301 | 13000022 | 13000013 | 0.012692 | Yes | No | No | No | No | 13003123 | 00000084,00000260,00000291,00000714,00000758,13003123 | Yes | Project Planning | 100000 | No |  |  | 0 | 0 | 0 | 0 | 0 | 0 | 0 | 0.18141 | 0 | 0.15593 | Yes | No |  |  |  |  | No |  |  | Provided by stakeholders |  |  | Yes |  |  | Yes | sponsor requested
2120 | 131000080 | Humble Channel Drainage Improvements & Ditch Extension | Reduce flooding in the residential area of Ingleside located to the east of Emory Bellard Dr. via improvements to Humble Channel Outfall, installation of crossings at Emory Ballard Dr., acquisition of easements, and excavation of new drainage ditches. | 13 | Nueces | San Patricio | 12110201 | 1211020100 | 121102010003 | 13000481 | 13000014 | 0.054438 | No | Yes | Yes | No | No | 13000585 | 13000081,00000260,00000290,13000409,13000585,13000586,13002930 | Yes | Project Planning | 281000 | No |  |  | 0 | 0 | 0 | 0 | 0 | 0 | 0 | 0.24875 | 1 | 3.2831 | Yes | No |  |  |  |  | No |  |  | Provided by stakeholders |  |  | Partial |  |  | Yes | priority project for the sponsor
2121 | 131000081 | Drainage Improvements to Outfall Channel - Lateral AN | Reduce flooding in NE part of Taft. The project will widen and deepen the Main Lateral AN; replace bridge crossings at FM 631, CR 102, CR 77, and CR 81; and armor the ditch section between FM 693 and CR 102 to improve runoff through this section of ditch. | 13 | Nueces | San Patricio | 12100407 | 1210040704 | 121004070403 | 13000043 | 13000014 | 0.079579 | Yes | No | Yes | No | No | 13000585 | 13000081,00000260,00000290,13000409,13000585,13000586,13002882 | Yes | Project Planning | 760000 | No |  |  | 0 | 0 | 0 | 0 | 0 | 0 | 0 | 0.066699 | 3 | 22.5116 | Yes | No |  |  |  |  | No |  |  | Provided by stakeholders |  |  | Partial |  |  | Yes | priority project for the sponsor
2122 | 131000082 | Drainage Improvements & Ditch Extension for Outfall Channel - Lateral AS | Reduce flooding in northern residential area of Gregory. Project includes drainage easement acquisition and excavation, culvert installation at FM 3284, CR 106, and FM 136, excavation of Main Lateral AS, armoring of ditch sections prone to erosion. | 13 | Nueces | San Patricio | 12100407,12100405 | 1210040704,1210040502 | 121004070403,121004050203 | 13000043,13000594 | 13000014 | 0.059164 | Yes | No | Yes | No | No | 13000585 | 13000081,00000260,00000290,13000409,13000585,13000586,13002558 | Yes | Project Planning | 871000 | No |  |  | 0 | 0 | 0 | 0 | 0 | 0 | 0 | 0.44659 | 6 | 4.9457 | Yes | No |  |  |  |  | No |  |  | Provided by stakeholders |  |  | Partial |  |  | Yes | priority project for the sponsor
2123 | 131000083 | Fulton Drainage Master Plan | New stormwater master plan that includes a capital improvement plan | 13 | Nueces | Aransas | 12100405 | 1210040502,1210040504 | 121004050400,121004050204 | 13000592,13000596 | 13000014 | 1.3417 | Yes | Yes | Yes | No | No | 13003450 | 00000083,00000260,13000381,13000586,13003450,13003451 | Yes | Watershed Planning | 188000 | No |  |  | 83 | 43 | 126 | 60 | 126 | 1 | 0 | 3.6052 | 34 | 0.0081299 | Yes | No |  |  |  |  | No |  |  | Coastal Bend Mitigation Action Plan - 2012 | 2012-03-01 |  | Partial |  |  | Yes | high need and no existing plan
2124 | 131000084 | Euclid Stormwater Pump Station Improvements | Pump house is at risk of notable damage due to hurricane winds and flooding during large rain events, and it's capacity is undersized for peak flood flows. Improvements needed to improve maintenance access, flood resiliency, and to facilitate more pumps. | 13 | Nueces | San Patricio | 12100405 | 1210040504 | 121004050400 | 13000592 | 13000014, 13000016 | 0.00090472 | No | Yes | Yes | No | No | 13002735 | 13000081,00000260,00000290,13000409,13000576,13000585,13000586,13002735 | Yes | Project Planning | 900000 | No |  |  | 0 | 0 | 0 | 0 | 0 | 0 | 0 | 0.01245 | 0 | 0 | Yes | No |  |  |  |  | No |  |  | Provided by stakeholders |  |  | Yes |  |  | Yes | high priority to community
2125 | 131000085 | Modify Pump Station Outfalls | Modify outfalls of pump station that pump into Aransas Bay at Murray, Morgan, Lamar, Corpus Christi and 1st St. Raise outfall so above sea level to reduce backwater effect on the system. | 13 | Nueces | Aransas | 12100405 | 1210040504 | 121004050400 | 13000592 | 13000014 | 0.000224 | No | Yes | No | No | No | 13003451 | 00000083,00000260,13000381,13000586,13003451 | Yes | Project Planning | 327000 | No |  |  | 0 | 0 | 0 | 0 | 0 | 0 | 0 | 0.0067758 | 2 | 0 | Yes | No |  |  |  |  | No |  |  | Aransas County Texas Multi-Jurisdictional Hazard Mitigation Action Plan - 2017 | 2017-10-12 |  | Yes |  |  | Yes | high need from the stakeholder interview
2126 | 131000086 | Oso Creek Channel Bottom Rectification and Green Infrastructure | Planning and Design for Oso Creek and it's contributing channels to remove channel bottom irregularities, study inclusion of green infrastructure BMPS, improve conveyance and capacity, implement soil stabilization near infrastructure, remove debris. | 13 | Nueces | Nueces | 12110202 | 1211020201 | 121102020106,121102020104,121102020105,121102020103 | 13000609,13000610,13000612,13000614 | 13000014 | 1.5753 | Yes | Yes | No | No | No | 13002900 | 13000078,00000260,00000290,13000409,13002900 | Yes | Project Planning | 4751000 | Yes | TWDB Loan | 4751000 | 3 | 1 | 0 | 2 | 2 | 0 | 0 | 0.22305 | 3 | 1.4039 | Yes | No |  |  |  |  | No |  |  | Provided by stakeholders |  |  | No |  |  | Yes | high need, In vulnerable area
2127 | 131000087 | Brawner Outfall Improvements | Inspect the Brawner Outfall system and assess needed repairs, design improvements, and construct necessary repairs and upgrades to accommodate future flows to prevent flooding and improve water quality. | 13 | Nueces | Nueces | 12110202 | 1211020201,1211020202 | 121102020200,121102020106 | 13000608,13000609 | 13000014, 13000020 | 0.031527 | No | Yes | Yes | No | No | 13002900 | 13000078,00000260,00000290,13000409,13002900 | Yes | Project Planning | 459000 | No |  |  | 7 | 7 | 6 | 21 | 21 | 0 | 0 | 1.0922 | 8 | 0.038536 | Yes | No |  |  |  |  | No |  |  | Coastal Bend Mitigation Action Plan - 2012 | 2012-03-01 |  | No |  |  | Yes | high need, includes water quality measures
2128 | 131000088 | Greenwood WWTP Flood Mitigation and Emergency Generator | Greenwood Wastewater Treatment Plant improvements include site grading, piping, floodway improvements, plant structure flood walls, new effluent pump station, and two electrical generators. Scope includes design and construction. | 13 | Nueces | Nueces | 12110202 | 1211020201 | 121102020103 | 13000614 | 13000013 | 0.027187 | Yes | No | No | No | No | 13002900 | 13000078,00000260,00000290,13000409,13002900 | Yes | Project Planning | 2126000 | No |  |  | 7 | 0 | 12 | 0 | 12 | 0 | 0 | 0 | 0 | 0.0005684 | Yes | No |  |  |  |  | No |  |  | Coastal Bend Mitigation Action Plan - 2012 | 2012-03-01 |  | No |  |  | Yes | high need, In vulnerable area
2129 | 131000089 | Wesley Seale Dam Inspection | This project is for the detailed inspection of the Wesley Seale Dam structure and system components. | 13 | Nueces | Jim Wells,San Patricio | 12110111 | 1211011106,1211011107 | 121101110605,121101110701 | 13000466,13000467 | 13000014 | 0.029871 | Yes | No | No | No | No | 13002900 | 13000080,13000081,00000260,00000290,13000409,13000585 | Yes | Project Planning | 375000 | No |  |  | 0 | 0 | 0 | 0 | 0 | 0 | 0 | 0 | 0 | 10.0332 | No | No |  |  |  |  | No |  |  | Coastal Bend Mitigation Action Plan - 2012 | 2012-03-01 |  | No |  |  | Yes | In vulnerable area
2130 | 131000090 | Corpus Christi Police Headquarters Flood Proofing | COASTAL BEND MITIGATION ACTION PLAN - NU - 33 - The automatic generator transfer switch is located in a control room on the ground floor of the building, which is in an area vulnerable to street flooding. Project intends to elevate power transfer switch. | 13 | Nueces | Nueces | 12110202 | 1211020201 | 121102020106 | 13000609,13000618 | 13000005 | 0.00095691 | No | No | No | No | Yes | 13002900 | 13000078,00000260,00000290,13000409,13001739,13002900 | Yes | Project Planning | 7000 | No |  |  | 1 | 0 | 229 | 0 | 229 | 1 | 0 | 0 | 0 | 0 | No | No |  |  |  |  | No |  |  | Coastal Bend Mitigation Action Plan - 2012 | 2012-03-01 |  | No |  |  | Yes | sponsor requested; protects emergency services
2131 | 131000091 | Upper Tule Storm Drain System | Install storm drainage system with capacity to reduce current flooding and capacity for future development. | 13 | Nueces | Aransas | 12100405 | 1210040502,1210040504 | 121004050400,121004050204 | 13000592,13000596 | 13000013 | 0.61983 | No | No | Yes | No | No | 00000083 | 00000083,00000260,13000586,13003451 | Yes | Project Planning | 2000000 | No |  |  | 5 | 3 | 9 | 3 | 9 | 0 | 0 | 0.25054 | 5 | 0.69241 | Yes | No |  |  |  |  | No |  |  | Provided by stakeholders |  |  | No |  |  | Yes | high need from the stakeholder interview
2132 | 131000092 | 601 Racine Street Easement & Outfall Project | Acquire drainage easements in natural wetlands and construct new outfalls. | 13 | Nueces | Aransas | 12100405 | 1210040504 | 121004050400 | 13000592 | 13000014 | 0.01868 | No | No | Yes | No | No | 00000083 | 00000083,00000260,13000586,13003451 | Yes | Project Planning | 75000 | No |  |  | 1 | 1 | 0 | 0 | 0 | 0 | 0 | 0.034788 | 2 | 0 | Yes | No |  |  |  |  | No |  |  | Provided by stakeholders |  |  | No |  |  | Yes | high need from the stakeholder interview
2133 | 131000093 | Club Lake Drainage Channel | Construct drainage channel from Club Lake to FM 1069. Most easements have been acquired; still negotiating with one property owner and condemnation likely required for another property | 13 | Nueces | Aransas | 12100405 | 1210040502 | 121004050204 | 13000596 | 13000020 | 0.043689 | Yes | Yes | No | No | No | 00000083 | 00000083,00000260 | Yes | Project Planning | 300000 | No |  |  | 0 | 0 | 0 | 0 | 0 | 0 | 0 | 0.0049898 | 1 | 0.089496 | Yes | No |  |  |  |  | No |  |  | Provided by stakeholders |  |  | Yes |  |  | Yes | high need from the stakeholder interview
2134 | 131000094 | Holiday Beach East Drainage System Improvement | Construct outfall east to Aransas Wildlife Refuge and construct outfall west to HWY 35 Bypass. Construct culvert under Hwy 35 Bypass. Improve drainage channel from Hwy 35 Bypass to Copano Bay. | 13 | Nueces | Aransas | 12100405 | 1210040501 | 121004050103 | 13000607 | 13000014 | 0.010403 | Yes | Yes | No | No | No | 00000083 | 00000083,00000260,13000727 | Yes | Project Planning | 300000 | No |  |  | 0 | 0 | 0 | 0 | 0 | 0 | 0 | 0.13284 | 2 | 0 | Yes | No |  |  |  |  | No |  |  | Provided by stakeholders |  |  | Yes |  |  | Yes | high need from the stakeholder interview
2135 | 131000095 | Sparks Colony Drainage Improvements | Construct drainage channel from Rattlesnake Point Road to Bailey Ranch. Project partially constructed, but easements still needed from two property owners. | 13 | Nueces | Aransas | 12100405 | 1210040502 | 121004050204 | 13000596 | 13000014 | 0.0010008 | Yes | Yes | No | No | No | 00000083 | 00000083,00000260 | Yes | Project Planning | 225000 | No |  |  | 0 | 0 | 0 | 0 | 0 | 0 | 0 | 0.01471 | 0 | 0 | Yes | No |  |  |  |  | No |  |  | Provided by stakeholders |  |  | Yes |  |  | Yes | high need from the stakeholder interview
2136 | 131000096 | Lee Road Drainage Improvements | Secure drainage easements and construct drainage channel from Lee Road to Hwy 35-BUS. | 13 | Nueces | Aransas | 12100405 | 1210040504 | 121004050400 | 13000592 | 13000014 | 0.0077608 | Yes | Yes | No | No | No | 00000083 | 00000083,00000260 | Yes | Project Planning | 150000 | No |  |  | 0 | 0 | 0 | 0 | 0 | 0 | 0 | 0 | 0 | 0 | Yes | No |  |  |  |  | No |  |  | Provided by stakeholders |  |  | Yes |  |  | Yes | high need from the stakeholder interview
2137 | 131000097 | Mohawk Ave Drainage Improvements | Construct drainage channel to connect existing ponds (supported by property owner) | 13 | Nueces | Aransas | 12100405 | 1210040504 | 121004050400 | 13000592 | 13000014 | 0.01496 | Yes | Yes | No | No | No | 00000083 | 00000083,00000260 | Yes | Project Planning | 300000 | No |  |  | 0 | 0 | 0 | 0 | 0 | 0 | 0 | 0.01853 | 1 | 0.19834 | Yes | No |  |  |  |  | No |  |  | Provided by stakeholders |  |  | Yes |  |  | Yes | high need from the stakeholder interview
2138 | 131000098 | Nell Road Drainage Improvements | Construct drainage channel from Nell Road to outfall (route undefined). | 13 | Nueces | Aransas | 12100405 | 1210040504 | 121004050400 | 13000592 | 13000014 | 0.012648 | Yes | No | No | No | No | 00000083 | 00000083,00000260 | Yes | Project Planning | 150000 | No |  |  | 0 | 0 | 0 | 0 | 0 | 0 | 0 | 0.02351 | 1 | 0 | Yes | No |  |  |  |  | No |  |  | Provided by stakeholders |  |  | Yes |  |  | Yes | high need from the stakeholder interview
2139 | 131000099 | Mack Road Drainage Improvements | Construct drainage channel from Hwy 35 Bypass to Port Bay. Easements needed from three property owners. | 13 | Nueces | Aransas | 12100405 | 1210040504 | 121004050400 | 13000592 | 13000014 | 0.0081333 | Yes | Yes | No | No | No | 00000083 | 00000083,00000260 | Yes | Project Planning | 300000 | No |  |  | 0 | 0 | 0 | 0 | 0 | 0 | 0 | 0.015309 | 1 | 0.21307 | Yes | No |  |  |  |  | No |  |  | Provided by stakeholders |  |  | Yes |  |  | Yes | high need from the stakeholder interview
2140 | 131000100 | Bee Road Drainage Improvements | Construct drainage channel from Hwy 35 Bypass to Port Bay. Easements needed from three property owners | 13 | Nueces | Aransas | 12100405 | 1210040502 | 121004050204 | 13000596 | 13000014 | 0.041855 | Yes | Yes | No | No | No | 00000083 | 00000083,00000260 | Yes | Project Planning | 225000 | No |  |  | 0 | 0 | 0 | 0 | 0 | 0 | 0 | 0.023668 | 2 | 0.34917 | Yes | No |  |  |  |  | No |  |  | Provided by stakeholders |  |  | Yes |  |  | Yes | high need from the stakeholder interview
2141 | 131000101 | Stormwater Master Plan #1 - North of Parkview between Starlight and Sunset Outfall Pipe | Positive drainage to Parkview Place to be improved by minor site regrading, grate inlet installation, and installation of RCP along Sunset Drive, as well as the alley that runs parallel to the West. Alley drainage improvement to connect to existing inlet. | 13 | Nueces | San Patricio | 12110201 | 1211020100 | 121102010003 | 13000481 | 13000014 | 0.004587 | No | No | No | No | No | 13003248 | 13000081,00000260,00000290,13000409,13000585,13000586,13003248 | Yes | Project Planning | 11000 | No |  |  | 0 | 0 | 0 | 0 | 0 | 0 | 0 | 0 | 0 | 0 | Yes | No |  |  |  |  | No |  |  | Provided by stakeholders |  |  | No |  |  | Yes | sponsor requested
2142 | 131000102 | Stormwater Master Plan #2 - North of Parkview between Sunset and Woodhaven Outfall Pipe | Positive drainage to Parkview Place to be improved by minor site regrading, grate inlet installation, and installation of RCP along Woodhaven Drive. Improvement to be connected to existing storm pipe via junction box. | 13 | Nueces | San Patricio | 12110201 | 1211020100 | 121102010003 | 13000481 | 13000014 | 0.0052517 | Yes | No | Yes | No | No | 13003248 | 13000081,00000260,00000290,13000409,13000585,13000586,13002930,13003248 | Yes | Project Planning | 7000 | No |  |  | 1 | 1 | 4 | 1 | 4 | 0 | 0 | 0.0724 | 2 | 0 | Yes | No |  |  |  |  | No |  |  | Provided by stakeholders |  |  | Partial |  |  | Yes | sponsor requested
2143 | 131000103 | Stormwater Master Plan #3 - North of Post Oak between Starlight and Sunset Outfall | Positive drainage to Post Oak Drive to be improved by minor site regrading along alley between Starlight Drive and Sunset Drive. | 13 | Nueces | San Patricio | 12110201 | 1211020100 | 121102010003 | 13000481 | 13000014 | 0.0072592 | No | No | No | No | No | 13003248 | 13000081,00000260,00000290,13000409,13000585,13003248 | Yes | Project Planning | 4000 | No |  |  | 0 | 0 | 0 | 0 | 0 | 0 | 0 | 0 | 0 | 0 | Yes | No |  |  |  |  | No |  |  | Provided by stakeholders |  |  | No |  |  | Yes | sponsor requested
2144 | 131000104 | Stormwater Master Plan #4 - North of Post Oak between Sunset and Woodhaven Outfall | Positive drainage to Post Oak Drive and Retama Drive to be improved by minor site regrading, grate inlet installation, and installation of RCP along alley between Woodhaven Drive and Sunset Drive. Improvements to connect to existing inlet. | 13 | Nueces | San Patricio | 12110201 | 1211020100 | 121102010003 | 13000481 | 13000014 | 0.012358 | No | No | No | No | No | 13003248 | 13000081,00000260,00000290,13000409,13000585,13003248 | Yes | Project Planning | 11000 | No |  |  | 0 | 0 | 0 | 0 | 0 | 0 | 0 | 0 | 0 | 0 | Yes | No |  |  |  |  | No |  |  | Provided by stakeholders |  |  | No |  |  | Yes | sponsor requested
2145 | 131000105 | Stormwater Master Plan #5 - North of Ebony between Starlight and Sunset Outfall | Positive drainage to Ebony Street to be improved by minor site regrading, grate inlet installation, and installation of RCP along alley between Starlight Drive and Sunset Drive. Site regrade and installation of RCP will also take place on Ebony Street. | 13 | Nueces | San Patricio | 12110201 | 1211020100 | 121102010003 | 13000481 | 13000014 | 0.0023457 | No | No | No | No | No | 13003248 | 13000081,00000260,00000290,13000409,13000585,13003248 | Yes | Project Planning | 12000 | No |  |  | 0 | 0 | 0 | 0 | 0 | 0 | 0 | 0 | 0 | 0 | Yes | No |  |  |  |  | No |  |  | Provided by stakeholders |  |  | No |  |  | Yes | sponsor requested
2146 | 131000106 | Stormwater Master Plan #6 - Live Oak/Ebony and Woodhaven Improvements and Outfall | Ponding to be reduced by minor regrading, installation of new standpipes with low flow outlets, and implementation of sediment filters around existing inlets. Installation of RCB along Live Oak St. and RCP along Woodhaven Dr. and Ebony Dr. to be included. | 13 | Nueces | San Patricio | 12110201 | 1211020100 | 121102010003 | 13000481 | 13000014 | 0.0040399 | No | Yes | No | No | No | 13003248 | 13000081,00000260,00000290,13000409,13000585,13003248 | Yes | Project Planning | 44000 | No |  |  | 5 | 5 | 5 | 15 | 15 | 0 | 0 | 0.11037 | 3 | 0 | Yes | No |  |  |  |  | No |  |  | Provided by stakeholders |  |  | Yes |  |  | Yes | sponsor requested
2147 | 131000107 | Stormwater Master Plan #7 - Bayshore East Channel and Culvert Improvements | Positive drainage from stormwater ditch to bay to be improved by site and channel regrading and installation of RCP to provide direct outfalls for low lying areas to the bay. | 13 | Nueces | San Patricio | 12110201 | 1211020100 | 121102010003,121102010005 | 13000481,13000482 | 13000014 | 0.0017296 | No | Yes | No | No | No | 13003248 | 13000081,00000260,00000290,13000409,13000585,13002900,13003248 | Yes | Project Planning | 47000 | No |  |  | 4 | 4 | 4 | 7 | 7 | 0 | 0 | 0.060681 | 1 | 0 | Yes | No |  |  |  |  | No |  |  | Provided by stakeholders |  |  | Yes |  |  | Yes | sponsor requested
2148 | 131000108 | Stormwater Master Plan #8 - Bayshore East Outfall | Positive drainage from stormwater ditch to bay to be improved by site and channel regrading and installation of RCP to provide direct outfalls for low lying areas to the bay. | 13 | Nueces | San Patricio | 12110201 | 1211020100 | 121102010003,121102010005 | 13000481,13000482 | 13000014 | 0.0050286 | No | Yes | No | No | No | 13003248 | 13000078,13000081,00000260,00000290,13000409,13000585,13002900,13003248 | Yes | Project Planning | 14000 | No |  |  | 9 | 9 | 9 | 20 | 20 | 0 | 0 | 0.10821 | 1 | 0 | Yes | No |  |  |  |  | No |  |  | Provided by stakeholders |  |  | Yes |  |  | Yes | sponsor requested
2149 | 131000109 | Stormwater Master Plan #9 - Bayshore Court Outfall | Positive drainage from stormwater ditch to bay to be improved by site and channel regrading and installation of RCP to provide direct outfalls for low lying areas to the bay. | 13 | Nueces | San Patricio | 12110201 | 1211020100 | 121102010003 | 13000481 | 13000014 | 0.0050202 | No | Yes | No | No | No | 13003248 | 13000081,00000260,00000290,13000409,13000585,13003248 | Yes | Project Planning | 14000 | No |  |  | 13 | 13 | 10 | 22 | 22 | 0 | 0 | 0.10288 | 2 | 0 | Yes | No |  |  |  |  | No |  |  | Provided by stakeholders |  |  | Yes |  |  | Yes | sponsor requested
2150 | 131000111 | FM1356 Channel Improvements | Increase the capacity of the channel just north of Paulson Falls. This is one of the main entrances to the naval air station. | 13 | Nueces | Kleberg | 12110204 | 1211020402,1211020404 | 121102040206,121102040409,121102040410 | 13000483,13000497,13000515 | 13000007 | 0.0445 | Yes | No | Yes | No | No | 13002378 | 13000077,00000260,13000779,13002378 | Yes | Project Planning | 100000 | No |  |  | 0 | 0 | 0 | 0 | 0 | 0 | 0 | 0.015658 | 5 | 0.93443 | Yes | No |  |  |  |  | No |  |  | GLO Western Region Project List |  |  | Partial |  |  | Yes | sponsor requested
2151 | 131000112 | Paulson Falls Subdivision Detention Pond Improvements | Paulson Falls Subdivision has detention ponds, but the berm has deteriorated. | 13 | Nueces | Kleberg | 12110204 | 1211020402 | 121102040206 | 13000483 | 13000014 | 0.0052877 | No | No | Yes | No | No | 13002378 | 13000077,00000260,13000779,13002378 | Yes | Project Planning | 100000 | No |  |  | 0 | 0 | 0 | 0 | 0 | 0 | 0 | 0 | 0 | 0 | Yes | No |  |  |  |  | No |  |  | GLO Western Region Project List |  |  | No |  |  | Yes | sponsor requested
2152 | 131000113 | Lang Road Drainage Ditch and Outfall | This is the location of a future project a drainage ditch is needed to alleviate flooding created by increased development. The ditch would run south from Lang Road to the bay. | 13 | Nueces | San Patricio | 12110201 | 1211020100 | 121102010002 | 13000480 | 13000014 | 0.011611 | No | Yes | Yes | No | No | 13003233 | 13000081,00000260,00000290,13000409,13000585,13000586,13003233 | Yes | Project Planning | 100000 | No |  |  | 0 | 0 | 0 | 0 | 0 | 0 | 0 | 0.018146 | 1 | 0.53704 | Yes | No |  |  |  |  | No |  |  | GLO Western Region Project List |  |  | Partial |  |  | Yes | sponsor requested
2153 | 131000114 | Madison St Low Water Crossing Replacement Project | Madison St Low Water crossing replacement | 13 | Nueces | Bee | 12100407 | 1210040701 | 121004070101 | 13000032 | 13000014 | 0.00032329 | Yes | No | No | No | No | 13002711 | 13000087,00000260,13001488,13002711 | Yes | Project Planning | 192000 | No |  |  | 0 | 0 | 0 | 0 | 0 | 0 | 1 | 0.024472 | 1 | 0 | No | No |  |  |  |  | No |  |  | Provided by stakeholders |  |  | Yes |  |  | Yes | priority based on stakeholder interview
2154 | 131000115 | County Road 6- North Carreta Creek Drainage Improvements | Restoration project to bring this section of North Carreta creek (located between CR6 and Meadowbrook Road) back to its original elevation as built by USDA Soil Conservation Service in 1960. Located in Bishop, TX. | 13 | Nueces | Nueces | 12110204 | 1211020404 | 121102040408 | 13000516 | 13000003 | 0.035115 | Yes | No | No | No | No | 13000078 | 13000078,00000260,00000290,13000409,13000779,13002388 | Yes | Project Planning | 100000 | No |  |  | 0 | 0 | 0 | 0 | 0 | 0 | 0 | 0 | 0 | 8.8066 | Yes | No |  |  |  |  | No |  |  | Coastal Bend Mitigation Action Plan - 2012 | 2012-03-01 |  | No |  |  | Yes | vulnerable area
2155 | 131000116 | Tierra Grande Subdivision Drainage Improvements Feasibility Study | Hydrological and Hydraulic Study to provide drainage solutions to reduce flooding within the subdivision due to existing hydrological flow patterns from regional, upgradient, and local runoff drainage areas flowing toward the center of the subdivision. | 13 | Nueces | Nueces | 12110205,12110202 | 1211020506,1211020201 | 121102050607,121102020102 | 13000563,13000613 | 13000020 | 0.78313 | No | No | Yes | No | No | 13000078, Town of Tierra Grande | 13000078,00000260,00000290,13000409,13000940,13002390 | Yes | Watershed Planning | 250000 | No |  |  | 30 | 29 | 4 | 31 | 31 | 0 | 0 | 0.58741 | 5 | 12.4304 | Yes | No |  |  |  |  | No |  |  | Mitigation Plan |  |  | No |  |  | Yes | vulnerable area
2156 | 131000117 | Aransas National Wildlife Refuge Dagger Point Shoreline Preservation | Texas Coastal Resiliency Master Plan - R3-3 Project would install a living shoreline using breakwaters. This project would help protect the shoreline along Dagger Pointas well as nearby critical habitat and public infrastructure. | 13 | Nueces | Aransas | 12100404 | 1210040400 | 121004040000 |  | 13000014 | 0.11919 | No | No | No | No | No | Coastal Bend Bays and Estuaries Program, U.S. Fish and Wildlife Service, Aransas National Wildlife Refuge, U.S. Department of the Interior | 00000083,00000260,00000264,00000291 | Yes | Project Planning | 398000 | No |  |  | 0 | 0 | 0 | 0 | 0 | 0 | 0 | 0 | 0 | 0 | Yes | No |  |  |  |  | No |  |  | Texas Coastal Resiliency Master Plan |  |  | No |  |  | Yes | Nature based solution
2157 | 131000118 | Nueces River Delta Shoreline Stabilization | Texas Coastal Resiliency Master Plan - R3-15 The project would include the construction of breakwaters along approximately 3,900 linear feet of shoreline at the Nueces River Delta to dissipate wave energy that is causing estuarine wetland loss | 13 | Nueces | Nueces,San Patricio | 12110201 | 1211020100 | 121102010001,121102010004 | 13000479,13000624 | 13000020 | 0.037085 | No | Yes | No | No | No | Coastal Bend Bays and Estuaries Program, Texas General Land Office | 13000078,13000081,00000260,00000290,13000409,13000585,13002900 | Yes | Project Planning | 536000 | No |  |  | 0 | 0 | 0 | 0 | 0 | 0 | 0 | 0 | 0 | 0 | Yes | No |  |  |  |  | No |  |  | Texas Coastal Resiliency Master Plan |  |  | Partial |  |  | Yes | sponsor requested; shoreline protection
2158 | 131000119 | Silver Creek Bridge | COASTAL BEND MITIGATION ACTION PLAN - BE - 03 Silver Creek Rd. Build a 26 ft. wide by 100 ft. long bridge 100. The low water crossing at Silver Creek Rd., across silver creek, floods during and after heavy rains, trapping approximately 30 residents. | 13 | Nueces | Bee | 12100407 | 1210040702 | 121004070203 | 13000037 | 13000021 | 0.00011626 | Yes | No | No | No | No | 13000087 | 13000087,00000260 | Yes | Project Planning | 47000 | No |  |  | 0 | 0 | 0 | 0 | 0 | 0 | 0 | 0.026502 | 1 | 0 | Yes | No |  |  |  |  | No |  |  | Coastal Bend Mitigation Action Plan - 2012 | 2012-03-01 |  | Yes |  |  | Yes | vulnerable area
2159 | 131000120 | Redfish Bay Protection and Enhancement | Coastal Texas Protection and Restoration Feasibility Study - SP1 Restoration of the Dagger, Ransom, and Stedman Island complex via introduction of breakwater and supporting reefballs along the backside of Redfish Bay and on the bayside of the islands. | 13 | Nueces | Nueces,San Patricio | 12100405 | 1210040504 | 121004050400 | 13000592 | 13000001 | 5.7664 | Yes | Yes | No | No | No | Texas General Land Office | 13000078,13000081,00000260,00000290,13000409,13000576,13000585,13000586,13000981,13002735 | Yes | Project Planning | 51613000 | Yes | TX GLO |  | 0 | 0 | 0 | 0 | 0 | 0 | 0 | 0.87153 | 0 | 0 | Yes | No |  |  |  |  | No |  |  | Coastal Texas Protection and Restoration Feasibility Study |  |  | Partial |  |  | Yes | Nature based solution
2160 | 131000121 | Pelican Cove Sea Gate Replacement | Improve the Pelican Cove sea gates for easier installment & removal. To prevent rising water into the City, existing huge metal gates are lowered into concrete frames with a 10 ton crane. Post storm surge, high water levels make gate removal difficult. | 13 | Nueces | San Patricio | 12100405 | 1210040504 | 121004050400 | 13000592 | 13000019, 13000020 | 0.00026845 | No | Yes | No | No | No | 13002735 | 13000081,00000260,00000290,13000409,13000576,13000585,13000586,13002735 | Yes | Project Planning | 47000 | No |  |  | 0 | 0 | 0 | 0 | 0 | 0 | 0 | 0 | 0 | 0 | Yes | No |  |  |  |  | No |  |  | Coastal Bend Mitigation Action Plan - 2012 | 2012-03-01 |  | Yes |  |  | Yes | sponsor requested; storm surge protection
2161 | 131000122 | Port Aransas Nature Preserve Stabilization and Restoration | Repair of ship channel revetment breaches on northern Mustang Island; Constructing living shoreline near the ship channel; Rebuilding marsh/wetland habitat; Repair of Charlie’s Pasture bulkhead; and Permitting this site for elevation via dredged material. | 13 | Nueces | Nueces | 12110202 | 1211020202 | 121102020200 | 13000608 | 13000013 | 3.4495 | Yes | Yes | No | No | No | 13003368,13000409 | 13000078,00000260,00000290,13000409,13000981,13002900,13003368 | Yes | Project Planning | 680000 | No |  |  | 1 | 0 | 0 | 0 | 0 | 0 | 0 | 1.685 | 0 | 1.688 | Yes | No |  |  |  |  | No |  |  | Texas Coastal Resiliency Master Plan |  |  | No |  |  | Yes | Nature based solution
2162 | 131000123 | Conn Brown Harbor Bulkhead Improvements | Install bulkheads at Conn Brown Harbor to protect new and existing buildings and infrastructure. | 13 | Nueces | Nueces,San Patricio,Aransas | 12100405 | 1210040504 | 121004050400 | 13000592 | 13000020 | 0.02994 | Yes | Yes | No | No | No | 13002735 | 13000078,13000081,00000083,00000260,00000290,13000409,13000576,13000585,13000586,13000981,13002735 | Yes | Project Planning | 164000 | Yes | Regular Department Budget; Future Bond, USACE Continuing Authorities, FEMA |  | 6 | 0 | 52 | 0 | 52 | 0 | 0 | 0.02511 | 0 | 0 | No | No |  |  |  |  | No |  |  | Aransas County Texas Multi-Jurisdictional Hazard Mitigation Action Plan - 2017 | 2017-10-12 |  | Partial |  |  | Yes | high need from the stakeholder interview
2163 | 131000124 | City of Three Rivers City-Wide Drainage Study | City of Three Rivers City-Wide Drainage Study. Study to specifically focus on flood risk in the Hackberry Creek and Frio River watershed. | 13 | Nueces | Live Oak | 12110108,12110111 | 1211010805,1211011101 | 121101080506,121101110101 | 13000349,13000444 | 13000016, 13000021 | 1.4643 | Yes | No | Yes | No | No | 13002540 | 13000089,00000260,00000290,13000851,13002540 | Yes | Watershed Planning | 250000 | No |  |  | 5 | 0 | 0 | 0 | 0 | 0 | 0 | 0.12021 | 87 | 0.94234 | Yes | No |  |  |  |  | No |  |  | HDR proposed |  |  | No |  |  | Yes | high need area, helps with Goal 5 (structures in floodplain)
2164 | 131000125 | County Wide Drainage Master Plan Study | Drainage Master Planning Study - Bee County | 13 | Nueces | San Patricio,Refugio,Bee,Live Oak,Goliad,Karnes | 12100406,12100407,12110111 | 1210040603,1210040601,1210040602,1210040701,1210040702,1210040704,1211011101,1211011103,1211011102,1211011106,1211011107 |  |  | 13000011 | 878.7767 | Yes | No | Yes | No | No | 13000087 | 13000087,13000089,00000090,00000095,00000255,00000260,00000264,00000282,00000290,13000409,13000585,00000714,00000758,13001487,13001488,13002711 | Yes | Watershed Planning | 500000 | No |  |  | 1617 | 792 | 6275 | 4902 | 6275 | 27 | 34 | 113.0851 | 400 | 10462.8809 | Yes | No |  |  |  |  | No |  |  | TWDB FIF Grant Information |  |  | Partial |  |  | Yes | vulnerable area
2165 | 131000126 | Beeville City-wide Drainage Study | Beeville City-wide Drainage Study | 13 | Nueces | Bee | 12100407 | 1210040701 | 121004070102,121004070101,121004070103 | 13000029,13000032,13000033 | 13000011 | 6.3654 | Yes | No | Yes | No | No | 13002711 | 13000087,00000260,13001488,13002711 | Yes | Watershed Planning | 250000 | No |  |  | 671 | 477 | 2931 | 1267 | 2931 | 18 | 13 | 13.4281 | 136 | 13.6893 | Yes | No |  |  |  |  | No |  |  | Provided by stakeholders |  |  | Partial |  |  | Yes | sponsor requested; vulnerable area
2166 | 131000128 | Citywide Stormwater Drainage Improvements - Gregory | Improving TXDOT road drainage ditches & railroad undercrossings conveyance; armor ditch crossing US-181 and I-35 (South of city); city ditch restoration; expand stormwater network to unserved residential areas; maintenance of curbs, gutters, and inlets | 13 | Nueces | Nueces,Jim Wells,San Patricio,Aransas,Refugio,Bee,Live Oak | 12100407,12110111,12110201,12100405 | 1210040703,1210040702,1210040704,1211011106,1211011107,1211020100,1210040502,1210040504 |  |  | 13000013, 13000026 | 704.7863 | Yes | Yes | Yes | No | No | 13002558 | 00000260,00000290,00000291,13000081,13000409,13000585,13000586,13000972,13002864,13002882,13003233,13003412 | Yes | Project Planning | 250000 | No |  |  | 5577 | 4182 | 8125 | 10683 | 10683 | 23 | 13 | 287.6025 | 914 | 30916.9863 | Yes | No |  |  |  |  | No |  |  | Provided by stakeholders |  |  | Partial |  |  | Yes | High risk area; includes emergency evacuation routes
2167 | 131000130 | Portland Stream Gauges | San Patricio County Hazard Mitigation Action Plan - City of Portland, Action #5 Identify and install stream and rain gauges at critical sites, upgrade gauges at established sites where necessary, coordinate installation requests. | 13 | Nueces | Nueces,San Patricio | 12100407,12110201 | 1210040704,1211020100 | 121004070403,121102010002,121102010003,121102010005,121102010004 | 13000043,13000480,13000481,13000482,13000624 | 13000013 | 15.1314 | Yes | Yes | Yes | No | No | 13003233 | 13000078,13000081,00000260,00000290,13000409,13000585,13000586,13002900,13003233 | Yes | Project Planning | 2000 | No |  |  | 285 | 251 | 575 | 600 | 600 | 3 | 0 | 19.0892 | 87 | 267.5484 | Yes | No |  |  |  |  | No |  |  | San Patricio County Hazard Mitigation Action Plan - 2018 | 2018-05-22 |  | Partial |  |  | Yes | sponsor requested; vulnerable area
2168 | 131000131 | Citywide Stormwater Drainage Improvements - Taft | Expanding the current stormwater network in residential areas. Reconstructing/regrading the roads to allow water to flow in the natural drainage direction instead of ponding. | 13 | Nueces | San Patricio | 12100407 | 1210040703,1210040704 | 121004070403,121004070305 | 13000043,13000044 | 13000007 | 1.6674 | Yes | Yes | Yes | No | No | 13002882 | 13000081,00000260,00000290,13000409,13000585,13000586,13002882 | Yes | Project Planning | 150000 | No |  |  | 89 | 81 | 58 | 180 | 180 | 0 | 0 | 1.7206 | 34 | 99.3186 | Yes | No |  |  |  |  | No |  |  | Provided by stakeholders |  |  | Partial |  |  | Yes | vulnerable area
2169 | 131000132 | City of Taft Flood Study | San Patricio County Hazard Mitigation Action Plan - City of Taft, Action #6 Complete a comprehensive flood study for FEMA flood mapping. Adopt higher floodplain development standards, above the minimum required based on the results of the flood study. | 13 | Nueces | San Patricio | 12100407 | 1210040703,1210040704 | 121004070403,121004070305 | 13000043,13000044 | 13000014 | 1.6674 | Yes | Yes | Yes | No | No | 13002882 | 13000081,00000260,00000290,13000409,13000585,13000586,13002882 | Yes | Watershed Planning | 82000 | No |  |  | 89 | 81 | 58 | 180 | 180 | 0 | 0 | 1.7206 | 34 | 99.3186 | Yes | No |  |  |  |  | No |  |  | San Patricio County Hazard Mitigation Action Plan - 2018 | 2018-05-22 |  | Partial |  |  | Yes | vulnerable area
2170 | 131000133 | Webb County Becerra Creek Headwater Flood Study | Flood study to define existing flood risk and potential flood risk reduction projects for subdivisions located in the vicinity of Highway 59. | 13 | Nueces | Webb | 12110105 | 1211010506 | 121101050601 | 13000180 | 13000007, 13000010 | 5.0525 | Yes | No | Yes | No | No | 00000082 | 00000082,00000276,00001609,13003452 | Yes | Watershed Planning | 120000 | No |  |  | 97 | 82 | 2 | 35 | 35 | 0 | 0 | 8.5024 | 15 | 0.46324 | Yes | No |  |  |  |  | No |  |  | Requested by stakeholders |  |  | Partial |  |  | Yes | high need and vulnerable area, helps with Goal 5 (structures in floodplain)
2171 | 131000134 | Aransas County Flood Response Plan | Aransas County Multi-Jurisdictional Floodplain Management Plan - Action 3.1.f: A flood response plan that will identify outreach projects that can be utilized to implement a flood information program. | 13 | Nueces | Nueces,San Patricio,Aransas,Refugio | 12100404,12100407,12100403,12100405 | 1210040400,1210040704,1210040302,1210040501,1210040502,1210040503,1210040504,1210040505 | 121004040000,121004070404,121004070402,121004030200,121004050400,121004050203,121004050305,121004050204,121004050304,121004050306,121004050307,121004050308,121004050303,121004050205,121004050302,121004050102,121004050103,121004050500 | 13000026,13000028,13000592,13000594,13000595,13000596,13000597,13000598,13000599,13000600,13000602,13000603,13000606,13000607,13000627 | 13000014 | 281.7896 | Yes | Yes | Yes | No | No | 00000083 | 13000078,13000081,00000083,00000084,00000260,00000264,00000290,00000291,13000381,13000409,13000576,13000585,13000586,00000714,13000727,00000758,13000881,13000981,13001044,00001608,13002735,13002900,13003368,13003450,13003451 | Yes | Other | 50000 | No | Unknown |  | 3334 | 2828 | 4119 | 4790 | 4790 | 4 | 0 | 103.3479 | 548 | 571.305 | No | No |  |  |  |  | No |  |  | Aransas County Texas Multi-Jurisdictional Hazard Mitigation Action Plan - 2017 | 2017-10-12 |  | Partial |  |  | Yes | sponsor requested; vulnerable area
2172 | 131000135 | Purchase Land Behind Aransas Pass Levees | Purchase land behind levees to prevent people from building in a floodplain area. This will allow the City to use this land for preventing further flooding. | 13 | Nueces | San Patricio,Aransas | 12100405 | 1210040504 | 121004050400 | 13000592 | 13000024 | 0.41987 | Yes | Yes | No | No | No | 13002735 | 13000078,13000081,00000083,00000260,00000290,13000409,13000576,13000585,13000586,13002735 | Yes | Other | 82000 | Yes | HMGP, Regular Department Budget, FMA, USACE, Emergency Response. |  | 89 | 26 | 318 | 190 | 318 | 0 | 0 | 4.9231 | 29 | 0.28557 | Yes | No |  |  |  |  | No |  |  | Aransas County Texas Multi-Jurisdictional Hazard Mitigation Action Plan - 2017 | 2017-10-12 |  | Yes |  |  | Yes | high need from the stakeholder interview
2173 | 131000136 | San Patricio County Repetitive Loss Property Reduction | San Patricio County Hazard Mitigation Action Plan - San Patricio County, County Wide, Action #1: Identify and implement actions such as flood proofing, elevation, acquisition, relocation, and retrofitting to reduce risk for repetitive loss properties. | 13 | Nueces | Nueces,Jim Wells,San Patricio,Aransas,Refugio,Bee,Live Oak | 12100407,12110111,12110201,12100405 | 1210040703,1210040702,1210040704,1211011106,1211011107,1211020100,1210040502,1210040504 |  |  | 13000020 | 704.7863 | Yes | Yes | Yes | No | No | 13000081 | 00000260,00000290,00000291,13000081,13000409,13000585,13000586,13000972,13002864,13002882,13003233,13003412 | Yes | Other | 795000 | No |  |  | 5577 | 4182 | 8125 | 10683 | 10683 | 23 | 13 | 287.6025 | 914 | 30916.9863 | Yes | No |  |  |  |  | No |  |  | San Patricio County Hazard Mitigation Action Plan - 2018 |  |  | Partial |  |  | Yes | vulnerable area
2174 | 131000137 | Aransas Pass Homeowner Buyout Program | Develop and implement a buyout program. The purpose is to buy out land owners in areas that have had repeated monetary lose due to storm flooding. | 13 | Nueces | Nueces,San Patricio,Aransas | 12100405,12110202 | 1210040502,1210040504,1211020202 | 121004050400,121004050204,121102020200 | 13000592,13000596,13000608 | 13000013, 13000021 | 52.3987 | Yes | Yes | Yes | No | No | 13002735 | 13000078,13000081,00000083,00000260,00000290,13000409,13000576,13000585,13000586,13000981,13002735,13002900,13002930,13003368 | Yes | Other | 82000 | Yes | Regular Department Budget, HMGP, FMA |  | 914 | 639 | 1757 | 2022 | 2022 | 0 | 0 | 32.1198 | 138 | 4.7732 | No | No |  |  |  |  | No |  |  | Aransas County Texas Multi-Jurisdictional Hazard Mitigation Action Plan - 2017 | 2017-10-12 |  | Partial |  |  | Yes | high need from the stakeholder interview
2175 | 131000138 | Sinton Repetitive Loss Property Reduction | San Patricio County Hazard Mitigation Action Plan - City of Sinton, Action #13: Identify and implement feasible actions to reduce risk for repetitive loss properties. | 13 | Nueces | San Patricio | 12100407 | 1210040703 | 121004070302,121004070303,121004070304 | 13000031,13000034,13000046 | 13000015, 13000021 | 2.9682 | Yes | No | Yes | No | No | 13002864 | 13000081,00000260,00000290,13000409,13000585,13002864 | Yes | Other | 159000 | No |  |  | 762 | 612 | 1823 | 2145 | 2145 | 2 | 0 | 15.0666 | 87 | 69.1145 | Yes | No |  |  |  |  | No |  |  | San Patricio County Hazard Mitigation Action Plan - 2018 | 2018-05-22 |  | Partial |  |  | Yes | vulnerable area
2176 | 131000139 | Drainage Improvements - FM 1069 to McCampbell Slough | Easement Acquisition and the design and construction of 10,000 LF of drainage channels along FM 1069 and from Morgan Lane and Mooney Lane to McCampbell Slough. Addresses the flood prone Mooney-Vickery area. | 13 | Nueces | San Patricio | 12100405 | 1210040502 | 121004050204 | 13000596 | 13000013 | 0.031384 | Yes | No | Yes | No | No | 13002930 | 13000081,00000260,00000290,13000409,13000585,13000586,13002930 | Yes | Project Planning | 113000 | No |  |  | 0 | 0 | 0 | 0 | 0 | 0 | 0 | 0.26626 | 3 | 0.34243 | Yes | No |  |  |  |  | No |  |  | Provided by stakeholders |  |  | Partial |  |  | Yes | priority project for the sponsor
2177 | 131000140 | Morgan Avenue & Mooney Avenue Drainage Improvements | 2,500 LF of improved channels and below ground concrete boxes. The project would also include easement acquisition and the crossing of both SH 361 and the UP Railroad and concrete outfall. Addresses the flood prone Mooney-Morgan area. | 13 | Nueces | San Patricio | 12100405 | 1210040502,1210040504 | 121004050400,121004050204 | 13000592,13000596 | 13000014 | 0.026585 | No | No | Yes | No | No | 13002930 | 13000081,00000260,00000290,13000409,13000576,13000585,13000586,13002930 | Yes | Project Planning | 525000 | No |  |  | 0 | 0 | 0 | 0 | 0 | 0 | 0 | 0.14244 | 5 | 0.0083329 | Yes | No |  |  |  |  | No |  |  | Provided by stakeholders |  |  | No |  |  | Yes | priority project for the sponsor
2178 | 131000141 | Outfall No. 10 | Hazard mitigation drainage improvements for the City of Port Aransas. Outfall 10 is 3 5'x2' RCBs and extends Southwest from the Northwest end of Howard Blvd to a nearby basin. | 13 | Nueces | Nueces | 12110202 | 1211020202 | 121102020200 | 13000608 | 13000014 | 0.30333 | Yes | Yes | No | No | No | 13003368 | 13000078,00000260,00000290,13000409,13000981,13003368 | Yes | Project Planning | 130000 | No |  |  | 125 | 80 | 228 | 263 | 263 | 0 | 0 | 2.6258 | 18 | 0.66718 | Yes | No |  |  |  |  | No |  |  | Provided by stakeholders |  |  | No |  |  | Yes | helps maintain a hurricane evacuation route
2179 | 131000142 | Outfall No. 9 | Hazard mitigation drainage improvements for the City of Port Aransas. The outfall has a 8'x3' RCB extending West from HWY 361 to an existing basin, 441 ft. North of the HWY 361 and Access Road 1A intersection. | 13 | Nueces | Nueces | 12110202 | 1211020202 | 121102020200 | 13000608 | 13000014 | 0.37855 | Yes | Yes | No | No | No | 13003368 | 13000078,00000260,00000290,13000409,13000981,13003368 | Yes | Project Planning | 198000 | No |  |  | 69 | 45 | 102 | 131 | 131 | 2 | 0 | 2.788 | 8 | 0.93432 | Yes | No |  |  |  |  | No |  |  | Provided by stakeholders |  |  | No |  |  | Yes | helps maintain a hurricane evacuation route
2180 | 131000143 | Outfall No. 5 | Hazard mitigation drainage improvements for the City of Port Aransas. The outfall is composed of two 48" RCPs and extend West from HWY 361 to a nearby basin. Outfall is 361 ft. South of Mustang Blvd and HWY 361 intersection. | 13 | Nueces | Nueces | 12110202 | 1211020202 | 121102020200 | 13000608 | 13000014 | 0.32146 | Yes | Yes | No | No | No | 13003368 | 13000078,00000260,00000290,13000409,13000981,13002900,13003368 | Yes | Project Planning | 12000 | No |  |  | 32 | 31 | 37 | 53 | 53 | 0 | 0 | 2.2489 | 8 | 2.0016 | Yes | No |  |  |  |  | No |  |  | Provided by stakeholders |  |  | No |  |  | Yes | helps maintain a hurricane evacuation route
2181 | 131000144 | Outfall No. 2 | Hazard mitigation drainage improvements for the City of Port Aransas. Outfall 2 is a trapezoidal channel and goes northwest from SH 361 to an existing basin. Outfall is approximately 5.7 miles SSW of Aransas along SH 361. | 13 | Nueces | Nueces | 12110202 | 1211020202 | 121102020200 | 13000608 | 13000014 | 0.29067 | No | Yes | No | No | No | 13003368 | 13000078,00000260,00000290,13000409,13000981,13002900,13003368 | Yes | Project Planning | 48000 | No |  |  | 0 | 0 | 0 | 0 | 0 | 0 | 0 | 0.38073 | 1 | 0.94852 | Yes | No |  |  |  |  | No |  |  | Provided by stakeholders |  |  | No |  |  | Yes | helps maintain a hurricane evacuation route
2182 | 131000145 | Fulton West Drainage Improvements | Collection System Improvements include inlets, drain pipes, manholes or junction boxes, collection swales, and connection of the system to existing major drainage outfalls. | 13 | Nueces | Aransas | 12100405 | 1210040504 | 121004050400 | 13000592 | 13000014 | 0.14328 | No | No | Yes | No | No | 13003450 | 00000083,00000260,13000586,13003450,13003451 | Yes | Project Planning | 450000 | No |  |  | 25 | 14 | 45 | 29 | 45 | 1 | 0 | 0.84169 | 10 | 0 | Yes | No |  |  |  |  | No |  |  | Provided by stakeholders |  |  | No |  |  | Yes | priority based on stakeholder interview
2183 | 131000146 | Fulton East Drainage Improvements | Collection system improvements include collection swales, inlets, drain pipes, manholes or junction boxes, and collection of the system to existing major drainage outfalls or the construction of new outfalls. | 13 | Nueces | Aransas | 12100405 | 1210040504 | 121004050400 | 13000592 | 13000014 | 0.34807 | Yes | Yes | Yes | No | No | 13003450 | 00000083,00000260,13000381,13000586,13003450,13003451 | Yes | Project Planning | 900000 | No |  |  | 32 | 11 | 56 | 20 | 56 | 0 | 0 | 1.262 | 22 | 0 | Yes | No |  |  |  |  | No |  |  | Provided by stakeholders |  |  | Partial |  |  | Yes | priority based on stakeholder interview
2184 | 131000147 | Town of Fulton Palmetto Outfall Improvements | New storm drain pipes, inlets, and channel improvements with new outfall structure to Aransas Bay. Reduce frequency of roadway flooding and risk of property flooding in Southern Fulton, Northern Rockport, and Rockport CC/Tulle Creek area | 13 | Nueces | Aransas | 12100405 | 1210040504 | 121004050400 | 13000592 | 13000014 | 0.29951 | Yes | Yes | Yes | No | No | 13003450 | 00000083,00000260,13000586,13003450,13003451 | Yes | Project Planning | 1500000 | No |  |  | 23 | 15 | 36 | 26 | 36 | 0 | 0 | 0.51122 | 17 | 0 | Yes | No |  |  |  |  | No |  |  | Provided by stakeholders |  |  | Partial |  |  | Yes | priority based on stakeholder interview
2185 | 131000148 | Kinney St. Pump Station Inlet Modifications | It is recommended that modifications be made to increase the size and capacity of the inlet to the Kinney Street Pump Station. | 13 | Nueces | Nueces | 12110202 | 1211020201 | 121102020106 | 13000609,13000622 | 13000014 | 0.00057032 | No | No | Yes | No | No | 13002900 | 13000078,00000260,00000290,13000409,13002900 | Yes | Project Planning | 117000 | No |  |  | 2 | 0 | 55 | 0 | 55 | 0 | 0 | 0 | 0 | 0 | Yes | No |  |  |  |  | No |  |  | Provided by stakeholders |  |  | No |  |  | Yes | sponsor requested
2186 | 131000149 | Power St. Pump Station Improvements | Improvements to the inlet of Power Street Power Station will improve upstream drainage hydraulics throughout the basin. It is proposed to widen the inlet as much as possible to reduce headloss at the Power Station Inlet. | 13 | Nueces | Nueces | 12110202 | 1211020201 | 121102020106 | 13000609,13000618 | 13000014, 13000026, 13000027 | 0.00079562 | No | No | Yes | No | Yes | 13002900 | 13000078,00000260,00000290,13000409,13002900 | Yes | Project Planning | 201000 | No |  |  | 1 | 0 | 17 | 0 | 17 | 0 | 0 | 0 | 0 | 0 | Yes | No |  |  |  |  | No |  |  | Provided by stakeholders |  |  | No |  |  | Yes | sponsor requested
2187 | 131000150 | 12th Street Drainage Improvements | Construct drainage channel from 12th St to Bee Tree Circle and increase capacity of drainage structure under Bee Tree Circle. | 13 | Nueces | Aransas | 12100405 | 1210040501,1210040503 | 121004050306,121004050103 | 13000598,13000607 | 13000014, 13000026, 13000027 | 0.0040396 | No | No | No | No | No | 13002900 | 00000083,00000260 | Yes | Project Planning | 150000 | No |  |  | 0 | 0 | 0 | 0 | 0 | 0 | 0 | 0 | 0 | 0 | Yes | No |  |  |  |  | No |  |  | Provided by stakeholders |  |  | No |  |  | Yes | high need from the stakeholder interview
2188 | 131000151 | Aransas County Drainage Improvements - Henderson Street Property - Project 4 | Aransas County Texas Multi-Jurisdictional Hazard Mitigation Action Plan - Action #28: Precinct 3 - Henderson Street Property - Project 4. Reduce flood risk to buildings and infrastructure by making improvements to the County drainage system | 13 | Nueces | Aransas | 12100405 | 1210040504 | 121004050400 | 13000592 | 13000014 | 0.017109 | No | No | Yes | No | No | 00000083 | 00000083,00000260,13000586,13003451 | Yes | Project Planning | 176000 | No |  |  | 0 | 0 | 0 | 0 | 0 | 0 | 0 | 0 | 0 | 0 | Yes | No |  |  |  |  | No |  |  | Aransas County Texas Multi-Jurisdictional Hazard Mitigation Action Plan - 2017 | 2017-10-12 |  | No |  |  | Yes | sponsor requested; vulnerable area
2189 | 131000152 | San Patricio County Hazard Mitigation Action Plan - City of Mathis, Action #9 | Equip manholes with water tight covers/inflow guards; Raise sewage lift stations electrical systems above BFE; Floodproof sewage treatment plants in flood hazard areas | 13 | Nueces | San Patricio | 12110111 | 1211011107,1211011106 | 121101110702,121101110603,121101110701 | 13000445,13000462,13000467 | 13000014 | 2.0289 | Yes | No | Yes | No | No | 13003251 | 13000081,00000260,00000290,13000409,13000585,13003251 | Yes | Project Planning | 477000 | No |  |  | 54 | 48 | 15 | 53 | 53 | 0 | 0 | 1.0611 | 34 | 16.6537 | Yes | No |  |  |  |  | No |  |  | San Patricio County Hazard Mitigation Action Plan - 2018 | 2018-05-22 |  | Partial |  |  | Yes | sponsor requested
2190 | 131000153 | Cove Harbor Bulkhead Construction | Cove Harbor Bulkhead Construction | 13 | Nueces | Aransas | 12100405 | 1210040504 | 121004050400 | 13000592 | 13000013 | 0.0048257 | Yes | Yes | No | No | No | 13000381 | 00000083,00000260,13003451 | Yes | Project Planning | 2453000 | No |  |  | 1 | 0 | 3 | 0 | 3 | 0 | 0 | 0 | 0 | 0 | No | No |  |  |  |  | No |  |  | Aransas County Texas Multi-Jurisdictional Hazard Mitigation Action Plan - 2017 | 2017-10-12 |  | Yes |  |  | Yes | sponsor requested; vulnerable area
2191 | 131000154 | Kleberg County Drainage Improvement Study | COASTAL BEND MITIGATION ACTION PLAN - KL - 13: Improve drainage to county roads, Pcts 1 & 3, heavy rains cause road flooding and standing water to ditches. The overflow of stormwater has produced some flooding to residential homes and properties. | 13 | Nueces | Kleberg | 12110204,12110205 | 1211020402,1211020501 | 121102040206,121102040205,121102050106 | 13000483,13000502,13000520 | 13000016, 13000021 | 0.07733 | Yes | No | Yes | No | No | 13000077 | 13000077,00000260,13000779,13002378 | Yes | Project Planning | 49000 | No |  |  | 17 | 17 | 14 | 42 | 42 | 0 | 1 | 0.80596 | 9 | 2.5766 | Yes | No |  |  |  |  | No |  |  | Coastal Bend Mitigation Action Plan - 2012 | 2012-03-01 |  | Partial |  |  | Yes | vulnerable area
2192 | 131000155 | Citywide Stormwater Drainage Improvements - Odem | Drainage issues at railroad undercrossings caused by neighborhood development. | 13 | Nueces | San Patricio | 12110201 | 1211020100 | 121102010001 | 13000479 | 13000013 | 0.0065335 | No | No | No | No | No | 13003412 | 13000081,00000260,00000290,13000409,13000585,13000586,13003412 | Yes | Project Planning | 100000 | No |  |  | 0 | 0 | 0 | 0 | 0 | 0 | 0 | 0 | 0 | 0 | Yes | No |  |  |  |  | No |  |  | Provided by stakeholders |  |  | No |  |  | Yes | vulnerable area
2193 | 131000156 | Expanding Drainage System to Odem HS Area | Expanding and improving drainage network to Odem HS area and constructing a detention basin | 13 | Nueces | San Patricio | 12110201 | 1211020100 | 121102010001 | 13000479 | 13000014 | 0.024463 | Yes | No | Yes | No | No | 13003412 | 13000081,00000260,00000290,13000409,13000585,13000586,13003412 | Yes | Project Planning | 100000 | No |  |  | 0 | 0 | 0 | 0 | 0 | 0 | 0 | 0 | 0 | 0.052268 | Yes | No |  |  |  |  | No |  |  | Provided by stakeholders |  |  | Partial |  |  | Yes | vulnerable area
2194 | 131000157 | Improvements to Doyle Drainage Basin | Improvement to outfall into Nueces bay; increase conveyance capacity of ditches. | 13 | Nueces | San Patricio | 12110201 | 1211020100 | 121102010002 | 13000480 | 13000014 | 0.082328 | Yes | Yes | Yes | No | No | 13003233 | 13000081,00000260,00000290,13000409,13000585,13000586,13003233 | Yes | Project Planning | 100000 | No |  |  | 5 | 5 | 10 | 6 | 10 | 0 | 0 | 0.037345 | 1 | 0.015091 | Yes | No |  |  |  |  | No |  |  | Provided by stakeholders |  |  | Partial |  |  | Yes | sponsor requested; vulnerable area
2195 | 131000158 | Channel Outfall Drainage Improvement Project | Improving outfall structures to Chiltipin Creek | 13 | Nueces | San Patricio | 12100407 | 1210040703 | 121004070304 | 13000046 | 13000014 | 0.0017031 | Yes | No | No | No | No | 13002864 | 13000081,00000260,00000290,13000409,13000585,13002864 | Yes | Project Planning | 150000 | No |  |  | 0 | 0 | 0 | 0 | 0 | 0 | 0 | 0.079472 | 4 | 0 | Yes | No |  |  |  |  | No |  |  | Provided by stakeholders |  |  | Yes |  |  | Yes | vulnerable area
2196 | 131000159 | Citywide Stormwater Drainage Improvements - Sinton | Improving drainage on ditches along TXDOT roads and conveyance on railroad undercrossings. | 13 | Nueces | San Patricio | 12100407 | 1210040703 | 121004070304 | 13000046 | 13000014 | 0.00099972 | Yes | No | No | No | No | 13002864 | 13000081,00000260,00000290,13000409,13000585,13002864 | Yes | Project Planning | 200000 | No |  |  | 0 | 0 | 0 | 0 | 0 | 0 | 0 | 0 | 0 | 0 | Yes | No |  |  |  |  | No |  |  | Provided by stakeholders |  |  | Yes |  |  | Yes | vulnerable area
2197 | 131000160 | Expanding Drainage System to Newly Developed Areas | Expanding the citywide drainage system to include the newly developed residential areas | 13 | Nueces | San Patricio | 12100407 | 1210040703 | 121004070304 | 13000046 | 13000014 | 0.05895 | Yes | No | No | No | No | 13002864 | 13000081,00000260,00000290,13000409,13000585 | Yes | Project Planning | 150000 | No |  |  | 0 | 0 | 0 | 0 | 0 | 0 | 0 | 0 | 0 | 9.4151 | Yes | No |  |  |  |  | No |  |  | Provided by stakeholders |  |  | Yes |  |  | Yes | vulnerable area
2198 | 131000161 | San Patricio County Hazard Mitigation Action Plan - City of Sinton, Action #15 | Clean and repair stormwater drains. Upgrade undersized stormwater drains. | 13 | Nueces | San Patricio | 12100407 | 1210040703 | 121004070302,121004070303,121004070304 | 13000031,13000034,13000046 | 13000014 | 2.9682 | Yes | No | Yes | No | No | 13002864 | 13000081,00000260,00000290,13000409,13000585,13002864 | Yes | Project Planning | 477000 | No |  |  | 762 | 612 | 1823 | 2145 | 2145 | 2 | 0 | 15.0666 | 87 | 69.1145 | Yes | No |  |  |  |  | No |  |  | San Patricio County Hazard Mitigation Action Plan - 2018 | 2018-05-22 |  | Partial |  |  | Yes | vulnerable area
2199 | 131000162 | Aransas County Griffith Street Drainage Improvements | Aransas County Griffith Street Drainage Improvements | 13 | Nueces | Aransas | 12100405 | 1210040502 | 121004050204 | 13000596 | 13000013 | 0.19613 | Yes | No | Yes | No | No | 00000083 | 00000083,00000260 | Yes | Project Planning | 97000 | No |  |  | 0 | 0 | 0 | 0 | 0 | 0 | 0 | 0 | 0 | 1.8765 | Yes | No |  |  |  |  | No |  |  | Aransas County Texas Multi-Jurisdictional Hazard Mitigation Action Plan - 2017 | 2017-10-12 |  | Partial |  |  | Yes | sponsor requested; vulnerable area
2200 | 131000163 | Aransas County Drainage Improvements - Southeast 35 - Project 2 | Aransas County Texas Multi-Jurisdictional Hazard Mitigation Action Plan - Action #25: Precinct 1/1A - Southeast 35 - Project 2. Reduce flood risk to buildings and infrastructure by making improvements to the County drainage system | 13 | Nueces | Aransas | 12100405 | 1210040504 | 121004050400 | 13000592 | 13000014 | 0.98059 | Yes | Yes | Yes | No | No | 00000083 | 00000083,00000260,00000290 | Yes | Project Planning | 27000 | No |  |  | 1 | 1 | 0 | 1 | 1 | 0 | 0 | 0.71264 | 3 | 0.6538 | Yes | No |  |  |  |  | No |  |  | Aransas County Texas Multi-Jurisdictional Hazard Mitigation Action Plan - 2017 | 2017-10-12 |  | Partial |  |  | Yes | sponsor requested; vulnerable area
2201 | 131000164 | Aransas County Drainage Improvements - Southeast 35 - Project 1 | Aransas County Texas Multi-Jurisdictional Hazard Mitigation Action Plan - Action #26: Precinct 1/1A - Southeast 35 - Project 1. Reduce flood risk to buildings and infrastructure by making improvements to the County drainage system | 13 | Nueces | Aransas | 12100405 | 1210040504,1210040502 | 121004050400,121004050204 | 13000592,13000596 | 13000014 | 3.1929 | Yes | Yes | Yes | No | No | 00000083 | 00000083,00000260,13003451 | Yes | Project Planning | 40000 | No |  |  | 68 | 57 | 37 | 54 | 54 | 0 | 0 | 2.7799 | 26 | 1.8008 | Yes | No |  |  |  |  | No |  |  | Aransas County Texas Multi-Jurisdictional Hazard Mitigation Action Plan - 2017 | 2017-10-12 |  | Partial |  |  | Yes | sponsor requested; vulnerable area
2202 | 131000165 | Aransas County Drainage Improvements - Project 3 | Aransas County Texas Multi-Jurisdictional Hazard Mitigation Action Plan - Action #62: Master Plan - Drainage Improvements - Project 3 - Market St (FM1069) at SH 35 Bypass, Hickory & Steart | 13 | Nueces | Aransas | 12100405 | 1210040504,1210040502 | 121004050400,121004050204 | 13000592,13000596 | 13000014 | 0.29291 | No | No | Yes | No | No | 00000083 | 00000083,00000260,13000586,13003451 | Yes | Project Planning | 231000 | No |  |  | 0 | 0 | 0 | 0 | 0 | 0 | 0 | 0 | 0 | 0.024473 | Yes | No |  |  |  |  | No |  |  | Aransas County Texas Multi-Jurisdictional Hazard Mitigation Action Plan - 2017 | 2017-10-12 |  | No |  |  | Yes | sponsor requested; vulnerable area
2203 | 131000166 | Nueces Delta Preserve Project - Land Acquisition | This master plan envisions that the delta land identified here will likely become part of the Nueces Delta Preserve via voluntary coordination with private landowners. | 13 | Nueces | San Patricio | 12110111 | 1211011107,1211020100 | 121101110705,121101110707,121102010001,121102010002,121102010004 | 13000447,13000448,13000479,13000480,13000624 | 13000014 | 22.2361 | Yes | Yes | No | No | No | Coastal Bend Bays and Estuaries Program | 13000078,13000081,00000260,00000290,13000409,13000585,13002900 | Yes | Other | 1635000 | No |  |  | 58 | 52 | 32 | 106 | 106 | 0 | 0 | 5.2232 | 9 | 200.8153 | No | No |  |  |  |  | No |  |  | Aransas County Texas Multi-Jurisdictional Hazard Mitigation Action Plan - 2017 | 2017-10-12 |  | Partial |  |  | Yes | Nature based solution
2204 | 131000170 | Nueces Off-Channel Reservoir near Lake Corpus Christi | The Nueces OCR at the proposed location could be operated to capture water that would otherwise spill from LCC while still maintaining freshwater inflows to the Nueces Bay and Estuary (B&E) and could potentially reduce flood events downstream of LCC. | 13 | Nueces | Live Oak | 12110111 | 1211011103 | 121101110301,121101110302 | 13000474,13000475 | 13000013 | 9.054 | Yes | No | Yes | No | No | 13000089 | 13000089,00000260,00000290,13003452 | Yes | Project Planning | 65673000 | No |  |  | 0 | 0 | 0 | 0 | 0 | 0 | 0 | 0.079519 | 2 | 8.0388 | Yes | No |  |  |  |  | No |  |  | Coastal Bend Regional Water Plan - Oct 2020 | 2020-10-19 |  | No |  |  | Yes | high need for combined benefits of water supply/flood mitigation
2205 | 131000171 | Sediment Removal in Lake Corpus Christi | The accumulation of sediment in Lake Corpus Christi is a long-term concern. The 2001 Costal Bend Regional Water Plan studied a water supply option that involved the dredging of Lake Corpus Christi. | 13 | Nueces | Jim Wells,San Patricio,Live Oak | 12110111 | 1211011103,1211011104,1211011105,1211011106,1211011107 | 121101110505,121101110304,121101110405,121101110604,121101110603,121101110605,121101110701,121101110602,121101110301,121101110302,121101110303,121101110305 | 13000440,13000455,13000459,13000461,13000462,13000466,13000467,13000470,13000474,13000475,13000476,13000478 | 13000013 | 31.1787 | Yes | No | No | No | No | 13000089 | 13000080,13000081,13000089,00000260,00000290,13000409,13000585,13003249,13003250,13003452 | Yes | Project Planning | 2536000 | No |  |  | 702 | 537 | 167 | 675 | 675 | 0 | 0 | 7.1815 | 35 | 227.7267 | Yes | No |  |  |  |  | No |  |  | Coastal Bend Regional Water Plan - Oct 2020 | 2020-10-19 |  | No |  |  | Yes | high need for combined benefits of water supply/flood mitigation
2206 | 131000172 | Diversion from the Nueces River to Choke Canyon | Rent large, high capacity mobile diesel pumps to pump water from Nueces River to Choke Canyon during flood events. | 13 | Nueces | Live Oak | 12110105,12110108 | 1211010512,1211010805 | 121101051206,121101080505 | 13000198,13000354 | 13000013 | 0.078657 | Yes | No | Yes | No | No | 13000089 | 13000089,00000260,00000290,13003452 | Yes | Project Planning | 11702000 | No |  |  | 0 | 0 | 0 | 0 | 0 | 0 | 0 | 0.023812 | 1 | 0.32503 | Yes | No |  |  |  |  | No |  |  | Stakeholder input |  |  | No |  |  | Yes | high need for combined benefits of water supply/flood mitigation
2207 | 131000173 | Pipeline between Choke Canyon Reservoir and Lake Corpus Christi | A 2001 study showed that losses in the natural streams between CCR and LCC could possibly be prevented by a transmission pipeline. The pipeline can also provide flood mitigation benefits with a two-way operation via pumping. | 13 | Nueces | Jim Wells,San Patricio,Live Oak | 12110105,12110108,12110111 | 1211010512,1211010805,1211011101,1211011103,1211011104,1211011105,1211011102,1211011106 | 121101051206,121101080506,121101080505,121101110505,121101110101,121101110202,121101110405,121101110603,121101110605,121101110601,121101110204,121101110206,121101110301,121101110302 | 13000198,13000349,13000354,13000440,13000444,13000450,13000459,13000462,13000466,13000468,13000472,13000473,13000474,13000475 | 13000013 | 0.9978 | Yes | No | Yes | No | No | 13000089 | 13000080,13000089,00000260,00000290,13003096,13003452 | Yes | Project Planning | 40739000 | No |  |  | 2 | 0 | 24 | 5 | 24 | 0 | 0 | 0.42753 | 3 | 1.3751 | Yes | No |  |  |  |  | No |  |  | Coastal Bend Regional Water Plan - Oct 2020 | 2020-10-19 |  | Partial |  |  | Yes | high need for combined benefits of water supply/flood mitigation
2208 | 131000174 | Nueces Basin early flood warning system | Develop Flood Preparedness Toolsets Using Streamgaging and Flood Inundation Mapping to develop a basin wide early flood warning system. | 13 | Nueces | Atascosa,Wilson,Kinney,Uvalde,Medina,Bexar,Bandera,Real,Edwards,Kerr,Brooks,Kenedy,Jim Hogg,Kleberg,Nueces,Duval,Jim Wells,San Patricio,Webb,Aransas,Refugio,Dimmit,La Salle,McMullen,Bee,Live Oak,Goliad,Maverick,Zavala,Frio,Karnes |  |  |  |  | 13000009 | 24051.7891 | Yes | Yes | Yes | No | Yes | 00000290 | 13000001,00000005,00000007,00000011,00000015,00000021,00000022,00000073,00000074,00000076,13000077,13000078,13000079,13000080,13000081,00000082,00000083,00000084,13000085,13000086,13000087,13000089,00000090,00000091,13000092,13000093,00000095,00000096,000 | No | Preparedness | 250000 | No |  |  | 60967 | 42976 | 136543 | 124916 | 136543 | 445 | 526 | 3214.5305 | 7401 | 251436.9688 | No | No |  |  |  |  | No |  |  | Proposed by HDR |  |  | No |  |  | Yes | major issue in Leakey on Frio, Camp Wood on Nueces, Atascosa County, helps meet Goal 3 (flood warning system)
2209 | 131000175 | Nueces Basin low water crossing study and upgrade prioritization | Conduct an inventory of low water crossings (LWC), characterize risk, and rank low water crossings to prioritize those with high risk. Prepare a large scale public outreach campaign aimed at reducing loss of life. Address top 30% of high risk LWC. | 13 | Nueces | Atascosa,Wilson,Kinney,Uvalde,Medina,Bexar,Bandera,Real,Edwards,Kerr,Brooks,Kenedy,Jim Hogg,Kleberg,Nueces,Duval,Jim Wells,San Patricio,Webb,Aransas,Refugio,Dimmit,La Salle,McMullen,Bee,Live Oak,Goliad,Maverick,Zavala,Frio,Karnes |  |  |  |  | 13000002 | 24051.7891 | Yes | Yes | Yes | No | Yes | 00000290 | 13000001,00000005,00000007,00000011,00000015,00000021,00000022,00000073,00000074,00000076,13000077,13000078,13000079,13000080,13000081,00000082,00000083,00000084,13000085,13000086,13000087,13000089,00000090,00000091,13000092,13000093,00000095,00000096,000 | No | Project Planning | 700000 | No |  |  | 60967 | 42976 | 136543 | 124916 | 136543 | 445 | 526 | 3214.5305 | 7401 | 251436.9688 | Yes | No |  |  |  |  | No |  |  | Proposed by HDR |  |  | No |  |  | Yes | major life safety issue in upper basin due to flash flooding and numerous low water crossings, needed to meet Goal 1 (Low Water Crossings)
2210 | 131000176 | Nueces Basin High Hazard Dam identification and risk assessment | The region currently has 116 TCEQ regulated dams. Of these, 7 are 'non-functional' and 9 are 'deficient'. This study would identify all deficient high hazard dams in the region and recommend the removal or rehabilitation of the most high hazard dams. | 13 | Nueces | Atascosa,Wilson,Kinney,Uvalde,Medina,Bexar,Bandera,Real,Edwards,Kerr,Brooks,Kenedy,Jim Hogg,Kleberg,Nueces,Duval,Jim Wells,San Patricio,Webb,Aransas,Refugio,Dimmit,La Salle,McMullen,Bee,Live Oak,Goliad,Maverick,Zavala,Frio,Karnes |  |  |  |  | 13000004 | 24051.7891 | Yes | Yes | Yes | No | Yes | 00000290 | 13000001,00000005,00000007,00000011,00000015,00000021,00000022,00000073,00000074,00000076,13000077,13000078,13000079,13000080,13000081,00000082,00000083,00000084,13000085,13000086,13000087,13000089,00000090,00000091,13000092,13000093,00000095,00000096,000 | No | Project Planning | 1355000 | No |  |  | 60967 | 42976 | 136543 | 124916 | 136543 | 445 | 526 | 3214.5305 | 7401 | 251436.9688 | Yes | No |  |  |  |  | No |  |  | Proposed by HDR |  |  | No |  |  | Yes | needed to meet Goal 2 (high hazard dams)
2211 | 131000178 | Nueces Basin Assessment of Flood Mitigation and Performance of Nature-based Solutions (NBS) | Basin-wide analysis on the flood mitigation value of select nature-based solutions (NBS) at a variety of scales and land use types, looking for consistent, accurate, and broadly applicable methods to quantify flood mitigation benefits of NBS. | 13 | Nueces | Atascosa,Wilson,Kinney,Uvalde,Medina,Bexar,Bandera,Real,Edwards,Kerr,Brooks,Kenedy,Jim Hogg,Kleberg,Nueces,Duval,Jim Wells,San Patricio,Webb,Aransas,Refugio,Dimmit,La Salle,McMullen,Bee,Live Oak,Goliad,Maverick,Zavala,Frio,Karnes |  |  |  |  | 13000019 | 24051.7891 | Yes | Yes | Yes | No | Yes | 00000290 | 13000001,00000005,00000007,00000011,00000015,00000021,00000022,00000073,00000074,00000076,13000077,13000078,13000079,13000080,13000081,00000082,00000083,00000084,13000085,13000086,13000087,13000089,00000090,00000091,13000092,13000093,00000095,00000096,000 | No | Other | 100000 | No |  |  | 60967 | 42976 | 136543 | 124916 | 136543 | 445 | 526 | 3214.5305 | 7401 | 251436.9688 | No | No |  |  |  |  | No |  |  | Proposed by HDR |  |  | No |  |  | Yes | needed to meet Goal 7 (nature-based practices)
2212 | 131000179 | Scaling Up Nature Based Solutions (NBS) in the Nueces Flood Planning Region to support community resilience and enhance flood and hazard mitigation planning | Multi-jurisdictional feasibility analyses will be performed in targeted areas to identify a prioritized portfolio of NBS flood mitigation projects and strategies that consider both risk reduction and ecological benefits. | 13 | Nueces | Atascosa,Wilson,Kinney,Uvalde,Medina,Bexar,Bandera,Real,Edwards,Kerr,Brooks,Kenedy,Jim Hogg,Kleberg,Nueces,Duval,Jim Wells,San Patricio,Webb,Aransas,Refugio,Dimmit,La Salle,McMullen,Bee,Live Oak,Goliad,Maverick,Zavala,Frio,Karnes |  |  |  |  | 13000019 | 24051.7891 | Yes | Yes | Yes | No | Yes | 00000290 | 13000001,00000005,00000007,00000011,00000015,00000021,00000022,00000073,00000074,00000076,13000077,13000078,13000079,13000080,13000081,00000082,00000083,00000084,13000085,13000086,13000087,13000089,00000090,00000091,13000092,13000093,00000095,00000096,000 | No | Other | 1000000 | No |  |  | 60967 | 42976 | 136543 | 124916 | 136543 | 445 | 526 | 3214.5305 | 7401 | 251436.9688 | No | No |  |  |  |  | No |  |  | Proposed by HDR |  |  | No |  |  | Yes | needed to meet Goal 7 (nature-based practices)
2213 | 131000180 | Petronilla Drainage Improvements Feasibility Study | Petronilla Drainage Improvements Feasibility Study | 13 | Nueces | Nueces | 12110205 | 1211020506 | 121102050606 | 13000559 | 13000014 | 0.44827 | No | No | Yes | No | No | 13002390 | 13000078,00000260,00000290,13000409,13000940,13002390,13003452 | Yes | Project Planning | 100000 | No |  |  | 0 | 0 | 0 | 0 | 0 | 0 | 0 | 0.17237 | 2 | 3.0913 | Yes | No |  |  |  |  | No |  |  | Mitigation Plan |  |  | No |  |  | Yes | helps maintain a hurricane evacuation route
2214 | 131000181 | COASTAL BEND MITIGATION ACTION PLAN - NU - 64 | To improve drainage throughout the City of Agua Dulce, it is necessary to properly assess the community drainage needs and establish a local prioritization plan to serve as a guide to successful flood mitigation. | 13 | Nueces | Nueces | 12110205 | 1211020505,1211020506 | 121102050506,121102050602 | 13000532,13000561 | 13000013 | 0.34086 | Yes | No | Yes | No | No | 13002546 | 13000078,00000260,00000290,13000409,13000779,13002546,13003452 | Yes | Project Planning | 250000 | Yes | State or Federal Grants |  | 213 | 177 | 407 | 390 | 407 | 15 | 0 | 7.3023 | 26 | 1.0855 | Yes | No |  |  |  |  | No |  |  | Coastal Bend Mitigation Action Plan - 2012 | 2012-03-01 |  | No |  |  | Yes | high need, In vulnerable area
2215 | 131000177 | Nueces Basin Floodplain Map Updates | Develop floodplain maps to NFHL level for HUC 12 watershed areas that have a high flood risk (risk score > 3.0 per the Regional Flood Plan) but do not currently have accurate mapping. Accurate mapping is defined as NFHL level accuracy. | 13 | Nueces | Atascosa,Wilson,Kinney,Uvalde,Medina,Bexar,Bandera,Real,Edwards,Kerr,Brooks,Kenedy,Jim Hogg,Kleberg,Nueces,Duval,Jim Wells,San Patricio,Webb,Aransas,Refugio,Dimmit,La Salle,McMullen,Bee,Live Oak,Goliad,Maverick,Zavala,Frio,Karnes |  |  |  |  | 13000011 | 24051.7891 | Yes | Yes | Yes | No | Yes | 00000290 | 13000001,00000005,00000007,00000011,00000015,00000021,00000022,00000073,00000074,00000076,13000077,13000078,13000079,13000080,13000081,00000082,00000083,00000084,13000085,13000086,13000087,13000089,00000090,00000091,13000092,13000093,00000095,00000096,000 | No | Watershed Planning | 51628000 | No |  |  | 60967 | 42976 | 136543 | 124916 | 136543 | 445 | 526 | 3214.5305 | 4499 | 251436.9688 | Yes | No |  |  |  |  | No |  |  | Proposed by HDR |  |  | No |  |  | Yes | needed to meet Goal 4 (floodplain maps)
2216 | 141000002 | Develop H&H Models for Cibolo Creek and arroyos through the City of Presidio, and develop an FMP for flood reduction of buildings and emergency access roadways. | Develop H&H models for Cibolo Creek and the City of Presidio arroyos to evaluate flood risk. Develop FMPs, an interior drainage analysis for east Cibolo Creek levee, and a coincident storm analysis for Cibolo Creek, the Rio Conchos, and the Rio Grande. | 14 | Upper Rio Grande | Presidio | 13040201 |  |  |  | 14007003, 14014002, 14009002, 14009004 | 10.184 | Yes | No | No | No | No | Presidio city, Presidio County | 14003375,14000041,14003649,14003602 | No | Project Planning | 183000 | Yes | General Revenue, 20% | 36600 | 760 | 479 | 627 | 168 | 187 | 0 | 0 | 16.2661 | 0 | 412.213 | Yes | Yes | Hydrologic models are available from 2008 City of Presidio Drainage Study (Study ID 88), but no digital spatial data or hydraulic floodplain models/mapping are available. Only hydraulic models are HY-8. No proposed models are available. | 2008-01-01 | 2008-01-01 |  | Yes |  | 1985-01-01 | FAFDS | 1985-01-01 |  | Yes |  | 0 | Yes | Aligns with RFPG and stakeholder goals
2217 | 141000003 | Arroyo Siphon at SH20 near Tornillo | Coordinate with TXDOT to install siphon at SH20 to prevent road from overtopping and stormwater from entering EPCWID1 canal system. | 14 | Upper Rio Grande | El Paso | 13040100 |  |  |  | 14010001, 14010002 | 0.051466 | Yes | No | No | No | No | El Paso County, EPCWID1, TXDOT | 14000157,14000707,14003601 | No | Project Planning | 38000 | Yes | Taxes, Water Use Fees, 50% | 19000 | 0 | 0 | 0 | 2126 | 2126 | 0 | 0 | 0.24706 | 0 | 10.9343 | Yes | Yes | Preliminary FEMA models can be used, but needs refinement for design purposes | 2019-01-01 | 2019-01-01 |  | Yes |  | 2019-01-01 | Preliminary FEMA | 2019-01-01 |  | No |  | 0 | Yes | Aligns with RFPG and stakeholder goals
2218 | 141000004 | Lower Mesa Drain Improvements at El Paso | Assess capacity of upstream reservoirs; develop detailed hydraulic model of Lower Mesa Drain to design 30+ culvert improvements; assess capacity of Mesa Drain to accept runoff without impacting downstream agricultural property. | 14 | Upper Rio Grande | El Paso | 13040100 |  |  |  | 14007003, 14009001, 14009003 | 5.5938 | No | No | Yes | No | No | El Paso Water, El Paso County, EPCWID1 | 14003604,14003604,14000707 | No | Project Planning | 689000 | Yes | Taxes, Water Use Fees, 50% | 344500 | 375 | 216 | 391 | 75 | 75 | 0 | 0 | 12.4584 | 0 | 1474.78 | Yes | Yes | Only CulvertMaster models of individual culverts were developed for the 2009 El Paso County SWMP. A new 1D HEC-RAS model is needed. 2D Preliminary FEMA is not sufficient for this purpose. | 2009-01-01 | 2009-01-01 |  | Yes |  | 2019-01-01 | Preliminary FEMA | 2019-01-01 |  | No |  | 0 | Yes | Aligns with RFPG and stakeholder goals
2219 | 141000005 | Develop solution for flooding of San Elizario historic district, and localized flooding in San Elizario and adjacent communities | Develop Stormwater Master Plan for San Elizario, including drainage swales to convey runoff into the River Drain and relieve localized ponding, as well as plantings along flowpaths for butterfly habitat. | 14 | Upper Rio Grande | El Paso | 13040100 |  |  |  | 14009001, 14009003 | 7.2599 | No | No | Yes | No | No | San Elizario city, El Paso County | 14002721,14000157 | No | Project Planning | 73000 | Yes | General Revenue / General Funds or Bonds or Tax notes, 25% | 18250 | 641 | 598 | 394 | 3960 | 4364 | 1 | 0 | 10.3881 | 0 | 1201.38 | Yes | Yes | Preliminary FEMA models can be used, but needs refinement for risk assessment and design purposes. | 2019-01-01 | 2019-01-01 |  | Yes |  | 2019-01-01 | Preliminary FEMA | 2019-01-01 |  | No |  | 0 | Yes | Aligns with RFPG and stakeholder goals
2220 | 141000006 | Increase Storage Capacity of Fort Bliss Sump | Excavate Fort Bliss Sump while avoiding newly delineated wetland to increase storage capacity of sump. Requires continued coordination with U.S. Army due to project location on Fort Bliss. | 14 | Upper Rio Grande | El Paso | 13040100 |  |  |  | 14009001, 14009003 | 0.67382 | No | No | Yes | No | No | El Paso Water | 14003650,14003604 | No | Project Planning | 30000 | No | Revenue bonds, Cash Revenues, Credit, 0% | 0 | 3766 | 2331 | 24444 | 19043 | 24444 | 45 | 2 | 150.7 | 82 | 666.1 | Yes | Yes | Preliminary FEMA model or Northeast LOMR (Case No. 18-06-0885P) can be used, but needs refinement for design purposes | 2019-01-01 | 2019-01-01 |  | Yes | Northeast LOMR (Case No. 18-06-0885P) mapping is incorporated into Preliminary FEMA (2019) mapping for El Paso County | 2018-01-01 | Northeast LOMR Case No. 18-06-0885P | 2018-01-01 |  | Yes |  | 0 | Yes | Aligns with RFPG and stakeholder goals
2221 | 141000012 | Dam Improvements at Comanche Creek Reservoir at Fort Stockton | Inspect and evaluate rehabilitation improvements for Comanche Creek Reservoir to protect Fort Stockton from similar flooding to that which occurred on April 4, 2004. | 14 | Upper Rio Grande | Pecos | 13070007 |  |  |  | 14014001, 14009002, 14009004, 14010001, 14010002 | 6.1492 | Yes | No | Yes | No | No | Fort Stockton city, Pecos County | 14003232,14000062 | Yes | Project Planning | 68000 | No | Unknown | 0 | 169 | 111 | 900 | 7825 | 7825 | 2 | 4 | 22.1459 | 27 | 14.4729 | Yes | No |  | 0 | 0 |  | Yes | FAFDS are available just within Fort Stockton city limits (most of County does not have any mapping) | 1985-01-01 | FAFDS | 1985-01-01 |  | Yes |  | 0 | Yes | Aligns with RFPG and stakeholder goals
2222 | 141000014 | Develop a Colonia-wide Drainage System at Fort Hancock | Conduct surveys and drainage study to define flood areas, size 5th St crossing structures, develop H&H models, and propose FMPs. Address flooding at Hwy 20, Mustang Rd, and complete Supplemental Watershed Plans for Camp Rice Dam 1, Alamo Dam 3. | 14 | Upper Rio Grande | Hudspeth | 13040100 |  |  |  | 14014001, 14009002, 14009004, 14010001, 14010002 | 21.9507 | Yes | No | Yes | No | No | Hudspeth County | 14003589,14000155 | Yes | Project Planning | 795000 | No | General Revenue, 0% | 0 | 57 | 0 | 20 | 49786 | 55754 | 0 | 9 | 5.0165 | 9 | 2482.8701 | Yes | No |  | 0 | 0 |  | Yes |  | 1985-01-01 | FAFDS | 1985-01-01 |  | Yes |  | 0 | Yes | Aligns with RFPG and stakeholder goals
2223 | 141000001 | Develop a plan for a Sediment and Vegetation Control Program in the Rio Grande at El Paso | Assess Rio Grande capacity in El Paso County considering updated hydrology, sediment, and vegetation conditions. Establish maintenance program with minimum risk-based channel capacity. Address maintenance agreements between U.S. and Mexico. | 14 | Upper Rio Grande | El Paso | 13030102, 13040100 |  |  |  | 14007003, 14004001 | 110.749 | Yes | No | No | No | No | El Paso Water, El Paso County, EPCWID1 | 14003649,14003604,14000157,14003587,14000155,14000707 | No | Preparedness | 107000 | Yes | Taxes, Water Use Fees, 50% | 53500 | 12341 | 10696 | 21235 | 34727 | 34727 | 16 | 2 | 228.131 | 20 | 26706.9004 | No | Yes | Final hydrologic and hydraulic models expected Aug 31 2022 from USIBWC "RGCP Hydraulic Modeling, Sediment Accumulation, and Flow Capacity Analysis" (Wilson, FNI) | 2222-01-01 | 2222-01-01 |  | Yes | Natural Valley Analysis (2016) mapping is incorporated into Preliminary FEMA (2019) mapping for El Paso County | 2019-01-01 | Preliminary FEMA | 2019-01-01 |  | No |  | 0 | Yes | Aligns with RFPG and stakeholder goals
2224 | 141000008 | Sediment Control at Alamito and Terneros Creek | Design sediment control structures on Alamito Creek and Terneros Creek upstream of confluence with the Rio Grande to reduce sediment in the Rio Grande and reduce USIBWC maintenance burden. | 14 | Upper Rio Grande | Presidio | 13040201, 13040202, 13040203, 13040204, 13070005, 13070006, 13050004 |  |  |  | 14004002, 14011001 | 1621.88 | Yes | No | No | No | No | Presidio County | 14003649,14000041 | No | Project Planning | 111000 | No | Unknown | 0 | 444 | 173 | 379 | 1599 | 1599 | 0 | 24 | 46.9575 | 132 | 28207.5996 | Yes | No |  | 0 | 0 |  | Yes |  | 1985-01-01 | FAFDS | 1985-01-01 |  | Yes |  | 0 | Yes | Aligns with RFPG and stakeholder goals
2225 | 141000010 | Develop city-wide drainage study and stormwater master plan for Pecos | Develop city-wide drainage study and stormwater master plan for City of Pecos and adjacent Lindsay Census Designated Place. Develop detailed H&H models and floodplain maps. Evaluate FMP alternatives. | 14 | Upper Rio Grande | Reeves | 13070003, 13070001 |  |  |  | 14014001, 14009002, 14009004, 14010001, 14010002 | 23.0571 | Yes | No | Yes | Yes | No | Pecos city, Lindsay CDP, Reeves County, TXDOT | 14003280,14003590,14000142,14003601 | No | Project Planning | 92000 | No | Unknown | 0 | 2120 | 1240 | 5708 | 2536 | 2536 | 3 | 18 | 89.9185 | 295 | 536.596 | Yes | No |  | 0 | 0 |  | Yes | FAFDS are available just within Pecos City limits (most of County does not have any mapping) | 1985-01-01 | FAFDS | 1985-01-01 |  | Yes |  | 0 | Yes | Aligns with RFPG and stakeholder goals
2226 | 141000015 | Prioritize arroyos on their likelihood of producing sediment/ debris flows | Investigate uncontrolled arroyos that have created flood damages and high maintenance costs. Develop method to estimate relative production of sediment for uncontrolled arroyos and estimate added flood risk associated with drainage conveyance blockage. | 14 | Upper Rio Grande | El Paso | 13030102, 13040100, 13050003 |  |  |  | 14009001, 14009003, 14010001, 14010002 | 1011.05 | Yes | No | No | No | No | El Paso Water, El Paso County, EPCWID1 | 14003604,14000157,14000707 | No | Preparedness | 70000 | Yes | Taxes, Water Use Fees, 50% | 35000 | 21373 | 16856 | 68846 | 20411 | 20411 | 37 | 132 | 607.247 | 841 | 48551 | No | Yes |  | 2019-01-01 | 2019-01-01 |  | Yes |  | 2019-01-01 | Preliminary FEMA | 2019-01-01 |  | No |  | 0 | Yes | Aligns with RFPG and stakeholder goals
2227 | 141000018 | Conduct flood risk assessment at El Paso locations where drainage is controlled by river stage, and there are significant flood risks on the non-river side of the levee. | Identify the Rio Grande outfalls that are most susceptible to blockage, and most likely to allow flood damage during periods of high river stage. | 14 | Upper Rio Grande | El Paso | 13030102, 13040100 |  |  |  | 14009001, 14009003, 14004001 | 110.749 | Yes | No | Yes | No | No | El Paso Water, El Paso County | 14003604,14000157 | No | Preparedness | 70000 | No | Revenue bonds, Cash Revenues, Credit, 0% | 0 | 12341 | 10696 | 21235 | 34914 | 34914 | 16 | 2 | 228.131 | 20 | 26706.9004 | No | Yes | El Paso County Interior Drainage Models | 2021-01-01 | 2021-01-01 |  | Yes | El Paso County Interior Drainage Mapping (Study ID: 24) includes best available mapping that assumes El Paso levees are in place. | 2021-01-01 | El Paso County Interior Drainage Study | 2021-01-01 |  | No |  | 0 | Yes | Aligns with RFPG and stakeholder goals
2228 | 141000019 | Plan for mitigation of drainage controls where ground water reduces storm water conveyance capacity in the Montoya Drain | Perform H&H modeling to develop a FMP for increasing the capacity of Montoya Drain through measures to control groundwater intrusion into the drain. | 14 | Upper Rio Grande | El Paso | 13030102 |  |  |  | 14007003 | 0.2877 | No | No | Yes | No | No | El Paso Water, EPCWID1 | 14003604,14000707,14003587,14003588 | No | Project Planning | 130000 | Yes | Taxes, Water Use Fees, 50% | 65000 | 63 | 58 | 187 | 245 | 245 | 0 | 0 | 1.8043 | 0 | 10.8841 | Yes | Yes | A new 1D HEC-RAS model is needed. 2D Preliminary FEMA is not sufficient for this purpose. | 0 | 0 |  | Yes | Preliminary FEMA | 2019-01-01 | Preliminary FEMA | 2019-01-01 |  | No |  | 0 | Yes | Aligns with RFPG and stakeholder goals
2229 | 141000021 | Develop city-wide drainage study and stormwater master plan for the City of Kermit. | Develop city-wide drainage study and stormwater master plan for Kermit. Develop detailed H&H models and floodplain maps. Evaluate FMP alternatives. | 14 | Upper Rio Grande | Winkler | 13070007 |  |  |  | 14014001, 14009002, 14009004, 14010001, 14010002 | 2.5057 | No | No | Yes | Yes | No | Kermit city, Winkler County | 14002911,00000154 | No | Project Planning | 75000 | No | Unknown | 0 | 1119 | 916 | 1684 | 2152 | 2152 | 1 | 0 | 31.6256 | 5 | 2.6717 | Yes | No |  | 0 | 0 |  | Yes | FAFDS are available just within Kermit city limits (most of County does not have any mapping) | 1976-01-01 | FAFDS | 1976-01-01 |  | Yes |  | 0 | Yes | Aligns with RFPG and stakeholder goals
2230 | 141000022 | Develop solutions for flooding near Sierra Blanca | Develop drainage study and stormwater master plan for Sierra Blanca and surrounding ranches with access issues during floods. Develop detailed H&H models and floodplain maps. Evaluate FMP alternatives. | 14 | Upper Rio Grande | Hudspeth | 13040201 |  |  |  | 14014001, 14009002, 14009004, 14010001, 14010002 | 4.7617 | Yes | No | No | No | No | Hudspeth County | 14000155 | No | Project Planning | 76000 | No | General Revenue, 0% | 0 | 36 | 13 | 55 | 75 | 75 | 0 | 4 | 7.8068 | 28 | 5.5287 | Yes | No |  | 0 | 0 |  | Yes |  | 1985-01-01 | FAFDS | 1985-01-01 |  | Yes |  | 0 | Yes | Aligns with RFPG and stakeholder goals
2231 | 141000023 | Develop city-wide drainage study and stormwater master plan for Alpine | Develop city-wide drainage study and stormwater master plan for Alpine. Develop detailed H&H models and floodplain maps. Evaluate FMP alternatives. | 14 | Upper Rio Grande | Brewster | 13070006 |  |  |  | 14014001, 14009002, 14009004, 14010001, 14010002 | 4.7879 | Yes | No | Yes | No | No | Alpine city, Brewster County | 14003208,14000040 | No | Project Planning | 250000 | No | Unknown | 0 | 1640 | 1181 | 4364 | 3970 | 4367 | 6 | 18 | 38.0258 | 199 | 49.9101 | Yes | No |  | 0 | 0 |  | Yes |  | 1985-01-01 | FAFDS | 1985-01-01 |  | Yes |  | 0 | Yes | Aligns with RFPG and stakeholder goals
2232 | 141000024 | Develop Supplemental Watershed Plans for flood control dams protecting Sonora | Assess & evaluate rehabilitation improvements for 7 NRCS dams identified by TCEQ as "Hydraulically Inadequate". Define upgrades of dams in Supplemental Watershed Plans for Dry Devils & Lowry Dams 3, 4, 5, 7, 8, 10, & 12. | 14 | Upper Rio Grande | Sutton | 13040301 |  |  |  | 14014001, 14009002, 14009004, 14010001, 14010002 | 2.2089 | Yes | No | No | No | No | Sonora city, Sutton County | 14002792,00000038 | Yes | Project Planning | 1456000 | No | Unknown | 0 | 682 | 419 | 1103 | 957 | 1106 | 2 | 20 | 14.9832 | 97 | 0.35989 | Yes | No |  | 0 | 0 |  | Yes | FAFDS from 1989 are available just within Sonora city limits (most of County has 1987 FAFDS mapping) | 1989-01-01 | FAFDS | 1989-01-01 |  | Yes |  | 0 | Yes | Aligns with RFPG and stakeholder goals
2233 | 141000025 | Develop Supplemental Watershed Plans for flood control dams protecting Ozona | Assess & evaluate rehabilitation improvements for NRCS dam identified by TCEQ as "Hydraulically Inadequate". Define upgrades of dam in Supplemental Watershed Plans for Johnsons Draw SCS Site 7 Dam. | 14 | Upper Rio Grande | Crockett | 13040301 |  |  |  | 14014001, 14009002, 14009004, 14010001, 14010002 | 4.6458 | Yes | No | No | No | No | Ozona CDP, Crockett County | 14003591,00000052 | Yes | Project Planning | 1456000 | No | Unknown | 0 | 944 | 661 | 912 | 1599 | 1599 | 4 | 29 | 19.7644 | 144 | 1.8605 | Yes | No |  | 0 | 0 |  | Yes | FAFDS from 1973 are available just within Ozona city limits (most of County has 2004 FAFDS mapping) | 1973-01-01 | FAFDS | 1973-01-01 |  | Yes |  | 0 | Yes | Aligns with RFPG and stakeholder goals
2234 | 141000026 | Develop city-wide drainage study and stormwater master plan for Monahans/ Southwest Sandhill | Develop drainage study and stormwater master plan for City of Monahans and Southwest Sandhill Census Designated Place. Develop detailed H&H models and floodplain maps. Evaluate FMP alternatives. | 14 | Upper Rio Grande | Ward, Winkler | 13070007 |  |  |  | 14014001, 14009002, 14009004, 14010001, 14010002 | 36.1424 | No | No | Yes | Yes | No | Monahans city, Southwest Sandhill CDP, Ward County | 14002574,14003592,14000130 | No | Project Planning | 104000 | Yes | Dedicated Revenue, 10% | 10400 | 1222 | 92 | 1629 | 2550 | 2550 | 1 | 0 | 51.2673 | 38 | 57.4439 | Yes | No |  | 0 | 0 |  | Yes | FAFDS from 1988 are available just within Monahans city limits (most of County has1977 FAFDS mapping) | 1988-01-01 | FAFDS | 1988-01-01 |  | Yes |  | 0 | Yes | Aligns with RFPG and stakeholder goals
2235 | 141000033 | Develop city-wide drainage study and stormwater master plan for City of Socorro | Develop city-wide drainage study and stormwater master plan for Socorro. Develop detailed H&H models and floodplain maps. Evaluate FMP alternatives. | 14 | Upper Rio Grande | El Paso | 13040100 |  |  |  | 14014001, 14009001, 14009003, 14010001, 14010002 | 21.8775 | Yes | No | Yes | No | No | Socorro city, El Paso County | 14002848,14000157 | No | Project Planning | 73000 | Yes | General Funds or Bonds or Tax notes, 55% | 40150 | 2578 | 2267 | 3215 | 7825 | 7825 | 0 | 0 | 43.7321 | 0 | 3083.54 | Yes | Yes | Preliminary FEMA models can be used, but needs refinement for risk assessment and design purposes. | 2019-01-01 | 2019-01-01 |  | Yes |  | 2019-01-01 | Freliminary FEMA | 2019-01-01 |  | No |  | 0 | Yes | Aligns with RFPG and stakeholder goals
2236 | 141000034 | Develop FMPs for additional projects in City of El Paso/El Paso Water Stormwater Master Plan | Develop all required datasets and models for 52 projects from the City of El Paso/El Paso Water Stormwater Master Plan to be recommended as FMPs in the Regional Flood Plan. | 14 | Upper Rio Grande | El Paso | 13030102, 13040100, 13050003 |  |  |  | 14009001, 14009003, 14010001, 14010002 | 298.792 | Yes | No | Yes | No | No | El Paso Water | 14003604 | No | Project Planning | 1288000 | No | Revenue bonds, Cash Revenues, Credit, 0% | 0 | 13881 | 10736 | 55754 | 49860 | 55807 | 26 | 51 | 374.954 | 614 | 6056.9302 | Yes | Yes | Preliminary FEMA models can be used, but needs refinement for risk assessment and design purposes. | 2019-01-01 | 2019-01-01 |  | Yes |  | 2019-01-01 | Freliminary FEMA | 2019-01-01 |  | No |  | 0 | Yes | Aligns with RFPG and stakeholder goals
2237 | 141000035 | Develop FMPs for additional projects from the El Paso County Stormwater Master Plan | Develop all required datasets and models for 21 projects from the El Paso County Stormwater Master Plan to be considered as FMPs in the Regional Flood Plan. | 14 | Upper Rio Grande | El Paso | 13030102, 13040100, 13050003 |  |  |  | 14009001, 14009003, 14010001, 14010002 | 711.115 | Yes | No | Yes | No | No | El Paso County | 14000157 | No | Project Planning | 276000 | Yes | General Funds or Bonds or Tax notes, 5% | 13800 | 7480 | 6117 | 13061 | 20421 | 20421 | 10 | 81 | 228.219 | 224 | 42408.6016 | Yes | Yes | El Paso County SWMP H&H models can be utilized with minimal refinements. | 2019-01-01 | 2019-01-01 |  | Yes |  | 2021-01-01 | Freliminary FEMA | 2021-01-01 |  | No |  | 0 | Yes | Aligns with RFPG and stakeholder goals
2238 | 151000094 | Risk Area 6 Trib 2 bypass & detention at Eagle Pass High School fields | Project includes bypassing flow from Golfcrest Drive to the detention pond with 1-6’x4’, RCB Modifying outfall structure from 2-5’x3’ RCB to 1-5’x3’ RCB, and Lowering existing baseball field by 3 ft to provide an additional 30 ac-ft of storag | 15 | Lower Rio Grande | Maverick | 13080001, 13080002 |  | 130800020703, 130800020702 |  | 1500007, 1500008 | 0 | Yes | No | Yes | No | No | 15000049 | 15000008,15000011,15000049 | Yes | Preliminary Engineering | 143550 | Yes |  | 0 |  | 5 | 4 | 14 | 18 | 0 | 0 | 1.0997 | 0 | 0 | Yes | Yes |  |  |  |  | Yes |  |  | FEMA |  |  | No |  |  | Yes | Meets TWDB & RFPG criteria for FMEs
2239 | 151000093 | Risk Area 5 Debona Drive | Project includes constructing a 5' deep trapezoidal channel approximately 30 feet wide with 3:1 side slopes and a 5' concrete pilot channel, replacing Juarez Street culvert with 8'x4' box culvert, and realigning existing channel to provide additional dis | 15 | Lower Rio Grande | Maverick | 13080001, 13080002 |  | 130800020703, 130800020702 |  | 1500005 , 1500006 | 0 | Yes | No | Yes | No | No | 15000049 | 15000008,15000011,15000049 | Yes | Preliminary Engineering | 53955 | Yes |  | 0 |  | 3 | 38 | 80 | 118 | 0 | 0 | 1.7591 | 0 | 0 | Yes | Yes |  |  |  |  | Yes |  |  | FEMA |  |  | No |  |  | Yes | Meets TWDB & RFPG criteria for FMEs
2240 | 151000091 | Risk Area 3 Arrow Point Boulevard | Project includes constructing small retaining wall at downstream of flume outfall to force flow towards Stone Way and constructing a 2' wide and 6" deep concrete flume from existing flume outfall to Stone Way. | 15 | Lower Rio Grande | Maverick | 13080001, 13080002 |  | 130800020703, 130800020702 |  | 1500005 , 1500006 | 0 | Yes | No | Yes | No | No | 15000049 | 15000008,15000011,15000049 | Yes | Preliminary Engineering | 7920 | Yes |  | 0 |  | 0 | 0 | 0 | 0 | 0 | 0 | 2.4048 | 0 | 0 | Yes | Yes |  |  |  |  | Yes |  |  | FEMA |  |  | No |  |  | Yes | Meets TWDB & RFPG criteria for FMEs
2241 | 151000090 | Risk Area 2 Treasure Hills | Project includes constructing a 4' deep trapezoidal concrete channel with 8' bottom width and 2:1 side slopes, from detention pond outfall to existing culverts. | 15 | Lower Rio Grande | Maverick | 13080001, 13080002 |  | 130800020703, 130800020702 |  | 1500005 , 1500006 | 0 | Yes | No | Yes | No | No | 15000049 | 15000008,15000011,15000049 | Yes | Preliminary Engineering | 89595 | Yes |  | 0 |  | 26 | 139 | 129 | 268 | 0 | 0 | 5.1106 | 0 | 0 | Yes | Yes |  |  |  |  | Yes |  |  | FEMA |  |  | No |  |  | Yes | Meets TWDB & RFPG criteria for FMEs
2242 | 151000089 | Risk Area 15 Trib 3 Detention at Main Street | Project includes constructing 10 acre detention pond (29 ac-ft volume) along East Channel north of Highway 277 and installing flap-gates at flume outfalls on Omar Drive and Jana Drive, to prevent more frequent stormwater from backing up into the neighbor | 15 | Lower Rio Grande | Maverick | 13080001, 13080002 |  | 130800020703, 130800020702 |  | 1500005 , 1500006 | 0 | Yes | No | Yes | No | No | 15000049 | 15000008,15000011,15000049 | Yes | Preliminary Engineering | 124245 | Yes |  | 0 |  | 191 | 730 | 601 | 1331 | 1 | 0 | 5.6693 | 0 | 0 | Yes | Yes |  |  |  |  | Yes |  |  | FEMA |  |  | No |  |  | Yes | Meets TWDB & RFPG criteria for FMEs
2243 | 151000088 | Risk Area 13 Celle De Los Santos neighborhood. Additional culvert under irrigation canal. | Project includes upgrading existing culvert crossing irrigation canal from 2-6'x4' RCB to 4-6'x4' RCB. | 15 | Lower Rio Grande | Maverick | 13080001, 13080002 |  | 130800020703, 130800020702 |  | 1500005 , 1500006 | 0 | Yes | No | Yes | No | No | 15000049 | 15000008,15000011,15000049 | Yes | Preliminary Engineering | 27225 | Yes |  | 0 |  | 8 | 17 | 33 | 50 | 0 | 0 | 0.25771 | 0 | 0 | Yes | Yes |  |  |  |  | Yes |  |  | FEMA |  |  | No |  |  | Yes | Meets TWDB & RFPG criteria for FMEs
2244 | 151000087 | Risk Area 12 Fox Borough Drive | Project includes bypassing flow from inlet at Point Loma Drive and North Point Drive to the detention pond with 1 - 8’x4’ RCB and Installing additional curb inlets on N. Point Drive and Silver Oak Circle. | 15 | Lower Rio Grande | Maverick | 13080001, 13080002 |  | 130800020703, 130800020702 |  | 1500005 , 1500006 | 0 | Yes | No | Yes | No | No | 15000049 | 15000008,15000011,15000049 | Yes | Preliminary Engineering | 177870 | Yes |  | 0 |  | 24 | 24 | 71 | 95 | 0 | 0 | 0.39124 | 0 | 0 | Yes | Yes |  |  |  |  | Yes |  |  | FEMA |  |  | No |  |  | Yes | Meets TWDB & RFPG criteria for FMEs
2245 | 151000086 | Risk Area 11 Rancho Escondido | Project includes constructing 10'x2' U-shaped channel from Flores Drive to just south of Microtel Inn Suites, replacing existing culvert under Mazza Drive with 1-8'x4 RCB, and installing curb inlet at cul-de-sac on Nancy Drive. | 15 | Lower Rio Grande | Maverick | 13080001, 13080002 |  | 130800020703, 130800020702 |  | 1500005 , 1500006 | 0 | Yes | No | Yes | No | No | 15000049 | 15000008,15000011,15000049 | Yes | Preliminary Engineering | 136785 | Yes |  | 0 |  | 16 | 26 | 74 | 100 | 0 | 0 | 0.24021 | 0 | 0 | Yes | Yes |  |  |  |  | Yes |  |  | FEMA |  |  | No |  |  | Yes | Meets TWDB & RFPG criteria for FMEs
2246 | 151000095 | Risk Area 8 Tributary 2 channel widening near Alexander Drive | Project includes constructing a 3' deep trapezoidal channel with a 76' bottom width with 4:1 side slopes from Graves Elementary School to the confluence of existing channels and constructing a 4' deep trapezoidal channel with a 11' bottom width with 4:1 | 15 | Lower Rio Grande | Maverick | 13080001, 13080002 |  | 130800020703, 130800020702 |  | 1500005 , 1500006 | 0 | Yes | No | Yes | No | No | 15000049 | 15000008,15000011,15000049 | Yes | Preliminary Engineering | 12045 | Yes |  | 0 |  | 36 | 146 | 143 | 289 | 0 | 0 | 3.676 | 0 | 0 | Yes | Yes |  |  |  |  | Yes |  |  | FEMA |  |  | No |  |  | Yes | Meets TWDB & RFPG criteria for FMEs
2247 | 151000033 | FM 491 and Mile 3 | Local Drainage Improvements- County Road 1771 | 15 | Lower Rio Grande | Hidalgo | 12110207 |  |  |  | 15000019, 15000020 | 0 | No | No | No | No | No | 15000550 | 15000003,15000010,15000041,15000099 | Yes | Flood Mitigation Alternatives Analysis/ Feasibility Study | 60000 | Yes |  | 0 |  | 2 | 0 | 0 | 0 | 0 | 0 | 2.1753 | 0 | 0 | Yes | No |  |  |  |  | No |  |  | FEMA |  |  | Yes |  |  | Yes | Meets TWDB & RFPG criteria for FMEs
2248 | 151000039 | Lott Rd & Soderquist | Local Drainage Improvements- North of Lott Road and East of Soderquist Rd. | 15 | Lower Rio Grande | Hidalgo | 12110207 |  |  |  | 15000019, 15000020 | 0 | No | No | No | No | No | 15000550 | 15000003,15000010,15000033,15000041,15000076 | Yes | Flood Mitigation Alternatives Analysis/ Feasibility Study | 190500 | Yes |  | 0 |  | 55 | 57 | 188 | 245 | 0 | 0 | 3.2607 | 0 | 0 | Yes | No |  |  |  |  | No |  |  | FEMA |  |  | Yes |  |  | Yes | Meets TWDB & RFPG criteria for FMEs
2249 | 151000040 | Mile 2 E & Expy 83 | Local Drainage Improvements- North of Interstate 2 and West of Mile 2 1/2 | 15 | Lower Rio Grande | Hidalgo | 12110207 |  |  |  | 15000019, 15000020 | 0 | No | No | No | No | No | 15000550 | 15000003,15000010,15000041,15000070,15000099 | Yes | Flood Mitigation Alternatives Analysis/ Feasibility Study | 215250 | Yes |  | 0 |  | 2 | 2 | 7 | 9 | 0 | 0 | 3.6759 | 0 | 0 | Yes | No |  |  |  |  | No |  |  | FEMA |  |  | Yes |  |  | Yes | Meets TWDB & RFPG criteria for FMEs
2250 | 151000045 | S Alamo and Rancho Blanco | Local Drainage Improvements-Storm Drain and Detention North of Rancho Blanco and east of S. Alamo Road | 15 | Lower Rio Grande | Hidalgo | 12110207 |  |  |  | 15000019, 15000020 | 0 | No | No | No | No | No | 15000550 | 15000003,15000010,15000023,15000041,15000062 | Yes | Flood Mitigation Alternatives Analysis/ Feasibility Study | 525750 | Yes |  | 0 |  | 0 | 0 | 0 | 0 | 0 | 0 | 0 | 0 | 0 | Yes | No |  |  |  |  | No |  |  | FEMA |  |  | Yes |  |  | Yes | Meets TWDB & RFPG criteria for FMEs
2251 | 151000046 | FM 1423 and Main Grove | Local Drainage Improvements- Main Street, North Street | 15 | Lower Rio Grande | Hidalgo | 12110207 |  |  |  | 15000019, 15000020 | 0 | No | No | No | No | No | 15000550 | 15000003,15000010,15000033,15000041 | Yes | Flood Mitigation Alternatives Analysis/ Feasibility Study | 107100 | Yes |  | 0 |  | 157 | 176 | 507 | 683 | 0 | 0 | 1.374 | 0 | 0 | Yes | No |  |  |  |  | No |  |  | FEMA |  |  | Yes |  |  | Yes | Meets TWDB & RFPG criteria for FMEs
2252 | 151000047 | FM 1423 and Nolana | Local Drainage Improvements--Storm Drain and Detention South of Earling Road West of Val Verde Street | 15 | Lower Rio Grande | Hidalgo | 12110207 |  |  |  | 15000019, 15000020 | 0 | No | No | No | No | No | 15000550 | 15000003,15000010,15000033,15000041 | Yes | Flood Mitigation Alternatives Analysis/ Feasibility Study | 321000 | Yes |  | 0 |  | 113 | 122 | 431 | 553 | 0 | 0 | 9.521 | 0 | 0 | Yes | No |  |  |  |  | No |  |  | FEMA |  |  | Yes |  |  | Yes | Meets TWDB & RFPG criteria for FMEs
2253 | 151000048 | N Tower | Local Drainage Improvements-Storm Drain North of Minnesota Road | 15 | Lower Rio Grande | Hidalgo | 12110207 |  |  |  | 15000019, 15000020 | 0 | No | No | No | No | No | 15000550 | 15000003,15000010,15000023,15000041,15000094 | Yes | Flood Mitigation Alternatives Analysis/ Feasibility Study | 201000 | Yes |  | 0 |  | 268 | 248 | 844 | 1092 | 0 | 0 | 20.0648 | 0 | 0 | Yes | No |  |  |  |  | No |  |  | FEMA |  |  | Yes |  |  | Yes | Meets TWDB & RFPG criteria for FMEs
2254 | 151000049 | Dillon and Roosevelt | Local Drainage Improvements-Just North of E Roosevelt Rd | 15 | Lower Rio Grande | Hidalgo | 12110207 |  |  |  | 15000019, 15000020 | 0 | No | No | No | No | No | 15000550 | 15000003,15000010,15000033,15000041 | Yes | Flood Mitigation Alternatives Analysis/ Feasibility Study | 216600 | Yes |  | 0 |  | 86 | 84 | 187 | 271 | 0 | 0 | 8.0043 | 0 | 0 | Yes | No |  |  |  |  | No |  |  | FEMA |  |  | Yes |  |  | Yes | Meets TWDB & RFPG criteria for FMEs
2255 | 151000050 | Canton and Dillon | Local Drainage Improvements-Along Canton Road and adjacent neighborhoods | 15 | Lower Rio Grande | Hidalgo | 12110207 |  |  |  | 15000019, 15000020 | 0 | No | No | No | No | No | 15000550 | 15000003,15000010,15000033,15000041 | Yes | Flood Mitigation Alternatives Analysis/ Feasibility Study | 454050 | Yes |  | 0 |  | 5 | 3 | 10 | 13 | 0 | 0 | 8.2773 | 0 | 0 | Yes | No |  |  |  |  | No |  |  | FEMA |  |  | Yes |  |  | Yes | Meets TWDB & RFPG criteria for FMEs
2256 | 151000051 | FM 1925 and Mile 4 | Local Drainage Improvements-Along Bernal Court | 15 | Lower Rio Grande | Hidalgo | 12110207 |  |  |  | 15000019, 15000020 | 0 | No | No | No | No | No | 15000550 | 15000003,15000010,15000041,15000099 | Yes | Flood Mitigation Alternatives Analysis/ Feasibility Study | 143550 | Yes |  | 0 |  | 5 | 3 | 9 | 12 | 0 | 0 | 0 | 0 | 0 | Yes | No |  |  |  |  | No |  |  | FEMA |  |  | Yes |  |  | Yes | Meets TWDB & RFPG criteria for FMEs
2257 | 151000006 | City of Brownsville Action #24 | Improve drainage and replace or upgrade gutters at City Plaza buildings | 15 | Lower Rio Grande | Cameron | 12110208 |  | 121102080800, 121102080900 |  | 1500007, 1500008 | 0 | Yes | No | Yes | No | No | 15000079 | 15000110,15000010,15000041,15000079 | Yes | Flood Mitigation Alternatives Analysis/ Feasibility Study | 19800 | Yes |  | 0 |  | 21 | 159 | 39 | 198 | 0 | 0 | 2.2694 | 0 | 0 | Yes | No |  |  |  |  | No |  |  | FEMA |  |  | Yes |  |  | Yes | Meets TWDB & RFPG criteria for FMEs
2258 | 151000007 | Indian Lake Action #1 | Elevate and harden S Resaca Shore Drive bridge to reduce risk of damages and maintaining critical access route | 15 | Lower Rio Grande | Cameron | 12110208 |  | 121102080900 |  | 1500005 , 1500006 | 0 | Yes | No | Yes | No | No | 15000053 | 15000110,15000010,15000018,15000030,15000041,15000080 | Yes | Flood Mitigation Alternatives Analysis/ Feasibility Study | 92400 | Yes |  | 0 |  | 38 | 95 | 89 | 184 | 0 | 0 | 6.8507 | 0 | 0 | Yes | No |  |  |  |  | No |  |  | FEMA |  |  | Yes |  |  | Yes | Meets TWDB & RFPG criteria for FMEs
2259 | 151000008 | Indian Lake Action #12 | Upgrade/Elevate Henderson Road bridge over Resaca to remove from potential floodway, reduce the risk of damages, and maintain critical access route | 15 | Lower Rio Grande | Cameron | 12110208 |  | 121102080900 |  | 1500005 , 1500006 | 0 | Yes | No | Yes | No | No | 15000053 | 15000110,15000010,15000019,15000031,15000035,15000041,15000056 | Yes | Flood Mitigation Alternatives Analysis/ Feasibility Study | 184800 | Yes |  | 0 |  | 0 | 0 | 0 | 0 | 0 | 0 | 0.13203 | 0 | 0 | Yes | No |  |  |  |  | No |  |  | FEMA |  |  | Yes |  |  | Yes | Meets TWDB & RFPG criteria for FMEs
2260 | 151000009 | Indian Lake Action #17 | Upgrade shoulders and provide turnouts along Henderson Road to support evacuation route | 15 | Lower Rio Grande | Cameron | 12110208 |  | 121102080900 |  | 1500005 , 1500006 | 0 | Yes | No | Yes | No | No | 15000053 | 15000110,15000010,15000019,15000030,15000031,15000035,15000041,15000053,15000056 | Yes | Flood Mitigation Alternatives Analysis/ Feasibility Study | 9240 | Yes |  | 0 |  | 5 | 5 | 13 | 18 | 0 | 0 | 0.28177 | 0 | 0 | Yes | No |  |  |  |  | No |  |  | FEMA |  |  | Yes |  |  | Yes | Meets TWDB & RFPG criteria for FMEs
2261 | 151000010 | Indian Lake Action #18 | Harden critical facilities, to include the Town Hall/Police Station, to reduce or eliminate wind, hail, and flood damage and ensure continuity of emergency services | 15 | Lower Rio Grande | Cameron | 12110208 |  | 121102080900 |  | 1500009 , 1500010 | 0 | Yes | No | Yes | No | No | 15000053 | 15000110,15000010,15000019,15000031,15000035,15000041,15000053 | Yes | Flood Mitigation Alternatives Analysis/ Feasibility Study | 27720 | Yes |  | 0 |  | 9 | 6 | 19 | 25 | 0 | 0 | 0.15514 | 0 | 0 | Yes | No |  |  |  |  | No |  |  | FEMA |  |  | Yes |  |  | Yes | Meets TWDB & RFPG criteria for FMEs
2262 | 151000012 | Laguna Vista Action #10 | Drainage Improvements: Harden and reinforce head wall along the Laguna Madre bay off Beach Boulevard | 15 | Lower Rio Grande | Cameron | 12110208 |  | 121102080800, 121102080900 |  | 1500005 , 1500006 | 0 | Yes | No | Yes | No | No | 15000055 | 15000110,15000010,15000041,15000055 | Yes | Flood Mitigation Alternatives Analysis/ Feasibility Study | 924000 | Yes |  | 0 |  | 25 | 33 | 50 | 83 | 0 | 0 | 0.45812 | 0 | 0 | Yes | No |  |  |  |  | No |  |  | FEMA |  |  | Yes |  |  | Yes | Meets TWDB & RFPG criteria for FMEs
2263 | 151000013 | Laguna Vista Action #11 | Drainage Improvements: Upgrade 48” drainage pipe located at 1004 Beach Blvd to increase capacity and reduce risk of flood damages | 15 | Lower Rio Grande | Cameron | 12110208 |  | 121102080800, 121102080900 |  | 1500005 , 1500006 | 0 | Yes | No | Yes | No | No | 15000055 | 15000110,15000010,15000041,15000055 | Yes | Flood Mitigation Alternatives Analysis/ Feasibility Study | 92400 | Yes |  | 0 |  | 2 | 3 | 4 | 7 | 0 | 0 | 0.35135 | 0 | 0 | Yes | No |  |  |  |  | No |  |  | FEMA |  |  | Yes |  |  | Yes | Meets TWDB & RFPG criteria for FMEs
2264 | 151000014 | Laguna Vista Action #12 | Drainage Improvements: Relocate and upgrade existing 36” drainage pipe located at 1026 Beach Blvd to increase capacity and reduce risk of flood damages | 15 | Lower Rio Grande | Cameron | 12110208 |  | 121102080800, 121102080900 |  | 1500005 , 1500006 | 0 | Yes | No | Yes | No | No | 15000055 | 15000110,15000010,15000041,15000055 | Yes | Flood Mitigation Alternatives Analysis/ Feasibility Study | 92400 | Yes |  | 0 |  | 1 | 1 | 1 | 2 | 0 | 0 | 0.35135 | 0 | 0 | Yes | No |  |  |  |  | No |  |  | FEMA |  |  | Yes |  |  | Yes | Meets TWDB & RFPG criteria for FMEs
2265 | 151000015 | Laguna Vista Action #19 | Harden Town Hall with wind, hail, and flood mitigation measures to reduce damages and ensure continuity of services | 15 | Lower Rio Grande | Cameron | 12110208 |  | 121102080800, 121102080900 |  | 1500005 , 1500006 | 0 | Yes | No | Yes | No | No | 15000055 | 15000110,15000010,15000041,15000055 | Yes | Flood Mitigation Alternatives Analysis/ Feasibility Study | 18480 | Yes |  | 0 |  | 0 | 0 | 0 | 0 | 0 | 0 | 0 | 0 | 0 | Yes | No |  |  |  |  | No |  |  | FEMA |  |  | Yes |  |  | Yes | Meets TWDB & RFPG criteria for FMEs
2266 | 151000017 | Laguna Vista Action #3 | Drainage improvements Basin “D”: Install upgraded drainage system west side of State Highway 510 for 80 acre residential area. Current system is inadequate to carry storm water runoff. | 15 | Lower Rio Grande | Cameron | 12110208 |  | 121102080800, 121102080900 |  | 1500005 , 1500006 | 0 | Yes | No | Yes | No | No | 15000055 | 15000110,15000010,15000041,15000055,15000079 | Yes | Flood Mitigation Alternatives Analysis/ Feasibility Study | 924000 | Yes |  | 0 |  | 21 | 25 | 40 | 65 | 0 | 0 | 0.45812 | 0 | 0 | Yes | No |  |  |  |  | No |  |  | FEMA |  |  | Yes |  |  | Yes | Meets TWDB & RFPG criteria for FMEs
2267 | 151000018 | Laguna Vista Action #4 | Drainage improvements Basin “E”: Install upgraded drainage system off Saunders Street and State Highway 510 that drains acreage south of Fernandez Street and north of Morris Street | 15 | Lower Rio Grande | Cameron | 12110208 |  | 121102080800, 121102080900 |  | 1500005 , 1500006 | 0 | Yes | No | Yes | No | No | 15000055 | 15000110,15000010,15000041,15000055 | Yes | Flood Mitigation Alternatives Analysis/ Feasibility Study | 924000 | Yes |  | 0 |  | 0 | 0 | 0 | 0 | 0 | 0 | 0 | 0 | 0 | Yes | No |  |  |  |  | No |  |  | FEMA |  |  | Yes |  |  | Yes | Meets TWDB & RFPG criteria for FMEs
2268 | 151000019 | Laguna Vista Action #5 | Drainage improvements Basin “F”: Install drainage system at the most southwestern part of the Town limits, bounded by State Highway 100 and State Highway 510. | 15 | Lower Rio Grande | Cameron | 12110208 |  | 121102080800, 121102080900 |  | 1500005 , 1500006 | 0 | Yes | No | Yes | No | No | 15000055 | 15000110,15000010,15000041,15000055 | Yes | Flood Mitigation Alternatives Analysis/ Feasibility Study | 924000 | Yes |  | 0 |  | 0 | 0 | 0 | 0 | 0 | 0 | 0 | 0 | 0 | Yes | No |  |  |  |  | No |  |  | FEMA |  |  | Yes |  |  | Yes | Meets TWDB & RFPG criteria for FMEs
2269 | 151000020 | Laguna Vista Action #6 | Drainage improvements SH 100: Regrade the existing drainage ditch that parallels State Highway 100 to increase capacity and reduce risk of flooding | 15 | Lower Rio Grande | Cameron | 12110208 |  | 121102080800, 121102080900 |  | 1500005 , 1500006 | 0 | Yes | No | Yes | No | No | 15000055 | 15000110,15000010,15000016,15000035,15000041,15000055,15000079 | Yes | Flood Mitigation Alternatives Analysis/ Feasibility Study | 369600 | Yes |  | 0 |  | 0 | 0 | 0 | 0 | 0 | 0 | 10.7607 | 0 | 0 | Yes | No |  |  |  |  | No |  |  | FEMA |  |  | Yes |  |  | Yes | Meets TWDB & RFPG criteria for FMEs
2270 | 151000021 | Laguna Vista Action #7 | Drainage improvements: Upgrade the drainage system on the intersection of Broadway and Palo Blanco to increase capacity and reduce risk of flooding | 15 | Lower Rio Grande | Cameron | 12110208 |  | 121102080800, 121102080900 |  | 1500005 , 1500006 | 0 | Yes | No | Yes | No | No | 15000055 | 15000110,15000010,15000041,15000055 | Yes | Flood Mitigation Alternatives Analysis/ Feasibility Study | 369600 | Yes |  | 0 |  | 0 | 0 | 0 | 0 | 0 | 0 | 0 | 0 | 0 | Yes | No |  |  |  |  | No |  |  | FEMA |  |  | Yes |  |  | Yes | Meets TWDB & RFPG criteria for FMEs
2271 | 151000022 | Laguna Vista Action #8 | Drainage Improvements: Upgrade the drainage system on Holley Beach to increase capacity and reduce risk of flooding | 15 | Lower Rio Grande | Cameron | 12110208 |  | 121102080800, 121102080900 |  | 1500005 , 1500006 | 0 | Yes | No | Yes | No | No | 15000055 | 15000110,15000010,15000041,15000055 | Yes | Flood Mitigation Alternatives Analysis/ Feasibility Study | 369600 | Yes |  | 0 |  | 21 | 30 | 56 | 86 | 0 | 0 | 2.3604 | 0 | 0 | Yes | No |  |  |  |  | No |  |  | FEMA |  |  | Yes |  |  | Yes | Meets TWDB & RFPG criteria for FMEs
2272 | 151000023 | Laguna Vista Action #9 | Drainage Improvements: Upgrade and harden drainage structure on Town-owed marina to increase capacity and reduce risk of damages | 15 | Lower Rio Grande | Cameron | 12110208 |  | 121102080800, 121102080900 |  | 1500005 , 1500006 | 0 | Yes | No | Yes | No | No | 15000055 | 15000110,15000010,15000041,15000055 | Yes | Flood Mitigation Alternatives Analysis/ Feasibility Study | 554400 | Yes |  | 0 |  | 18 | 31 | 45 | 76 | 0 | 0 | 0.51114 | 0 | 0 | Yes | No |  |  |  |  | No |  |  | FEMA |  |  | Yes |  |  | Yes | Meets TWDB & RFPG criteria for FMEs
2273 | 151000024 | Los Fresno's Action #13 | Upgrade culverts and install drainage improvements at various locations to increase capacity and reduce risk of flood damages. Purchase trailer mounted water trash pump to reduce or eliminate flooding. Drainage Improvement locations: Drainage Ditch Sout | 15 | Lower Rio Grande | Cameron | 12110208 |  | 121102080800, 121102080900 |  | 1500005 , 1500006 | 0 | Yes | No | Yes | No | No | 15000056 | 15000110,15000010,15000019,15000031,15000035,15000041,15000056 | Yes | Flood Mitigation Alternatives Analysis/ Feasibility Study | 1848000 | Yes |  | 0 |  | 146 | 325 | 355 | 680 | 2 | 0 | 9.7896 | 0 | 0 | Yes | No |  |  |  |  | No |  |  | FEMA |  |  | Yes |  |  | Yes | Meets TWDB & RFPG criteria for FMEs
2274 | 151000027 | Port Isabel Action #19 | Elevate and widen coastal roads as well as evacuation routes to reduce risk of flood damages and maintain emergency access | 15 | Lower Rio Grande | Cameron | 12110208 |  | 121102081000, 121102081000 |  | 1500005 , 1500006 | 0 | Yes | No | Yes | No | No | 15000058 | 15000110,15000010,15000041,15000058 | Yes | Flood Mitigation Alternatives Analysis/ Feasibility Study | 554400 | Yes |  | 0 |  | 1398 | 2545 | 1804 | 4349 | 1 | 0 | 38.6702 | 0 | 0 | Yes | No |  |  |  |  | No |  |  | FEMA |  |  | Yes |  |  | Yes | Meets TWDB & RFPG criteria for FMEs
2275 | 151000028 | Port Isabel Action #22 | Build breakwater or similar shoreline protection for harbor | 15 | Lower Rio Grande | Cameron | 12110208 |  | 121102081000, 121102081000 |  | 1500001 , 1500002 | 0 | Yes | No | Yes | No | No | 15000058 | 15000110,15000010,15000041,15000058 | Yes | Flood Mitigation Alternatives Analysis/ Feasibility Study | 1108800 | Yes |  | 0 |  | 167 | 323 | 379 | 702 | 0 | 0 | 17.2285 | 0 | 0 | Yes | No |  |  |  |  | No |  |  | FEMA |  |  | Yes |  |  | Yes | Meets TWDB & RFPG criteria for FMEs
2276 | 151000029 | Primera Action #2 | Construct a large retention/detention pond in the northwest part of town to hold water during heavy rain events | 15 | Lower Rio Grande | Cameron | 12110208 |  | 121102080700 |  | 1500007, 1500008, 1500005 , 1500006 | 0 | Yes | No | Yes | No | No | 15000059 | 15000110,15000010,15000036,15000040,15000041,15000059 | Yes | Flood Mitigation Alternatives Analysis/ Feasibility Study | 92400 | Yes |  | 0 |  | 2 | 1 | 3 | 4 | 0 | 0 | 0 | 0 | 0 | Yes | No |  |  |  |  | No |  |  | FEMA |  |  | Yes |  |  | Yes | Meets TWDB & RFPG criteria for FMEs
2277 | 151000030 | South Padre Island #6 | Upgrade undersized culverts throughout the Island to increase capacity and reduce flood risk | 15 | Lower Rio Grande | Cameron | 12110208 |  | 121102081000 |  | 1500005 , 1500006 | 0 | Yes | No | Yes | No | No | 15000052 | 15000110,15000010,15000041,15000052 | Yes | Flood Mitigation Alternatives Analysis/ Feasibility Study | 1848000 | Yes |  | 0 |  | 894 | 2387 | 1168 | 3555 | 3 | 0 | 38.7374 | 0 | 0 | Yes | No |  |  |  |  | No |  |  | FEMA |  |  | Yes |  |  | Yes | Meets TWDB & RFPG criteria for FMEs
2278 | 151000062 | Alton MDP - North Inspiration Road and West St. Jude Avenue Alternative 2 | Alternative 2, is designed to remove structures from the 25-year floodplain and more frequent storms. This alternative consists of upsizing the storm drain under West St Jude Avenue. The trunk line will consist of 1,900 LF of a single 7’ X 5’ reinfo | 15 | Lower Rio Grande | Hidalgo | 12110207, 12110210 |  | 121102080200, 121102080300 |  | 1500005 , 1500006 | 0 | Yes | No | Yes | No | No | 15000095 | 15000003,15000010,15000024,15000034,15000041,15000095 | Yes | Flood Mitigation Alternatives Analysis/ Feasibility Study | 422690 | Yes |  | 0 |  | 102 | 100 | 314 | 414 | 0 | 0 | 2.0383 | 0 | 0 | Yes | No |  |  |  |  | No |  |  | FEMA |  |  | Yes |  |  | Yes | Meets TWDB & RFPG criteria for FMEs
2279 | 151000063 | Alton MDP - West Mile 5 and South Glasscock Road Alternative 3 | Alternative 3 is simply the buyout and removal of 23 properties on the north side of Buchanan from the 10-year floodplain. Once structures are removed, the vacant land can be excavated and used as a park/regional retention pond. | 15 | Lower Rio Grande | Hidalgo | 12110207, 12110213 |  | 121102080200, 121102080300 |  | 1500031, 1500032 | 0 | Yes | No | Yes | No | No | 15000095 | 15000003,15000010,15000034,15000041,15000095 | Yes | Flood Mitigation Alternatives Analysis/ Feasibility Study | 249480 | Yes |  | 0 |  | 98 | 165 | 397 | 562 | 0 | 0 | 5.4586 | 0 | 0 | Yes | No |  |  |  |  | No |  |  | FEMA |  |  | Yes |  |  | Yes | Meets TWDB & RFPG criteria for FMEs
2280 | 151000071 | Precinct 4 MDP - Risk Area A at Mile 8.5 Rd. & Ware Rd. | Approximately 1 mile of proposed channel improvements. Proposed culverts. Proposed Detention Ponds with pond north of Mile 8.5 Rd. to collect runoff from the west and has an approximate footprint of 12 acres and storage capacity of 60 acre-ft and will o | 15 | Lower Rio Grande | Hidalgo | 12110207, 12110279 |  | 121102080400, 121102070100, 121102080200, 121102080200 |  | 1500007, 1500008, 1500005 , 1500006 | 0 | Yes | No | Yes | No | No | Hidalgo County Precinct 4 | 15000003,15000010,15000021,15000034,15000041,15000091 | Yes | Preliminary Engineering | 2984850 | Yes |  | 0 |  | 124 | 115 | 384 | 499 | 0 | 0 | 5.7133 | 0 | 0 | Yes | Yes |  |  |  |  | Yes |  |  | FEMA |  |  | No |  |  | Yes | Meets TWDB & RFPG criteria for FMEs
2281 | 151000072 | Precinct 4 MDP - Risk Area B at Mile 6 & North Ware Rd. | Regional Detention Facilities with a pond footprint of 25 acres along the Existing HCDD1 West Main Drain. Storm Drain and Local Drainage Improvements. Channel maintenance. | 15 | Lower Rio Grande | Hidalgo | 12110207, 12110280 |  | 121102080400, 121102070100, 121102080200, 121102080200 |  | 1500007, 1500008, 1500005 , 1500006 | 0 | Yes | No | Yes | No | No | Hidalgo County Precinct 4 | 15000003,15000010,15000021,15000034,15000041,15000091,15000095 | Yes | Preliminary Engineering | 4076320 | Yes |  | 0 |  | 311 | 418 | 1220 | 1638 | 0 | 0 | 18.904 | 0 | 0 | Yes | Yes |  |  |  |  | Yes |  |  | FEMA |  |  | No |  |  | Yes | Meets TWDB & RFPG criteria for FMEs
2282 | 151000073 | Precinct 4 MDP - Risk Area C at FM 2812 & FM 493 | Channel Improvements (Widening & Regrading) to Existing J-01 Drain with approximately 1.5 miles of proposed improvements. Channel Improvements (Channel Maintenance & Flowline Regrading) to Existing DA-1 Ext. Drain with approximately 0.4 miles of proposed | 15 | Lower Rio Grande | Hidalgo | 12110207, 12110281 |  | 121102080400, 121102070100, 121102080200, 121102080200 |  | 1500007, 1500008, 1500005 , 1500006 | 0 | Yes | No | Yes | No | No | Hidalgo County Precinct 4 | 15000003,15000010,15000013,15000020,15000041 | Yes | Preliminary Engineering | 1183050 | Yes |  | 0 |  | 273 | 265 | 902 | 1167 | 0 | 3 | 44.4282 | 0 | 0 | Yes | Yes |  |  |  |  | Yes |  |  | FEMA |  |  | No |  |  | Yes | Meets TWDB & RFPG criteria for FMEs
2283 | 151000074 | Precinct 4 MDP - Risk Area D at S. McColl & Canton Rd. | Channel Improvements (Widening & Regrading) to Existing McAllen Lateral & North Main Drain with approximately 2.25 miles of proposed improvements from S McColl St. to State Highway 107. Crossings at W Canton Rd., W Freddy Gonzalez Dr., and W Sprague St. | 15 | Lower Rio Grande | Hidalgo | 12110207, 12110282 |  | 121102080400, 121102070100, 121102080200, 121102080200 |  | 1500005 , 1500006 | 0 | Yes | No | Yes | No | No | Hidalgo County Precinct 4 | 15000003,15000010,15000021,15000023,15000041,15000089 | Yes | Preliminary Engineering | 953700 | Yes |  | 0 |  | 735 | 3322 | 3364 | 6686 | 1 | 0 | 46.662 | 0 | 0 | Yes | Yes |  |  |  |  | Yes |  |  | FEMA |  |  | No |  |  | Yes | Meets TWDB & RFPG criteria for FMEs
2284 | 151000075 | Precinct 4 MDP - Risk Area E at Hwy 107 & Val Verde Rd. | Channel Improvements with approximately 0.3 miles of proposed improvements. Proposed detention pond north of Tex-Mex Rd. and east of S 87th St. has an approximate footprint of 4.25 acres and capacity of 20 acre-ft. Grate Inlets and Proposed Storm Drain 5 | 15 | Lower Rio Grande | Hidalgo | 12110207, 12110283 |  | 121102080400, 121102070100, 121102080200, 121102080200 |  | 1500007, 1500008, 1500005 , 1500006 | 0 | Yes | No | Yes | No | No | Hidalgo County Precinct 4 | 15000003,15000010,15000021,15000041 | Yes | Flood Mitigation Alternatives Analysis/ Feasibility Study | 747450 | Yes |  | 0 |  | 58 | 77 | 203 | 280 | 0 | 0 | 4.591 | 0 | 0 | Yes | No |  |  |  |  | No |  |  | FEMA |  |  | Yes |  |  | Yes | Meets TWDB & RFPG criteria for FMEs
2285 | 151000076 | Precinct 4 MDP - Risk Area F at Texas Rd. & Cesar Chavez Rd. | Channel Improvements with approximately 0.6 miles of proposed improvements. Grate Inlets and Proposed Storm Drain with grate inlets in sag spaced along every 500’ tying into a 42’’ RCP along Cesar Chavez Road starting at just south of Texas Rd to t | 15 | Lower Rio Grande | Hidalgo | 12110207, 12110284 |  | 121102080400, 121102070100, 121102080200, 121102080200 |  | 1500005 , 1500006 | 0 | Yes | No | Yes | No | No | Hidalgo County Precinct 4 | 15000003,15000010,15000021,15000023,15000041,15000089 | Yes | Preliminary Engineering | 1188000 | Yes |  | 0 |  | 33 | 33 | 122 | 155 | 0 | 0 | 3.2561 | 0 | 0 | Yes | Yes |  |  |  |  | Yes |  |  | FEMA |  |  | No |  |  | Yes | Meets TWDB & RFPG criteria for FMEs
2286 | 151000077 | Precinct 4 MDP - Risk Area G at Hoehn Rd. & Mile 11 Rd. | Channel Improvements with approximately 0.75 miles of proposed improvements. Proposed Pond north of County Road 3424 and west of County Road 3421 has an approximate footprint of 5 acres and capacity of 35 acre-ft. Grate Inlets and Proposed Storm Drain 5 | 15 | Lower Rio Grande | Hidalgo | 12110207, 12110285 |  | 121102080400, 121102070100, 121102080200, 121102080200 |  | 1500005 , 1500006 | 0 | Yes | No | Yes | No | No | Hidalgo County Precinct 4 | 15000003,15000010,15000021,15000025,15000041,15000089 | Yes | Preliminary Engineering | 909150 | Yes |  | 0 |  | 141 | 145 | 447 | 592 | 0 | 0 | 10.1584 | 0 | 0 | Yes | Yes |  |  |  |  | Yes |  |  | FEMA |  |  | No |  |  | Yes | Meets TWDB & RFPG criteria for FMEs
2287 | 151000078 | Precinct 4 MDP - Risk Area I at Sharp Rd. & E Monte Cristo Rd | Inlets and proposed storm drain with Approximately 1,100’ of 4’x4’ RCB storm drain with curb inlets to be installed along Hendrix Dr. and Gaston Cr. with approximately 1,200’ of 6’x4’ RCB storm with grate and sag inlets along Uresti Rd. with | 15 | Lower Rio Grande | Hidalgo | 12110207, 12110286 |  | 121102080400, 121102070100, 121102080200, 121102080200 |  | 1500005 , 1500006 | 0 | Yes | No | Yes | No | No | Hidalgo County Precinct 4 | 15000003,15000010,15000013,15000041 | Yes | Preliminary Engineering | 899250 | Yes |  | 0 |  | 67 | 76 | 278 | 354 | 0 | 2 | 15.4443 | 0 | 0 | Yes | Yes |  |  |  |  | Yes |  |  | FEMA |  |  | No |  |  | Yes | Meets TWDB & RFPG criteria for FMEs
2288 | 151000079 | Precinct 4 MDP - Risk Area J at SH107 & FM 907 | Channel Improvements (Widening & Regrading) to Existing HCDD1 “Y” drain with approximately 0.75 miles of proposed channel improvements beginning at Fresno Dr. and ending at E Curry Rd. Proposed Drainage Grate Inlets approximately 3,800’ of storm dr | 15 | Lower Rio Grande | Hidalgo | 12110207, 12110287 |  | 121102080400, 121102070100, 121102080200, 121102080200 |  | 1500005 , 1500006 | 0 | Yes | No | Yes | No | No | Hidalgo County Precinct 4 | 15000003,15000010,15000021,15000041 | Yes | Preliminary Engineering | 541200 | Yes |  | 0 |  | 19 | 39 | 105 | 144 | 0 | 0 | 3.7775 | 0 | 0 | Yes | Yes |  |  |  |  | Yes |  |  | FEMA |  |  | No |  |  | Yes | Meets TWDB & RFPG criteria for FMEs
2289 | 151000130 | City of Laredo Project 6 | Vidaurri Avenue Roadway Drainage Improvements to prevent future drainage in the area. Street improvements from Scott Street to Jefferson Street. | 15 | Lower Rio Grande | Webb | 13080002 |  | 130800022405 ,130800022610, 130800022611, 130800022612, 130800022801, 130800022802, 130800022804, 130800022805, 130800022809, 130800030208, 130800022806 |  | 1500005 , 1500006 | 0 | Yes | No | Yes | No | No | 15000065 | 15000007,15000012,15000065 | Yes | Flood Mitigation Alternatives Analysis/ Feasibility Study | 330000 | Yes |  | 0 |  | 570 | 1075 | 2632 | 3707 | 1 | 0 | 24.3243 | 0 | 0 | Yes | No |  |  |  |  | No |  |  | FEMA |  |  | Yes |  |  | Yes | Meets TWDB & RFPG criteria for FMEs
2290 | 151000043 | Clark Rd & Mile 1 E Improvements | Channel Improvements- Ditch 19,19B,19H,23; Local Drainage Improvements-Los Laureles; Local Detention-Los Laureles; Local Drainage Improvements-Clark road and Mile 1 Road; and Bypass Channel and Sump Area for Pump Station | 15 | Lower Rio Grande | Hidalgo | 12110207 |  |  |  | 15000019, 15000020 | 0 | No | No | No | No | No | 15000550 | 15000110,15000003,15000010,15000041,15000070,15000099 | Yes | Flood Mitigation Alternatives Analysis/ Feasibility Study | 1526550 | Yes |  | 0 |  | 368 | 417 | 1400 | 1817 | 0 | 0 | 19.4636 | 0 | 0 | Yes | No |  |  |  |  | No |  |  | FEMA |  |  | Yes |  |  | Yes | Meets TWDB & RFPG criteria for FMEs
2291 | 151000044 | International & E Mile 5 N Improvements | Channel Improvements just upstream of Ditch 35B; Culvert Improvements; Detention North of Llano Grande Lake Just West of 3 Mile Rd; 2- 130,000 GPM Pumps; Channel Improvements Ditch 34, 34B, 34BExt; Regional Detention; Bypass channel from Ditch 34; and Cu | 15 | Lower Rio Grande | Hidalgo | 12110207 |  |  |  | 15000019, 15000020 | 0 | No | No | No | No | No | 15000550 | 15000003,15000010,15000041,15000075,15000099 | Yes | Flood Mitigation Alternatives Analysis/ Feasibility Study | 1093500 | Yes |  | 0 |  | 257 | 254 | 355 | 609 | 0 | 0 | 17.5482 | 0 | 0 | Yes | No |  |  |  |  | No |  |  | FEMA |  |  | Yes |  |  | Yes | Meets TWDB & RFPG criteria for FMEs
2292 | 151000042 | Mile 11 N & Mile 6 W Improvements | Channel Improvements- Ditch 17B2A1A, Channel Improvements- Ditch 7T,7T1, Local Drainage Improvements- West of Ditch17B2A1A, and Ditch 17B2A1 Detention West | 15 | Lower Rio Grande | Hidalgo | 12110207 |  |  |  | 15000019, 15000020 | 0 | No | No | No | No | No | 15000550 | 15000003,15000010,15000041,15000075,15000099 | Yes | Flood Mitigation Alternatives Analysis/ Feasibility Study | 570300 | Yes |  | 0 |  | 112 | 133 | 489 | 622 | 0 | 0 | 11.7987 | 0 | 0 | Yes | No |  |  |  |  | No |  |  | FEMA |  |  | Yes |  |  | Yes | Meets TWDB & RFPG criteria for FMEs
2293 | 151000052 | Pump Station A & Sump A | Pump Station A & Sump A | 15 | Lower Rio Grande | Hidalgo | 12110207 |  |  |  | 15000019, 15000020 | 0 | No | No | No | No | No | 15000550 | 15000003,15000010,15000041,15000070,15000099 | Yes | Flood Mitigation Alternatives Analysis/ Feasibility Study | 213000 | Yes |  | 0 |  | 0 | 0 | 0 | 0 | 0 | 0 | 0 | 0 | 0 | Yes | No |  |  |  |  | No |  |  | FEMA |  |  | Yes |  |  | Yes | Meets TWDB & RFPG criteria for FMEs
2294 | 151000055 | Pump Station D | Pump Station D | 15 | Lower Rio Grande | Hidalgo | 12110207 |  |  |  | 15000019, 15000020 | 0 | No | No | No | No | No | 15000550 | 15000003,15000010,15000041,15000070,15000099 | Yes | Flood Mitigation Alternatives Analysis/ Feasibility Study | 165000 | Yes |  | 0 |  | 0 | 0 | 0 | 0 | 0 | 0 | 0 | 0 | 0 | Yes | No |  |  |  |  | No |  |  | FEMA |  |  | Yes |  |  | Yes | Meets TWDB & RFPG criteria for FMEs
2295 | 151000056 | Pump Station E & Sump | Pump Station E & Sump | 15 | Lower Rio Grande | Hidalgo | 12110207 |  |  |  | 15000019, 15000020 | 0 | No | No | No | No | No | 15000550 | 15000003,15000010,15000041,15000099 | Yes | Flood Mitigation Alternatives Analysis/ Feasibility Study | 124500 | Yes |  | 0 |  | 0 | 0 | 0 | 0 | 0 | 0 | 0 | 0 | 0 | Yes | No |  |  |  |  | No |  |  | FEMA |  |  | Yes |  |  | Yes | Meets TWDB & RFPG criteria for FMEs
2296 | 151000057 | Pump Station F & Sump | Pump Station F & Sump | 15 | Lower Rio Grande | Hidalgo | 12110207 |  |  |  | 15000019, 15000020 | 0 | No | No | No | No | No | 15000550 | 15000003,15000010,15000041,15000099 | Yes | Flood Mitigation Alternatives Analysis/ Feasibility Study | 480000 | Yes |  | 0 |  | 0 | 0 | 0 | 0 | 0 | 0 | 2.1784 | 0 | 0 | Yes | No |  |  |  |  | No |  |  | FEMA |  |  | Yes |  |  | Yes | Meets TWDB & RFPG criteria for FMEs
2297 | 151000058 | Pump Station G & Sump | Pump Station G & Sump | 15 | Lower Rio Grande | Hidalgo | 12110207 |  |  |  | 15000019, 15000020 | 0 | No | No | No | No | No | 15000550 | 15000003,15000010,15000041,15000099 | Yes | Flood Mitigation Alternatives Analysis/ Feasibility Study | 271500 | Yes |  | 0 |  | 0 | 0 | 0 | 0 | 0 | 0 | 0 | 0 | 0 | Yes | No |  |  |  |  | No |  |  | FEMA |  |  | Yes |  |  | Yes | Meets TWDB & RFPG criteria for FMEs
2298 | 151000034 | Pump Station H & Sump | Pump Station H & Sump | 15 | Lower Rio Grande | Hidalgo | 12110207 |  |  |  | 15000019, 15000020 | 0 | No | No | No | No | No | 15000550 | 15000003,15000010,15000041,15000099 | Yes | Flood Mitigation Alternatives Analysis/ Feasibility Study | 217500 | Yes |  | 0 |  | 0 | 0 | 0 | 0 | 0 | 0 | 0 | 0 | 0 | Yes | No |  |  |  |  | No |  |  | FEMA |  |  | Yes |  |  | Yes | Meets TWDB & RFPG criteria for FMEs
2299 | 151000035 | Pump Station I & Sump | Pump Station I & Sump | 15 | Lower Rio Grande | Hidalgo | 12110207 |  |  |  | 15000019, 15000020 | 0 | No | No | No | No | No | 15000550 | 15000003,15000010,15000041,15000099 | Yes | Flood Mitigation Alternatives Analysis/ Feasibility Study | 388500 | Yes |  | 0 |  | 0 | 0 | 0 | 0 | 0 | 0 | 0 | 0 | 0 | Yes | No |  |  |  |  | No |  |  | FEMA |  |  | Yes |  |  | Yes | Meets TWDB & RFPG criteria for FMEs
2300 | 151000036 | Pump Station J & Sump | Pump Station J & Sump | 15 | Lower Rio Grande | Hidalgo | 12110207 |  |  |  | 15000019, 15000020 | 0 | No | No | No | No | No | 15000550 | 15000003,15000010,15000041,15000099 | Yes | Flood Mitigation Alternatives Analysis/ Feasibility Study | 310500 | Yes |  | 0 |  | 0 | 0 | 0 | 0 | 0 | 0 | 1.542 | 0 | 0 | Yes | No |  |  |  |  | No |  |  | FEMA |  |  | Yes |  |  | Yes | Meets TWDB & RFPG criteria for FMEs
2301 | 151000037 | Pump Station K | Pump Station K | 15 | Lower Rio Grande | Hidalgo | 12110207 |  |  |  | 15000019, 15000020 | 0 | No | No | No | No | No | 15000550 | 15000003,15000010,15000041,15000075,15000099 | Yes | Flood Mitigation Alternatives Analysis/ Feasibility Study | 165000 | Yes |  | 0 |  | 0 | 0 | 0 | 0 | 0 | 0 | 1.6768 | 0 | 0 | Yes | No |  |  |  |  | No |  |  | FEMA |  |  | Yes |  |  | Yes | Meets TWDB & RFPG criteria for FMEs
2302 | 151000038 | Pump Station L | Pump Station L | 15 | Lower Rio Grande | Hidalgo | 12110207 |  |  |  | 15000019, 15000020 | 0 | No | No | No | No | No | 15000550 | 15000003,15000010,15000041,15000099 | Yes | Flood Mitigation Alternatives Analysis/ Feasibility Study | 165000 | Yes |  | 0 |  | 0 | 0 | 0 | 0 | 0 | 0 | 0 | 0 | 0 | Yes | No |  |  |  |  | No |  |  | FEMA |  |  | Yes |  |  | Yes | Meets TWDB & RFPG criteria for FMEs
2303 | 151000053 | Pump Station B & Sump B | Pump Station B & Sump B | 15 | Lower Rio Grande | Hidalgo | 12110207 |  |  |  | 15000019, 15000020 | 0 | No | No | No | No | No | 15000550 | 15000003,15000010,15000041,15000075,15000099 | Yes | Flood Mitigation Alternatives Analysis/ Feasibility Study | 244500 | Yes |  | 0 |  | 391 | 391 | 1109 | 1500 | 0 | 0 | 13.2972 | 0 | 0 | Yes | No |  |  |  |  | No |  |  | FEMA |  |  | Yes |  |  | Yes | Meets TWDB & RFPG criteria for FMEs
2304 | 151000041 | TX 88 & W Sugar Cane Dr Improvements | Channel Improvements- Ditch 17B2A1, Ditch 17B2A1 Detention West, Local Drainage Improvements ( North of W Sugar Cane West of Ditch17B2A1), Ditch 17B2A1 Detention East, and Local Drainage Improvements (North of W Sugar Cane East of Ditch17B2A1) | 15 | Lower Rio Grande | Hidalgo | 12110207 |  |  |  | 15000019, 15000020 | 0 | No | No | No | No | No | 15000550 | 15000003,15000010,15000041,15000075,15000099 | Yes | Flood Mitigation Alternatives Analysis/ Feasibility Study | 375900 | Yes |  | 0 |  | 405 | 797 | 1679 | 2476 | 0 | 0 | 14.3724 | 0 | 0 | Yes | No |  |  |  |  | No |  |  | FEMA |  |  | Yes |  |  | Yes | Meets TWDB & RFPG criteria for FMEs
2305 | 151000059 | City of Sullivan | Develop Flood risk maps for the city of Sullivan City and develop CIP | 15 | Lower Rio Grande | Hidalgo | 12110207 |  |  |  | 15000019, 15000020 | 0 | No | No | No | No | No | 15000003 | 15000002,15000003,15000010,15000012,15000028,15000041,15000074 | Yes | Flood Risk Modeling/ Mapping | 250000 | Yes |  | 0 |  | 153 | 221 | 633 | 854 | 0 | 0 | 9.6144 | 0 | 0 | Yes | No |  |  |  |  | No |  |  | FEMA |  |  | Yes |  |  | Yes | Meets TWDB & RFPG criteria for FMEs
2306 | 151000032 | Edwards County | Develop Flood risk maps for the county of Edwards and develop CIP | 15 | Lower Rio Grande | Edwards | 12110207 |  |  |  | 15000019, 15000020 | 0 | No | No | No | No | No | 15000111 | 15000107,15000108,15000009,15000011 | Yes | Flood Risk Modeling/ Mapping | 250000 | Yes |  | 0 |  | 27 | 0 | 9 | 9 | 0 | 6 | 44.9768 | 0 | 0 | Yes | No |  |  |  |  | No |  |  | FEMA |  |  | Yes |  |  | Yes | Meets TWDB & RFPG criteria for FMEs
2307 | 151000031 | Dimmit County | Develop Flood risk maps for the county of Dimmit and develop CIP | 15 | Lower Rio Grande | Dimmit | 12110207 |  |  |  | 15000019, 15000020 | 0 | No | No | No | No | No | 15000111 | 15000007,15000008,15000111,15000011,15000012,15000041 | Yes | Flood Risk Modeling/ Mapping | 250000 | Yes |  | 0 |  | 3 | 0 | 1 | 1 | 0 | 0 | 86.8358 | 0 | 0 | Yes | No |  |  |  |  | No |  |  | FEMA |  |  | Yes |  |  | Yes | Meets TWDB & RFPG criteria for FMEs
2308 | 151000001 | Brooks County | Develop Flood risk maps for the county of Brooks | 15 | Lower Rio Grande | Brooks | 12110207 |  |  |  | 15000019, 15000020 | 0 | No | No | No | No | No | 15000109 | 15000002,15000003,15000109,15000004,15000006,15000010,15000012,15000028,15000041,15000097 | Yes | Flood Risk Modeling/ Mapping | 250000 | Yes |  | 0 |  | 151 | 14 | 40 | 54 | 0 | 0 | 636.052 | 0 | 0 | Yes | No |  |  |  |  | No |  |  | FEMA |  |  | Yes |  |  | Yes | Meets TWDB & RFPG criteria for FMEs
2309 | 151000002 | Bayview Action #6 | Upgrade three roadway bridges and one footbridge including structural improvements and stabilization to reduce damages caused by flooding and high winds | 15 | Lower Rio Grande | Cameron | 12110208 |  | 121102080800, 121102080900 |  | 1500005 , 1500006 | 0 | Yes | No | Yes | No | No | 15000081 | 15000110,15000010,15000016,15000035,15000041,15000079,15000081 | Yes | Flood Mitigation Alternatives Analysis/ Feasibility Study | 369600 | Yes |  | 0 |  | 29 | 21 | 63 | 84 | 0 | 0 | 4.5637 | 0 | 0 | Yes | No |  |  |  |  | No |  |  | FEMA |  |  | Yes |  |  | Yes | Meets TWDB & RFPG criteria for FMEs
2310 | 151000101 | City of Escobares | Develop Flood risk maps for the city of Escobares and develop CIP | 15 | Lower Rio Grande | Starr | 12110207 |  |  |  | 15000019, 15000020 | 0 | No | No | No | No | No | 15000002 | 15000002,15000012,15000028,15000041,15000047,15000048 | Yes | Flood Risk Modeling/ Mapping | 250000 | Yes |  | 0 |  | 255 | 987 | 1007 | 1994 | 0 | 0 | 8.9883 | 0 | 0 | Yes | No |  |  |  |  | No |  |  | FEMA |  |  | Yes |  |  | Yes | Meets TWDB & RFPG criteria for FMEs
2311 | 151000128 | City of El Cenizo | Develop Flood risk maps for the city of El Cenizo and develop CIP | 15 | Lower Rio Grande | Webb | 12110207 |  |  |  | 15000019, 15000020 | 0 | No | No | No | No | No | 15000007 | 15000007,15000012,15000041,15000086 | Yes | Flood Risk Modeling/ Mapping | 250000 | Yes |  | 0 |  | 16 | 17 | 66 | 83 | 0 | 0 | 1.1155 | 0 | 0 | Yes | No |  |  |  |  | No |  |  | FEMA |  |  | Yes |  |  | Yes | Meets TWDB & RFPG criteria for FMEs
2312 | 151000099 | City of La Grulla | Develop Flood risk maps for the city of La Grulla and develop CIP | 15 | Lower Rio Grande | Starr | 12110207 |  |  |  | 15000019, 15000020 | 0 | No | No | No | No | No | 15000002 | 15000002,15000012,15000028,15000041,15000046 | Yes | Flood Risk Modeling/ Mapping | 250000 | Yes |  | 0 |  | 28 | 16 | 49 | 65 | 0 | 0 | 3.1616 | 0 | 0 | Yes | No |  |  |  |  | No |  |  | FEMA |  |  | Yes |  |  | Yes | Meets TWDB & RFPG criteria for FMEs
2313 | 151000102 | City of Rio Grande | Develop Flood risk maps for the city of Rio Grande City and develop CIP | 15 | Lower Rio Grande | Starr | 12110207 |  |  |  | 15000019, 15000020 | 0 | No | No | No | No | No | 15000002 | 15000002,15000012,15000028,15000041,15000088 | Yes | Flood Risk Modeling/ Mapping | 250000 | Yes |  | 0 |  | 789 | 2948 | 3087 | 6035 | 3 | 0 | 61.9679 | 0 | 0 | Yes | No |  |  |  |  | No |  |  | FEMA |  |  | Yes |  |  | Yes | Meets TWDB & RFPG criteria for FMEs
2314 | 151000127 | City of Rio Bravo | Develop Flood risk maps for the city of Rio Bravo and develop CIP | 15 | Lower Rio Grande | Webb | 12110207 |  |  |  | 15000019, 15000020 | 0 | No | No | No | No | No | 15000007 | 15000007,15000012,15000041,15000065,15000066 | Yes | Flood Risk Modeling/ Mapping | 250000 | Yes |  | 0 |  | 263 | 423 | 1237 | 1660 | 1 | 0 | 7.0325 | 0 | 0 | Yes | No |  |  |  |  | No |  |  | FEMA |  |  | Yes |  |  | Yes | Meets TWDB & RFPG criteria for FMEs
2315 | 151000100 | City of Roma | Develop Flood risk maps for the city of Roma and develop CIP | 15 | Lower Rio Grande | Starr | 12110207 |  |  |  | 15000019, 15000020 | 0 | No | No | No | No | No | 15000002 | 15000002,15000012,15000028,15000041,15000047,15000048 | Yes | Flood Risk Modeling/ Mapping | 250000 | Yes |  | 0 |  | 1137 | 2356 | 4419 | 6775 | 1 | 0 | 24.4825 | 0 | 0 | Yes | No |  |  |  |  | No |  |  | FEMA |  |  | Yes |  |  | Yes | Meets TWDB & RFPG criteria for FMEs
2316 | 151000082 | Jim Hogg County | Develop Flood risk maps for the county of Jim Hogg and develop CIP | 15 | Lower Rio Grande | Jim Hogg | 12110207 |  |  |  | 15000019, 15000020 | 0 | No | No | No | No | No | 15000006 | 15000002,15000109,15000005,15000006,15000007,15000012,15000028,15000041,15000097 | Yes | Flood Risk Modeling/ Mapping | 250000 | Yes |  | 0 |  | 42 | 6 | 18 | 24 | 1 | 1 | 147.661 | 0 | 0 | Yes | No |  |  |  |  | No |  |  | FEMA |  |  | Yes |  |  | Yes | Meets TWDB & RFPG criteria for FMEs
2317 | 151000083 | Kenedy County | Develop Flood risk maps for the county of Kenedy and develop CIP | 15 | Lower Rio Grande | Kenedy | 12110207 |  |  |  | 15000019, 15000020 | 0 | No | No | No | No | No | 15000004 | 15000001,15000003,15000109,15000004,15000010,15000041,15000097 | Yes | Flood Risk Modeling/ Mapping | 250000 | Yes |  | 0 |  | 46 | 28 | 28 | 56 | 0 | 0 | 318.362 | 0 | 0 | Yes | No |  |  |  |  | No |  |  | FEMA |  |  | Yes |  |  | Yes | Meets TWDB & RFPG criteria for FMEs
2318 | 151000085 | Kinney County | Develop Flood risk maps for the county of Kinney and develop CIP | 15 | Lower Rio Grande | Kinney | 12110207 |  |  |  | 15000019, 15000020 | 0 | No | No | No | No | No | 15000009 | 15000107,15000108,15000008,15000009,15000011,15000085,15000103,15000104 | Yes | Flood Risk Modeling/ Mapping | 250000 | Yes |  | 0 |  | 420 | 354 | 449 | 803 | 2 | 44 | 193.156 | 0 | 0 | Yes | No |  |  |  |  | No |  |  | FEMA |  |  | Yes |  |  | Yes | Meets TWDB & RFPG criteria for FMEs
2319 | 151000096 | Maverick County | Develop Flood risk maps for the county of Maverick and develop CIP | 15 | Lower Rio Grande | Maverick | 12110207 |  |  |  | 15000019, 15000020 | 0 | No | No | No | No | No | 15000008 | 15000007,15000008,15000009,15000111,15000011,15000012,15000041,15000049 | Yes | Flood Risk Modeling/ Mapping | 500000 | Yes |  | 0 |  | 1832 | 3074 | 5421 | 8495 | 1 | 6 | 239.107 | 0 | 0 | Yes | No |  |  |  |  | No |  |  | FEMA |  |  | Yes |  |  | Yes | Meets TWDB & RFPG criteria for FMEs
2320 | 151000097 | Starr County | Develop Flood risk maps for the county of Starr and develop CIP | 15 | Lower Rio Grande | Starr | 12110207 |  |  |  | 15000019, 15000020 | 0 | No | No | No | No | No | 15000002 | 15000002,15000003,15000109,15000005,15000006,15000010,15000012,15000028,15000041,15000046,15000047,15000048,15000074,15000088,15000097 | Yes | Flood Risk Modeling/ Mapping | 250000 | Yes |  | 0 |  | 4521 | 9732 | 15723 | 25455 | 6 | 0 | 793.673 | 0 | 0 | Yes | No |  |  |  |  | No |  |  | FEMA |  |  | Yes |  |  | Yes | Meets TWDB & RFPG criteria for FMEs
2321 | 151000098 | Starr County Drainage District | Develop Flood risk maps for the Starr County Drainage District and develop CIP | 15 | Lower Rio Grande | Starr | 12110207 |  |  |  | 15000019, 15000020 | 0 | No | No | No | No | No | 15000002 | 15000002,15000003,15000109,15000005,15000006,15000010,15000012,15000028,15000041,15000046,15000047,15000048,15000074,15000088,15000097 | Yes | Flood Risk Modeling/ Mapping | 250000 | Yes |  | 0 |  | 4521 | 9732 | 15723 | 25455 | 6 | 0 | 794.504 | 0 | 0 | Yes | No |  |  |  |  | No |  |  | FEMA |  |  | Yes |  |  | Yes | Meets TWDB & RFPG criteria for FMEs
2322 | 151000132 | Zapata County | Develop Flood risk maps for the county of Zapata and develop CIP | 15 | Lower Rio Grande | Zapata | 12110207 |  |  |  | 15000019, 15000020 | 0 | No | No | No | No | No | 15000005 | 15000002,15000005,15000006,15000007,15000012,15000028,15000041,15000100 | Yes | Flood Risk Modeling/ Mapping | 250000 | Yes |  | 0 |  | 369 | 525 | 706 | 1231 | 1 | 0 | 196.799 | 0 | 0 | Yes | No |  |  |  |  | No |  |  | FEMA |  |  | Yes |  |  | Yes | Meets TWDB & RFPG criteria for FMEs
2323 | 151000125 | Webb County Drainage District #1 | Develop Flood risk maps for the Webb County Drainage District #1 and develop CIP | 15 | Lower Rio Grande | Webb | 12110207 |  |  |  | 15000019, 15000020 | 0 | No | No | No | No | No | 15000007 | 15000007,15000012,15000017,15000041,15000065 | Yes | Flood Risk Modeling/ Mapping | 1000000 | Yes |  | 0 |  | 68 | 71 | 228 | 299 | 0 | 0 | 10.7783 | 0 | 0 | Yes | No |  |  |  |  | No |  |  | FEMA |  |  | Yes |  |  | Yes | Meets TWDB & RFPG criteria for FMEs
2324 | 151000131 | Webb County | Develop Flood risk maps for the county of Webb and develop CIP | 15 | Lower Rio Grande | Webb | 12110207 |  |  |  | 15000019, 15000020 | 0 | No | No | No | No | No | 15000007 | 15000005,15000006,15000007,15000008,15000111,15000011,15000012,15000017,15000041,15000065,15000066,15000086,15000097 | Yes | Flood Risk Modeling/ Mapping | 1000000 | Yes |  | 0 |  | 9178 | 28358 | 35624 | 63982 | 13 | 26 | 1324.0699 | 0 | 0 | Yes | No |  |  |  |  | No |  |  | FEMA |  |  | Yes |  |  | Yes | Meets TWDB & RFPG criteria for FMEs
2325 | 151000124 | Val Verde County | Develop Flood risk maps for the county of Val Verde and develop CIP | 15 | Lower Rio Grande | Val Verde | 12110207 |  |  |  | 15000019, 15000020 | 0 | No | No | No | No | No | 15000108 | 15000107,15000108,15000009,15000011,15000045 | Yes | Flood Risk Modeling/ Mapping | 500000 | Yes |  | 0 |  | 1387 | 2575 | 3045 | 5620 | 2 | 25 | 121.385 | 0 | 0 | Yes | No |  |  |  |  | No |  |  | FEMA |  |  | Yes |  |  | Yes | Meets TWDB & RFPG criteria for FMEs
2326 | 151000133 | San Ygnacio MUD | Develop Flood risk maps for San Ygnacio MUD and develop CIP | 15 | Lower Rio Grande | Zapata | 12110207 |  |  |  | 15000019, 15000020 | 0 | No | No | No | No | No | 15000005 | 15000005,15000012,15000041,15000100 | Yes | Flood Risk Modeling/ Mapping | 250000 | Yes |  | 0 |  | 118 | 261 | 211 | 472 | 1 | 0 | 5.2523 | 0 | 0 | Yes | No |  |  |  |  | No |  |  | FEMA |  |  | Yes |  |  | Yes | Meets TWDB & RFPG criteria for FMEs
2327 | 151000084 | Fort Clark MUD | Develop Flood risk maps for Fort Clark MUD and develop CIP | 15 | Lower Rio Grande | Kinney | 12110207 |  |  |  | 15000019, 15000020 | 0 | No | No | No | No | No | 15000009 | 15000009,15000011,15000103,15000104 | Yes | Flood Risk Modeling/ Mapping | 250000 | Yes |  | 0 |  | 88 | 102 | 125 | 227 | 0 | 0 | 0 | 0 | 0 | Yes | No |  |  |  |  | No |  |  | FEMA |  |  | Yes |  |  | Yes | Meets TWDB & RFPG criteria for FMEs
2328 | 151000060 | Alton MDP - West Mile 5 Road and Louisiana Street Alternative 2 | Alternative 2 is designed to remove structures from the 10-year floodplain. Approximately 35 acre-feet of volume is proposed to be excavated. construction consists of 1,940 LF of 36-inch diameter pipe sloped at 0.2% along Louisiana, Kentucky, and Trosper | 15 | Lower Rio Grande | Hidalgo | 12110207, 12110208 |  | 121102080200, 121102080300 |  | 1500007, 1500008, 1500005 , 1500006 | 0 | Yes | No | Yes | No | No | 15000095 | 15000003,15000010,15000034,15000041,15000078,15000092,15000095 | Yes | Flood Mitigation Alternatives Analysis/ Feasibility Study | 322898 | Yes |  | 0 |  | 574 | 750 | 1936 | 2686 | 0 | 0 | 26.1265 | 0 | 0 | Yes | No |  |  |  |  | No |  |  | FEMA |  |  | Yes |  |  | Yes | Meets TWDB & RFPG criteria for FMEs
2329 | 151000065 | Weslaco Stormwater Improvement Plan - Mile 10 N and Mile 5 ½ W | Construction of an 8 acre detention pond, with approximately 4,000 LF of channel widening along the back of the neighborhoods and between the Justice Raul A. Gonzalez Elementary School and Joe Calvillo Jr Career & Technology Education Complex; replacemen | 15 | Lower Rio Grande | Hidalgo | 12110207, 12110230 |  | 121102080100, 121102080300 |  | 1500007, 1500008 | 0 | Yes | No | Yes | No | No | 15000075 | 15000003,15000010,15000041,15000075,15000099 | Yes | Preliminary Engineering | 666151 | Yes |  | 0 |  | 72 | 195 | 491 | 686 | 0 | 0 | 4.3354 | 0 | 0 | Yes | Yes |  |  |  |  | Yes |  |  | FEMA |  |  | No |  |  | Yes | Meets TWDB & RFPG criteria for FMEs
2330 | 151000069 | Weslaco Stormwater Improvement Plan - Westgate Drive and Sugar Cane Drive | Construction of two detention ponds, 11 acres near Clecker-Heald Elementary School and 8 acres behind the commercial properties north of Interstate 2, approximately 4,500 LF of channel widening connecting the two ponds, addition of a new 42-inch reinforc | 15 | Lower Rio Grande | Hidalgo | 12110207, 12110234 |  | 121102080100, 121102080300 |  | 1500007, 1500008, 1500005 , 1500006 | 0 | Yes | No | Yes | No | No | 15000075 | 15000003,15000010,15000041,15000075,15000099 | Yes | Preliminary Engineering | 1664860 | Yes |  | 0 |  | 423 | 1195 | 1736 | 2931 | 0 | 0 | 30.1522 | 0 | 0 | Yes | Yes |  |  |  |  | Yes |  |  | FEMA |  |  | No |  |  | Yes | Meets TWDB & RFPG criteria for FMEs
2331 | 151000068 | Weslaco Stormwater Improvement Plan - West Weslaco | The project is located just west of Border Avenue, between US 83 and Zelma Street. Construction of three detention ponds, 18 acres east of Vaughn Road and Midway Road, 26 acres near West 6th Street and Milano Road and 60 acres at Harlon Block Sports Comp | 15 | Lower Rio Grande | Hidalgo | 12110207, 12110233 |  | 121102080100, 121102080300 |  | 1500007, 1500008, 1500005 , 1500006 | 0 | Yes | No | Yes | No | No | 15000075 | 15000003,15000010,15000033,15000041,15000075,15000076,15000099 | Yes | Preliminary Engineering | 5595880 | Yes |  | 0 |  | 638 | 1226 | 2394 | 3620 | 1 | 0 | 27.7766 | 0 | 0 | Yes | Yes |  |  |  |  | Yes |  |  | FEMA |  |  | No |  |  | Yes | Meets TWDB & RFPG criteria for FMEs
2332 | 151000067 | Weslaco Stormwater Improvement Plan - Texas Boulevard to Airport Drive, South of Business 83 | Construction of two detention ponds, 10 acres near Texas Boulevard and 18th Street and 3 acres south of Dawson Street, a berm, approximately 5,400 LF of channel widening and extension, and installation of an 8’ x 4’ RCB storm drain system near Border | 15 | Lower Rio Grande | Hidalgo | 12110207, 12110232 |  | 121102080100, 121102080300 |  | 1500007, 1500008, 1500005 , 1500006 | 0 | Yes | No | Yes | No | No | 15000075 | 15000003,15000010,15000041,15000075,15000099 | Yes | Preliminary Engineering | 6597680 | Yes |  | 0 |  | 667 | 1421 | 978 | 2399 | 0 | 0 | 32.5159 | 0 | 0 | Yes | Yes |  |  |  |  | Yes |  |  | FEMA |  |  | No |  |  | Yes | Meets TWDB & RFPG criteria for FMEs
2333 | 151000064 | Weslaco Stormwater Improvement Plan - Pleasantview Drive and 11th Street | Installation of 3,220 LF of new storm drain system consisting of two – 8’ x 4’ RCBs along Mile 3 ½. | 15 | Lower Rio Grande | Hidalgo | 12110207, 12110228 |  | 121102080100, 121102080300 |  | 1500005 , 1500006 | 0 | Yes | No | Yes | No | No | 15000075 | 15000003,15000010,15000041,15000075,15000099 | Yes | Preliminary Engineering | 819390 | Yes |  | 0 |  | 155 | 2607 | 344 | 2951 | 1 | 0 | 25.1212 | 0 | 0 | Yes | Yes |  |  |  |  | Yes |  |  | FEMA |  |  | No |  |  | Yes | Meets TWDB & RFPG criteria for FMEs
2334 | 151000066 | Weslaco Stormwater Improvement Plan - South International Boulevard and Business 83 | Replacement of 48 – inch culverts at two roadway crossings with 6’ x 4’ RCBs. | 15 | Lower Rio Grande | Hidalgo | 12110207, 12110231 |  | 121102080100, 121102080300 |  | 1500005 , 1500006 | 0 | Yes | No | Yes | No | No | 15000075 | 15000003,15000010,15000041,15000075,15000099 | Yes | Preliminary Engineering | 14071.2002 | Yes |  | 0 |  | 183 | 186 | 124 | 310 | 0 | 0 | 4.5475 | 0 | 0 | Yes | Yes |  |  |  |  | Yes |  |  | FEMA |  |  | No |  |  | Yes | Meets TWDB & RFPG criteria for FMEs
2335 | 151000092 | Risk Area 4 Bibb & Misty Willow storm drain | Project includes installing 6'x4' RCB along Misty Willow Drive from N Bibb Avenue to existing channel between N Bibb Avenue and Timber Valley and installing curb inlets on N Bibb Avenue and Misty Willow Drive. | 15 | Lower Rio Grande | Maverick | 13080001, 13080002 |  | 130800020703, 130800020702 |  | 1500005 , 1500006 | 0 | Yes | No | Yes | No | No | 15000049 | 15000008,15000011,15000049 | Yes | Preliminary Engineering | 47520 | Yes |  | 0 |  | 17 | 20 | 59 | 79 | 0 | 0 | 0.55752 | 0 | 0 | Yes | Yes |  |  |  |  | Yes |  |  | FEMA |  |  | No |  |  | Yes | Meets TWDB & RFPG criteria for FMEs
2336 | 151000103 | Rgc Public Works, Escobares City, And Starr Public Works Roadway Improvements | Improve Roadways, By Widening And Raising, And Create Drainage Culverts Or Bridges. (Morenos Creek And Garceno Creek)(Kelsey Creek, Rio Grande City) | 15 | Lower Rio Grande | Starr | 12110207, 13090001, 12110207 |  | 121102070100, 130900011301, 130900011302, 130900011304, 130900011202, 130900011203, 130900011204, 130900011401, 130900011402, 130800031007, 130800031011, 130900011102, 130900011103, 130900011108, 130900011110, 130900011403, 130900011501, 130900011502, 13 |  | 1500005 , 1500006 | 0 | Yes | No | Yes | No | No | 15000002 | 15000002,15000003,15000109,15000005,15000006,15000010,15000012,15000028,15000041,15000046,15000047,15000048,15000074,15000088,15000097 | Yes | Flood Mitigation Alternatives Analysis/ Feasibility Study | 528000 | Yes |  | 0 |  | 4521 | 9732 | 15723 | 25455 | 6 | 0 | 793.673 | 0 | 0 | Yes | No |  |  |  |  | No |  |  | FEMA |  |  | Yes |  |  | Yes | Meets TWDB & RFPG criteria for FMEs

## Ranking_Criteria
2024 State Flood Plan Flood Management Evaluation (FME), Flood Mitigation Project (FMP) and Flood Management Strategy (FMS) Ranking Criteria
Texas Water Code Sec. 16.061, “(b) The state flood plan must include: … (2) a statewide, ranked list of ongoing and proposed flood control and mitigation projects and strategies necessary to protect against the loss of life and property from flooding…”
* All flood risk and risk reduction information are for 1% annual chance storm.
| Criteria Name |  | Criteria Type | Criteria Grouping | FME Ranking Criteria | FME Ranking Weight | FME Grouping Weight | FMP Ranking Criteria | FMP Ranking Percent Weight | FMP Grouping Weight | FMS Ranking Criteria | FMS Ranking Percent Weight | FMS Grouping Weight | Max Score
REPORTED DATA FROM FME, FMP and FMS FEATURE CLASSES | 1 | Emergency Need (Y/N) | Other |  | No | 0% |  | No | 0% |  | No | 0%
| 2 | Estimated number of structures at 100yr flood risk | Flood Risk | Life, Safety and Structures | Yes | 15% | 80% | No | 0% | 0% | Yes | 10% | 45% | 100
| 3 | Residential structures at 100-year flood risk | Flood Risk |  | Yes | 10% |  | No | 0% |  | Yes | 5% |  | 100
| 4 | Estimated Population at 100-year flood risk | Flood Risk |  | Yes | 15% |  | No | 0% |  | Yes | 10% |  | 100
| 5 | Critical facilities at 100-year flood risk (#) | Flood Risk |  | Yes | 20% |  | No | 0% |  | Yes | 10% |  | 100
| 6 | Number of low water crossings at flood risk (#) | Flood Risk |  | Yes | 20% |  | No | 0% |  | Yes | 10% |  | 100
| 7 | Estimated number of road closures (#) | Flood Risk | Mobility | Yes | 5% | 15% | No | 0% | 0% | Yes | 5% | 15% | 100
| 8 | Estimated length of roads at 100-year flood risk (Miles) | Flood Risk |  | Yes | 10% |  | No | 0% |  | Yes | 10% |  | 100
| 9 | Estimated farm & ranch land at 100-year flood risk (acres) | Flood Risk | Agriculture | Yes | 5% | 5% | No | 0% | 0% | Yes | 5% | 5% | 100
| 10 | Number of structures with reduced 100yr (1% annual chance) Flood risk | Flood Risk Reduction | Life, Safety and Structures |  |  |  | Yes | 5% | 50% | No | 0% | 20% | 100
| 11 | Number of structures removed from 100yr (1% annual chance) Floodplain | Flood Risk Reduction |  |  |  |  | Yes | 5% |  | Yes | 10% |  | 100
| 12 | Percent of structures removed from 100yr (1% annual chance) Floodplain (Calculated by TWDB from reported data) | Flood Risk Reduction |  |  |  |  | Yes | 10% |  |  |  |  | 100
| 13 | Residential structures removed from 100yr (1% annual chance) Floodplain | Flood Risk Reduction |  |  |  |  | No | 0% |  | No | 0% |  | 100
| 14 | Estimated Population removed from 100yr (1% annual chance) Floodplain | Flood Risk Reduction |  |  |  |  | Yes | 10% |  | Yes | 10% |  | 100
| 15 | Critical facilities removed from 100yr (1% annual chance) Floodplain (#) | Flood Risk Reduction |  |  |  |  | Yes | 10% |  | No | 0% |  | 100
| 16 | Number of low water crossings removed from 100yr (1% annual chance) Floodplain (#) | Flood Risk Reduction |  |  |  |  | Yes | 10% |  | No | 0% |  | 100
| 17 | Estimated reduction in road closure occurrences | Flood Risk Reduction | Mobility |  |  |  | No | 0% | 5% | No | 0% | 0% | 100
| 18 | Estimated length of roads removed from 100yr floodplain (Miles) | Flood Risk Reduction |  |  |  |  | Yes | 5% |  | No | 0% |  | 100
| 19 | Estimated farm & ranch land removed from 100yr floodplain (acres) | Flood Risk Reduction | Agriculture |  |  |  | Yes | 5% | 5% | No | 0% | 0% | 100
| 20 | Cost per structure removed from 100-year floodplain | Other |  |  |  |  | No | 0% |  | No | 0% |  | 100
| 21 | Percent Nature-based Solution (by cost) | Other |  |  |  |  | Yes | 2.5% |  | yes | 5% |  | 100
| 22 | Benefit-Cost Ratio | Other |  |  |  |  | Yes | 2.5% |  |  |  |  | 100
| 23 | Water Supply Benefit (Y/N) | Other |  |  |  |  | Yes | 5% |  | Yes | 10% |  | 100
|  | Subtotal |  |  | 100% |  |  | 70% |  |  | 100%
FMP PROJECT DETAILS SCORING (COMPUTED BY RFPG, SOME DUPLICATION MAY EXIST) | 24 | Score 1: Severity - Pre-Project Average Depth of Flooding (100-year) | Flood Risk |  |  |  |  | Yes | 5% |  |  |  |  | 100
| 25 | Score 2: Severity - Community Need (% Population) | Flood Risk |  |  |  |  | No | 0% |  |  |  |  | 100
| 26 | Score 3: Flood Risk Reduction | Flood Risk Reduction |  |  |  |  | No | 0% |  |  |  |  | 100
| 27 | Score 4: Flood Damage Reduction | Flood Risk Reduction |  |  |  |  | Yes | 2.5% |  |  |  |  | 100
| 28 | Score 5: Critical Facilities Damage Reduction | Flood Risk Reduction |  |  |  |  | No | 0% |  |  |  |  | 100
| 29 | Score 6: Life and Safety | Flood Risk Reduction |  |  |  |  | Yes | 5% |  |  |  |  | 100
| 30 | Score 7: Water Supply | Other Benefits |  |  |  |  | Yes | 5% |  |  |  |  | 100
| 31 | Score 8: Social Vulnerability | Flood Risk Reduction |  |  |  |  | Yes | 2.5% |  |  |  |  | 100
| 32 | Score 9: Nature-Based Solution | Other Benefits |  |  |  |  | No | 0% |  |  |  |  | 100
| 33 | Score 10: Multiple Benefites | Other Benefits |  |  |  |  | yes | 2.5% |  |  |  |  | 100
| 34 | Score 11: O&M | Other |  |  |  |  | Yes | 2.5% |  |  |  |  | 100
| 35 | Score 12: Admin, Regulatory Obstacles | Other |  |  |  |  | No | 0% |  |  |  |  | 100
| 36 | Score 13: Enviromental Benefit | Other Benefits |  |  |  |  | Yes | 2.5% |  |  |  |  | 100
| 37 | Score 14: Environmental Impact | Other Benefits |  |  |  |  | No | 0% |  |  |  |  | 100
| 38 | Score 15: Mobility | Other Benefits |  |  |  |  | Yes | 2.5% |  |  |  |  | 100
| 39 | Score 16: Regional (Geographic Distribution) | Other Benefits |  |  |  |  | No | 0% |  |  |  |  | 100
|  | Subtotal |  |  | 0% |  |  | 30% |  |  | 0%
|  | Total (must sum to 100.0%) |  |  | 100% |  |  | 100% |  |  | 100%
Please refer to RFP Exhibit C (pages 114 - 135) for definition of Project Details Scoring:
Exhibit C: Technical Guidelines for Regional Flood Planning
1 | Severity Ranking - Pre-Project Average Depth of Flooding (100-year): Ranking of severity based on the baseline/pre-project average 100-year flood depth.
2 | Severity Ranking - Community Need (% Population): Ranking of severity based on a community’s need by percentage of project community affected by population.
3 | Flood Risk Reduction: Ranking of reduced flood risk by percentage of structures removed from the 100-year floodplain in post- project condition.
4 | Flood Damage Reduction: Ranking of flood risk reduction (property protection) by a percentage of 100-year damage reduction calculation.
5 | Critical Facilities Damage Reduction: indication of reduced flood risk by percentage of critical facilities removed from the 100-year floodplain in post-project condition.
6 | Life and Safety Ranking (Injury/Loss of life): Ranking project based on life/injury risk percentage using estimates of area hazard rating, area vulnerability rating, and historical loss of life injury data for project.
7 | Water Supply Ranking: Ranking project based on a project’s water supply benefits to direct or indirect water availability and/or supply.
8 | Social Vulnerability Ranking: A ranking based on the Center for Disease Control SVI data for Texas, by calculating an average project SVI by census tract and classifying the vulnerability level.
9 | Green/Nature-Based Solution Ranking: Ranking by the percentage of project cost that qualifies as green/nature based as reported by RFPG.
10 | Multiple Benefit Ranking: Ranking a project based on the reporting of significant, measurable, expected benefits to: recreation, transportation, social and quality of life, local economic impacts, meeting sustainability goals, and/or project resilience goals.
11 | Operations and Maintenance Ranking: Project ranking by expected level of O&M needs and annual costs provided.
12 | Administrative, Regulatory, and other implementation obstacles/difficulty ranking: Ranking based on anticipated project limitations and/or requirements in terms of administrative, regulatory, and other implementation obstacles.
13 | Environmental Benefit Ranking: Ranking of expected level of environmental benefits to be delivered by project to water quality, cultural heritage, habitat, air quality, natural resources, agricultural resources, and soils/erosion and sedimentation.
14 | Environmental Impact Ranking: Ranking of expected level of adverse environmental impacts due to project affecting water quality, cultural heritage, habitat, air quality, natural resource protection, agricultural resources, and erosion and sedimentation.
15 | Technical Complexity Ranking: Ranking of estimated project design, modeling, and construction requirements.
16 | Mobility Ranking: Ranking project improvement and protection of mobility during flood events, with particular emphasis on emergency service access and major access routes.

## FME_Ranking
FME Ranking Tool |  |  |  | Ranking Factor? Adjusted "Yes/No" feeds from Ranking_Criteria | No |  |  | Yes |  |  | Yes |  |  | Yes |  |  | Yes |  |  | Yes |  |  | Yes |  |  | Yes |  |  | Yes
|  |  |  | Max Raw Values for Score Normalization See Ranking_Criteria for max scores | Yes=100; No=0 |  |  | 186744 |  |  | 141182 |  |  | 976798 |  |  | 2332 |  |  | 1737 |  |  | 9511 |  |  | 7605.6001 |  |  | 2425093.5
|  |  |  | Weight Value Adjusted weights feed from FME Weights on the Ranking_Criteria | 0% |  |  | 15% |  |  | 10% |  |  | 15% |  |  | 20% |  |  | 20% |  |  | 5% |  |  | 10% |  |  | 5%
|  |  |  | Ranking Criteria Full list available in Ranking_Criteria | Emergency Need |  |  | Estimated number of structures at 100-year risk |  |  | Residential structures at 100-year flood risk |  |  | Estimated Population at 100-year flood risk |  |  | Critical facilities at 100-year flood risk (#) |  |  | Number of low water crossings at flood risk (#) |  |  | Estimated number of road closures (#) |  |  | Estimated length of roads at 100-year flood risk (Miles) |  |  | Estimated farm & ranch land at 100-year flood risk (acres) |  |  |  |  | REEM: Please hide these colums when done reviewing
FME ID | Region Number | FME Name | FME Description | Estimated Cost ($) | Emergency Need Raw | Emergency Need Score (Normalized, Unweighted) | Emergency Need Weighted Score | Structures 100 Raw | Structures 100 Score (Normalized, Unweighted) | Structures 100 Weighted Score | Res Structures Raw | Res Structures Score (Normalized, Unweighted) | Res Structures Weighted Score | Pop Raw | Pop Score (Normalized, Unweighted) | Pop Weighted Score | Critical Facilities Raw | Critical Facilities Score (Normalized, Unweighted) | Critical Facilities Weighted Score | LWC Raw | LWC Score (Normalized, Unweighted) | LWC Weighted Score | Closures Raw | Closures Score (Normalized, Unweighted) | Closures Weighted Score | Miles Raw | Miles Score (Normalized, Unweighted) | Miles Weighted Score | Ag Land Raw | Ag Land Score (Normalized, Unweighted) | Ag Land Weighted Score | Weighted Score Based on Normalized Reported Factors | Ranking Based on Normalized Reported Factors | Addition check | Difference | Rank check
031000284 | 3 | Predicted Maximum Probable Inundation Map | Use NWS gage height forecasts from the River Forecast Center to generate a potential floodplain along the main stem of the Trinity River. | 2000000 | No | 0 | 0 | 186744 | 100 | 15 | 141182 | 100 | 10 | 882992 | 90.3966 | 13.5595 | 981 | 42.0669 | 8.4134 | 1737 | 100 | 20 | 0 | 0 | 0 | 7605.6001 | 100 | 10 | 3629.8999 | 0.14968 | 0.007484 | 76.9804 | 1 | 76.9804 | 0 | 1
061000175 | 6 | Regional Implementation of Large Diameter Deep Tunnel Systems for Storm Water Management | Further study of regional Implementation of Large Diameter Deep Tunnel Systems for Storm Water Management. | 20000000 | No | 0 | 0 | 143642 | 76.9192 | 11.5379 | 120807 | 85.5683 | 8.5568 | 976798 | 100 | 15 | 2332 | 100 | 20 | 89 | 5.1238 | 1.0248 | 89 | 0.93576 | 0.046788 | 2407.7336 | 31.6574 | 3.1657 | 5993.4692 | 0.24714 | 0.012357 | 59.3443 | 2 | 59.3443 | 0 | 2
061000197 | 6 | Harris County Wide - Investigation of City of Houston Properties for Conversion to Stormwater Detention Basins | Further study for design and construction of stormwater detention basins on various City of Houston properties could reduce the risk of flooding in the area. | 500000 | No | 0 | 0 | 143642 | 76.9192 | 11.5379 | 120807 | 85.5683 | 8.5568 | 976798 | 100 | 15 | 2332 | 100 | 20 | 89 | 5.1238 | 1.0248 | 89 | 0.93576 | 0.046788 | 2407.7336 | 31.6574 | 3.1657 | 5993.4692 | 0.24714 | 0.012357 | 59.3443 | 2 | 59.3443 | 0 | 3
101000194 | 10 | Identify and Assess Flood Risk and Potential Mitigation Solutions for Low SVI Communities | Proactively sek out these communities to more fully assess and document their flood risk, consider potential solutions, and lay out a path to implement feasible and appropriate solutions. | 150000 | No | 0 | 0 | 67825 | 36.3198 | 5.448 | 45799 | 32.4397 | 3.244 | 149869 | 15.3429 | 2.3014 | 94 | 4.0309 | 0.80617 | 1132 | 65.1698 | 13.034 | 0 | 0 | 0 | 2373.8572 | 31.212 | 3.1212 | 2268491.5 | 93.5424 | 4.6771 | 32.6318 | 4 | 32.6318 | 0 | 4
131000174 | 13 | Nueces Basin early flood warning system | Develop Flood Preparedness Toolsets Using Streamgaging and Flood Inundation Mapping to develop a basin wide early flood warning system. | 250000 | No | 0 | 0 | 60967 | 32.6474 | 4.8971 | 42976 | 30.4401 | 3.044 | 136543 | 13.9786 | 2.0968 | 445 | 19.0823 | 3.8165 | 526 | 30.2821 | 6.0564 | 7401 | 77.8152 | 3.8908 | 3214.5305 | 42.2653 | 4.2265 | 251436.9688 | 10.3681 | 0.51841 | 28.5465 | 5 | 28.5465 | 0 | 5
131000175 | 13 | Nueces Basin low water crossing study and upgrade prioritization | Conduct an inventory of low water crossings (LWC), characterize risk, and rank low water crossings to prioritize those with high risk. Prepare a large scale public outreach campaign aimed at reducing loss of life. Address top 30% of high risk LWC. | 700000 | No | 0 | 0 | 60967 | 32.6474 | 4.8971 | 42976 | 30.4401 | 3.044 | 136543 | 13.9786 | 2.0968 | 445 | 19.0823 | 3.8165 | 526 | 30.2821 | 6.0564 | 7401 | 77.8152 | 3.8908 | 3214.5305 | 42.2653 | 4.2265 | 251436.9688 | 10.3681 | 0.51841 | 28.5465 | 5 | 28.5465 | 0 | 6
131000176 | 13 | Nueces Basin High Hazard Dam identification and risk assessment | The region currently has 116 TCEQ regulated dams. Of these, 7 are 'non-functional' and 9 are 'deficient'. This study would identify all deficient high hazard dams in the region and recommend the removal or rehabilitation of the most high hazard dams. | 1355000 | No | 0 | 0 | 60967 | 32.6474 | 4.8971 | 42976 | 30.4401 | 3.044 | 136543 | 13.9786 | 2.0968 | 445 | 19.0823 | 3.8165 | 526 | 30.2821 | 6.0564 | 7401 | 77.8152 | 3.8908 | 3214.5305 | 42.2653 | 4.2265 | 251436.9688 | 10.3681 | 0.51841 | 28.5465 | 5 | 28.5465 | 0 | 7
131000178 | 13 | Nueces Basin Assessment of Flood Mitigation and Performance of Nature-based Solutions (NBS) | Basin-wide analysis on the flood mitigation value of select nature-based solutions (NBS) at a variety of scales and land use types, looking for consistent, accurate, and broadly applicable methods to quantify flood mitigation benefits of NBS. | 100000 | No | 0 | 0 | 60967 | 32.6474 | 4.8971 | 42976 | 30.4401 | 3.044 | 136543 | 13.9786 | 2.0968 | 445 | 19.0823 | 3.8165 | 526 | 30.2821 | 6.0564 | 7401 | 77.8152 | 3.8908 | 3214.5305 | 42.2653 | 4.2265 | 251436.9688 | 10.3681 | 0.51841 | 28.5465 | 5 | 28.5465 | 0 | 8
131000179 | 13 | Scaling Up Nature Based Solutions (NBS) in the Nueces Flood Planning Region to support community resilience and enhance flood and hazard mitigation planning | Multi-jurisdictional feasibility analyses will be performed in targeted areas to identify a prioritized portfolio of NBS flood mitigation projects and strategies that consider both risk reduction and ecological benefits. | 1000000 | No | 0 | 0 | 60967 | 32.6474 | 4.8971 | 42976 | 30.4401 | 3.044 | 136543 | 13.9786 | 2.0968 | 445 | 19.0823 | 3.8165 | 526 | 30.2821 | 6.0564 | 7401 | 77.8152 | 3.8908 | 3214.5305 | 42.2653 | 4.2265 | 251436.9688 | 10.3681 | 0.51841 | 28.5465 | 5 | 28.5465 | 0 | 9
131000177 | 13 | Nueces Basin Floodplain Map Updates | Develop floodplain maps to NFHL level for HUC 12 watershed areas that have a high flood risk (risk score > 3.0 per the Regional Flood Plan) but do not currently have accurate mapping. Accurate mapping is defined as NFHL level accuracy. | 51628000 | No | 0 | 0 | 60967 | 32.6474 | 4.8971 | 42976 | 30.4401 | 3.044 | 136543 | 13.9786 | 2.0968 | 445 | 19.0823 | 3.8165 | 526 | 30.2821 | 6.0564 | 4499 | 47.3031 | 2.3652 | 3214.5305 | 42.2653 | 4.2265 | 251436.9688 | 10.3681 | 0.51841 | 27.0209 | 10 | 27.0209 | 0 | 10
061000438 | 6 | Greens Bayou, Jackson Bayou, White Oak Bayou, Cypress Creek and San Jacinto River Areas Subdivision Drainage Mitigation Project | This proposed solution recommends establishing positive drainage and clear flow lines, which are expected to reduce the water surface elevation in the subdivision to mitigate the structural flood risk for all 1,445 beneficiaries. | 30000 | No | 0 | 0 | 53765 | 28.7908 | 4.3186 | 42231 | 29.9125 | 2.9912 | 335950 | 34.393 | 5.1589 | 937 | 40.1801 | 8.036 | 47 | 2.7058 | 0.54116 | 47 | 0.49416 | 0.024708 | 1051.7412 | 13.8285 | 1.3829 | 2742.0369 | 0.11307 | 0.0056535 | 22.4592 | 11 | 22.4592 | 0 | 11
011000114 | 1 | Region-Wide Dam Safety | Coordinate region-wide investigation into current dam safety status; selected based on stakeholder feedback | 1718000 | No | 0 | 0 | 11544 | 6.1817 | 0.92726 | 6885 | 4.8767 | 0.48767 | 41795 | 4.2788 | 0.64182 | 160 | 6.8611 | 1.3722 | 791 | 45.5383 | 9.1077 | 1250 | 13.1427 | 0.65713 | 2299.4216 | 30.2333 | 3.0233 | 2425093.5 | 100 | 5 | 21.2171 | 12 | 21.2171 | 0 | 12
061000180 | 6 | Brays Bayou Watershed Study | Watershed wide study using latest data, including MAAPnext models and Atlas 14 rainfall. Study to identify flooding issues within watershed, identify projects to reduce flooding, and provide cost estimates and benefit and cost metrics for each project. | 620000 | Yes | 100 | 0 | 40950 | 21.9284 | 3.2893 | 37646 | 26.6649 | 2.6665 | 361848 | 37.0443 | 5.5566 | 594 | 25.4717 | 5.0943 | 2 | 0.11514 | 0.023028 | 2 | 0.021028 | 0.0010514 | 537.1371 | 7.0624 | 0.70624 | 45.186 | 0.0018633 | 9.3163e-05 | 17.3371 | 15 | 17.3371 | 0 | 15
061000098 | 6 | Study of Texas City Hurricane Flood Protection Project | Corp of Engineers study of the Texas City Hurricane Flood Protection Project to improve the current levee system to provide protection from category 5 storm. | 1590000 | No | 0 | 0 | 48570 | 26.0089 | 3.9013 | 42185 | 29.8799 | 2.988 | 171395 | 17.5466 | 2.632 | 681 | 29.2024 | 5.8405 | 30 | 1.7271 | 0.34542 | 30 | 0.31542 | 0.015771 | 910.3509 | 11.9695 | 1.1969 | 3412.0249 | 0.1407 | 0.0070348 | 16.927 | 16 | 16.927 | 0 | 16
061000107 | 6 | Storm water detention ponds & Widening of drainage systems feasibility study | Study of area to identify problem areas and recommend flood mitigation alternatives that consider detention ponds & widening drainage systems. | 11000000 | No | 0 | 0 | 48570 | 26.0089 | 3.9013 | 42185 | 29.8799 | 2.988 | 171395 | 17.5466 | 2.632 | 681 | 29.2024 | 5.8405 | 30 | 1.7271 | 0.34542 | 30 | 0.31542 | 0.015771 | 910.3509 | 11.9695 | 1.1969 | 3412.0249 | 0.1407 | 0.0070348 | 16.927 | 16 | 16.927 | 0 | 17
061000134 | 6 | Corp of Engineers study of the Galveston County Water Reservoir Dam and Levee system | Review findings of potential breach to dam/levee system and develop/implement mitigation actions as applicable. | 1590000 | No | 0 | 0 | 48570 | 26.0089 | 3.9013 | 42185 | 29.8799 | 2.988 | 171395 | 17.5466 | 2.632 | 681 | 29.2024 | 5.8405 | 30 | 1.7271 | 0.34542 | 30 | 0.31542 | 0.015771 | 910.3509 | 11.9695 | 1.1969 | 3412.0249 | 0.1407 | 0.0070348 | 16.927 | 16 | 16.927 | 0 | 18
061000151 | 6 | Evaluation of Mitigation Alternatives for Repetietive Flood Claims Properties in Galveston County | Evaluate Mitigation Alternatives of Repetitive Flood Claim Properties in Galveston County. | 11000000 | No | 0 | 0 | 48570 | 26.0089 | 3.9013 | 42185 | 29.8799 | 2.988 | 171395 | 17.5466 | 2.632 | 681 | 29.2024 | 5.8405 | 30 | 1.7271 | 0.34542 | 30 | 0.31542 | 0.015771 | 910.3509 | 11.9695 | 1.1969 | 3412.0249 | 0.1407 | 0.0070348 | 16.927 | 16 | 16.927 | 0 | 19
061000163 | 6 | Galveston County Drainage System Improvement Study | Further study to widen drainage systems and increase culvert size to accommodate increased water flows. Coordinate efforts with water district. | 1590000 | No | 0 | 0 | 48570 | 26.0089 | 3.9013 | 42185 | 29.8799 | 2.988 | 171395 | 17.5466 | 2.632 | 681 | 29.2024 | 5.8405 | 30 | 1.7271 | 0.34542 | 30 | 0.31542 | 0.015771 | 910.3509 | 11.9695 | 1.1969 | 3412.0249 | 0.1407 | 0.0070348 | 16.927 | 16 | 16.927 | 0 | 20
061000304 | 6 | Galveston Flood Mapping Updates | County wide study to produce flood mappping updates including Atlas 14 rainfall. | 2960000 | Yes | 100 | 0 | 48570 | 26.0089 | 3.9013 | 42185 | 29.8799 | 2.988 | 171395 | 17.5466 | 2.632 | 681 | 29.2024 | 5.8405 | 30 | 1.7271 | 0.34542 | 30 | 0.31542 | 0.015771 | 910.3509 | 11.9695 | 1.1969 | 3412.0249 | 0.1407 | 0.0070348 | 16.927 | 16 | 16.927 | 0 | 21
061000439 | 6 | Greens Bayou, White Oak Bayou and Cypress Creek Areas Subdivision Drainage Mitigation Project | The mitigation solution for Cypress Creek Estates is to install storm sewer systems along West Shadow Lake, East Shadow Lake, North Shadow Lake and Winding Lane, to re-grade the roadside ditches, and to remove and replace of all driveways and culverts. | 30000 | No | 0 | 0 | 33860 | 18.1318 | 2.7198 | 27436 | 19.4331 | 1.9433 | 267186 | 27.3533 | 4.103 | 562 | 24.0995 | 4.8199 | 32 | 1.8423 | 0.36845 | 32 | 0.33645 | 0.016823 | 601.4052 | 7.9074 | 0.79074 | 1841.8568 | 0.07595 | 0.0037975 | 14.7658 | 24 | 14.7658 | 0 | 24
061000311 | 6 | 37th Street, Galveston, Drainage Project | Further study and FMP development of existing storm sewer system replacement and upgrades using the city’s updated drainage criteria that now require a 25-year storm drainage capacity. | 30000 | No | 0 | 0 | 40153 | 21.5016 | 3.2252 | 34123 | 24.1695 | 2.417 | 150807 | 15.4389 | 2.3158 | 648 | 27.7873 | 5.5575 | 26 | 1.4968 | 0.29937 | 26 | 0.27337 | 0.013668 | 722.7742 | 9.5032 | 0.95032 | 2683.2136 | 0.11064 | 0.0055322 | 14.7844 | 23 | 14.7844 | 0 | 23
031000040 | 3 | Dallas County Dam Inundation Study | Conduct studies to develop dam inundation maps and models | 587000 | No | 0 | 0 | 22226 | 11.9019 | 1.7853 | 20522 | 14.5358 | 1.4536 | 181701 | 18.6017 | 2.7903 | 369 | 15.8233 | 3.1647 | 387 | 22.2798 | 4.456 | 0 | 0 | 0 | 790.8163 | 10.3978 | 1.0398 | 31559.9805 | 1.3014 | 0.06507 | 14.7546 | 25 | 14.7546 | 0 | 25
061000384 | 6 | Houston Braeburn Glen Area Flood Mitigation | Further study of a proposed project that includes upsizing of the existing stormwater system with new pipes, inlets, and manholes. Lateral improvement will be completed on Mahoning Drive and Valley View Lane. | 30000 | No | 0 | 0 | 32129 | 17.2048 | 2.5807 | 29534 | 20.9191 | 2.0919 | 267993 | 27.4359 | 4.1154 | 448 | 19.211 | 3.8422 | 1 | 0.057571 | 0.011514 | 1 | 0.010514 | 0.00052571 | 412.1999 | 5.4197 | 0.54197 | 41.8258 | 0.0017247 | 8.6235e-05 | 13.1843 | 26 | 13.1843 | 0 | 26
061000419 | 6 | Houston Huntington Village Area Flood Mitigation | Further study to develop this project into a FMP. The project includes storm sewer improvements in the Huntington Village neighborhood to reduce structural flood loss. | 30000 | No | 0 | 0 | 32129 | 17.2048 | 2.5807 | 29534 | 20.9191 | 2.0919 | 267993 | 27.4359 | 4.1154 | 448 | 19.211 | 3.8422 | 1 | 0.057571 | 0.011514 | 1 | 0.010514 | 0.00052571 | 412.1999 | 5.4197 | 0.54197 | 41.8258 | 0.0017247 | 8.6235e-05 | 13.1843 | 26 | 13.1843 | 0 | 27
111000108 | 11 | GBRA FEMA Cooperating Technical Partners (CTP) Modeling and Mapping | GBRA has entered into a partnership with FEMA by which GBRA commissions an engineering firm to perform flood inundation modeling and mapping, and dams in series modeling. | 250000 | No | 0 | 0 | 22831 | 12.2258 | 1.8339 | 16352 | 11.5822 | 1.1582 | 55779 | 5.7104 | 0.85656 | 126 | 5.4031 | 1.0806 | 467 | 26.8854 | 5.3771 | 0 | 0 | 0 | 767.4919 | 10.0911 | 1.0091 | 304947.2188 | 12.5747 | 0.62873 | 11.9442 | 28 | 11.9442 | 0 | 28
031000047 | 3 | Tarrant County Dam Inundation Study | Identify and evaluate high hazard dams. | 604000 | No | 0 | 0 | 14855 | 7.9547 | 1.1932 | 12826 | 9.0847 | 0.90847 | 78228 | 8.0086 | 1.2013 | 164 | 7.0326 | 1.4065 | 531 | 30.5699 | 6.114 | 0 | 0 | 0 | 467.7864 | 6.1506 | 0.61506 | 20102 | 0.82892 | 0.041446 | 11.48 | 29 | 11.48 | 0 | 29
091000110 | 9 | Upper Colorado Warning System Outreach and Study | Basin-wide Study Program: Improve on Warning signs, lights, or systems. | 100000 | No | 0 | 0 | 36361 | 19.471 | 2.9207 | 23637 | 16.7422 | 1.6742 | 81195 | 8.3124 | 1.2469 | 56 | 2.4014 | 0.48027 | 255 | 14.6805 | 2.9361 | 0 | 0 | 0 | 4338.3892 | 57.042 | 5.7042 | 719343.0625 | 29.6625 | 1.4831 | 16.4454 | 22 | 16.4454 | 0 | 22
061000465 | 6 | Catalina | Study to develop a BCR and other data needed to elevate project to a FMP. FIF application information unavailable. | 30000 | No | 0 | 0 | 33653 | 18.0209 | 2.7031 | 28408 | 20.1215 | 2.0122 | 155360 | 15.905 | 2.3858 | 395 | 16.9383 | 3.3877 | 16 | 0.92113 | 0.18423 | 16 | 0.16823 | 0.0084113 | 578.0193 | 7.5999 | 0.75999 | 596.6868 | 0.024605 | 0.0012302 | 11.4426 | 30 | 11.4426 | 0 | 30
071000205 | 7 | Upper Brazos Industry Flood Losses Inventory Evaluation | Reduce the vulnerability of agriculture, ranching, energy and forestry to flood-related losses by establishing a baseline measurement. | 100000 | No | 0 | 0 | 28532 | 15.2787 | 2.2918 | 19838 | 14.0514 | 1.4051 | 60299 | 6.1731 | 0.92597 | 44 | 1.8868 | 0.37736 | 292 | 16.8106 | 3.3621 | 0 | 0 | 0 | 5944.061 | 78.1537 | 7.8154 | 869137.9375 | 35.8394 | 1.792 | 17.9697 | 13 | 17.9697 | 0 | 13
071000204 | 7 | Upper Brazos Dam Inventory Evaluation | Develop a baseline understanding of the risks associated with high and significant hazard and NRCS dams within the basin, including coordination with the Texas State Soil & Water Conservation Board dam maintenance plan. | 750000 | No | 0 | 0 | 28532 | 15.2787 | 2.2918 | 19838 | 14.0514 | 1.4051 | 60299 | 6.1731 | 0.92597 | 44 | 1.8868 | 0.37736 | 292 | 16.8106 | 3.3621 | 0 | 0 | 0 | 5944.061 | 78.1537 | 7.8154 | 869137.9375 | 35.8394 | 1.792 | 17.9697 | 13 | 17.9697 | 0 | 14
061000185 | 6 | Upper Greens Bayou Watershed Study | Watershed wide study using latest data, including MAAPnext models and Atlas 14 rainfall. Study to identify flooding issues within watershed, identify projects to reduce flooding, and provide cost estimates and benefit and cost metrics for each project. | 980000 | Yes | 100 | 0 | 24236 | 12.9782 | 1.9467 | 18993 | 13.4528 | 1.3453 | 155940 | 15.9644 | 2.3947 | 418 | 17.9245 | 3.5849 | 17 | 0.9787 | 0.19574 | 17 | 0.17874 | 0.008937 | 320.1966 | 4.21 | 0.421 | 161.0032 | 0.0066391 | 0.00033195 | 9.8976 | 31 | 9.8976 | 0 | 31
061000011 | 6 | City of Galveston Master Drainage Study | City wide drainage and flood risk reduction planning study of Galveston to include Atlas 14 rainfall. | 1000000 | No | 0 | 0 | 21858 | 11.7048 | 1.7557 | 19143 | 13.5591 | 1.3559 | 93583 | 9.5806 | 1.4371 | 509 | 21.8268 | 4.3654 | 0 | 0 | 0 | 0 | 0 | 0 | 408.6275 | 5.3727 | 0.53727 | 260.8823 | 0.010758 | 0.00053788 | 9.4519 | 36 | 9.4519 | 0 | 36
061000055 | 6 | City of Galveston Coastal Road Elevation | Elevate coastal roads to better protect public during evacuation and to protect the roads from flood damage, where feasible. | 1000000 | No | 0 | 0 | 21858 | 11.7048 | 1.7557 | 19143 | 13.5591 | 1.3559 | 93583 | 9.5806 | 1.4371 | 509 | 21.8268 | 4.3654 | 0 | 0 | 0 | 0 | 0 | 0 | 408.6275 | 5.3727 | 0.53727 | 260.8823 | 0.010758 | 0.00053788 | 9.4519 | 36 | 9.4519 | 0 | 37
061000069 | 6 | City of Galveston Shoreline Protection | Further study and FMP development of a proposed shoreline protection for areas prone to coastal erosion. | 50000 | No | 0 | 0 | 21858 | 11.7048 | 1.7557 | 19143 | 13.5591 | 1.3559 | 93583 | 9.5806 | 1.4371 | 509 | 21.8268 | 4.3654 | 0 | 0 | 0 | 0 | 0 | 0 | 408.6275 | 5.3727 | 0.53727 | 260.8823 | 0.010758 | 0.00053788 | 9.4519 | 36 | 9.4519 | 0 | 38
061000071 | 6 | City of Galveston Dune Restoration | Study of dune system to determine needs and flood damage reduction potential of restoration. | 1000000 | No | 0 | 0 | 21858 | 11.7048 | 1.7557 | 19143 | 13.5591 | 1.3559 | 93583 | 9.5806 | 1.4371 | 509 | 21.8268 | 4.3654 | 0 | 0 | 0 | 0 | 0 | 0 | 408.6275 | 5.3727 | 0.53727 | 260.8823 | 0.010758 | 0.00053788 | 9.4519 | 36 | 9.4519 | 0 | 39
121000133 | 12 | Natural capital inventory | Development of a dataset identifying lands under conservation easement. Project includes courthouse and deed records research to identify lands that are protected or have future development restrictions. | 300000 | No | 0 | 0 | 19145 | 10.252 | 1.5378 | 13704 | 9.7066 | 0.97066 | 66191 | 6.7763 | 1.0164 | 0 | 0 | 0 | 0 | 0 | 0 | 9511 | 100 | 5 | 753.05 | 9.9013 | 0.99013 | 62646.1016 | 2.5832 | 0.12916 | 9.6442 | 32 | 9.6442 | 0 | 32
121000134 | 12 | Evaluation and prioritization of new gauge locations | Study to identify stream gage locations in the San Antonio River Basin and cost effective/resilient monitoring technologies. | 50000 | Yes | 100 | 0 | 19145 | 10.252 | 1.5378 | 13704 | 9.7066 | 0.97066 | 66191 | 6.7763 | 1.0164 | 0 | 0 | 0 | 0 | 0 | 0 | 9511 | 100 | 5 | 753.05 | 9.9013 | 0.99013 | 62646.1016 | 2.5832 | 0.12916 | 9.6442 | 32 | 9.6442 | 0 | 33
121000135 | 12 | Future conditions data refinement study | Future conditions data refinement study,study future landuse and apply to future models | 500000 | No | 0 | 0 | 19145 | 10.252 | 1.5378 | 13704 | 9.7066 | 0.97066 | 66191 | 6.7763 | 1.0164 | 0 | 0 | 0 | 0 | 0 | 0 | 9511 | 100 | 5 | 753.05 | 9.9013 | 0.99013 | 62646.1016 | 2.5832 | 0.12916 | 9.6442 | 32 | 9.6442 | 0 | 34
121000137 | 12 | River Authority WWTP Resilience | Study of all River Authority WWTP Resilience, finding alternatives for floodproofing | 600000 | Yes | 100 | 0 | 19145 | 10.252 | 1.5378 | 13704 | 9.7066 | 0.97066 | 66191 | 6.7763 | 1.0164 | 0 | 0 | 0 | 0 | 0 | 0 | 9511 | 100 | 5 | 753.05 | 9.9013 | 0.99013 | 62646.1016 | 2.5832 | 0.12916 | 9.6442 | 32 | 9.6442 | 0 | 35
061000421 | 6 | Clear Creek - Hughes Stormwater Detention (SWD) Basin | Develop BCA to become a FMP. Project identified in Clear Creek Federal Project study for flood management but did not yield high enough cost benefit ratio for Federal funding. Therefore, Harris and Galveston County have decided to fund this effort. | 30000 | No | 0 | 0 | 27164 | 14.5461 | 2.1819 | 22913 | 16.2294 | 1.6229 | 120966 | 12.3839 | 1.8576 | 233 | 9.9914 | 1.9983 | 12 | 0.69085 | 0.13817 | 12 | 0.12617 | 0.0063085 | 458.1355 | 6.0237 | 0.60237 | 532.7203 | 0.021967 | 0.0010983 | 8.4087 | 40 | 8.4087 | 0 | 40
061000307 | 6 | Montgomery Flood Mapping Updates | County wide study to produce flood mappping updates including Atlas 14 rainfall. | 4700000 | Yes | 100 | 0 | 21195 | 11.3498 | 1.7025 | 16931 | 11.9923 | 1.1992 | 67706 | 6.9314 | 1.0397 | 125 | 5.3602 | 1.072 | 72 | 4.1451 | 0.82902 | 72 | 0.75702 | 0.037851 | 409.3316 | 5.382 | 0.5382 | 852.3905 | 0.035149 | 0.0017574 | 6.4203 | 41 | 6.4203 | 0 | 41
041000046 | 4 | Feasibility Assessment and Conceptual Design of Increasing the Size of Culverts and Railroad Trestles on Major Drainage Structures | H&H Study and Modeling for Determination of Need and Feasibility Assessment for Increase in Size of Culverts and Railroad Trestles on Major Drainage Structures Throughout Orange County | 500000 | Yes | 100 | 0 | 16974 | 9.0894 | 1.3634 | 14040 | 9.9446 | 0.99446 | 44427 | 4.5482 | 0.68223 | 276 | 11.8353 | 2.3671 | 22 | 1.2666 | 0.25331 | 22 | 0.23131 | 0.011566 | 364.4988 | 4.7925 | 0.47925 | 17171.2031 | 0.70806 | 0.035403 | 6.1867 | 43 | 6.1867 | 0 | 43
041000047 | 4 | Feasibility Assessment and Conceptual Design of Increasing Capacity of Drainage Ditches and Channels that Convey Stormwater from Neighborhoods | H&H Study and Modeling for Determination of Need and Feasibility Assessment of the Capacity of Drainage Ditches and Channels that Convey Stormwater from Neighborhoods Located Within Orange County | 1000000 | Yes | 100 | 0 | 16974 | 9.0894 | 1.3634 | 14040 | 9.9446 | 0.99446 | 44427 | 4.5482 | 0.68223 | 276 | 11.8353 | 2.3671 | 22 | 1.2666 | 0.25331 | 22 | 0.23131 | 0.011566 | 364.4988 | 4.7925 | 0.47925 | 17171.2031 | 0.70806 | 0.035403 | 6.1867 | 43 | 6.1867 | 0 | 44
041000050 | 4 | Orange County Drainage Improvements at Kinard Estates Study | First-time sewer service, detention pond, and other drainage improvements to reduce flooding and environmental impacts. | 250000 | Yes | 100 | 0 | 16974 | 9.0894 | 1.3634 | 14040 | 9.9446 | 0.99446 | 44427 | 4.5482 | 0.68223 | 276 | 11.8353 | 2.3671 | 22 | 1.2666 | 0.25331 | 22 | 0.23131 | 0.011566 | 364 | 4.7859 | 0.47859 | 17171.2031 | 0.70806 | 0.035403 | 6.1861 | 45 | 6.1861 | 0 | 45
061000184 | 6 | White Oak Bayou Watershed Study | Watershed wide study using latest data, including MAAPnext models and Atlas 14 rainfall. Study to identify flooding issues within watershed, identify projects to reduce flooding, and provide cost estimates and benefit and cost metrics for each project. | 800000 | Yes | 100 | 0 | 17103 | 9.1585 | 1.3738 | 14706 | 10.4163 | 1.0416 | 127789 | 13.0824 | 1.9624 | 149 | 6.3894 | 1.2779 | 4 | 0.23028 | 0.046056 | 4 | 0.042057 | 0.0021028 | 280.8692 | 3.6929 | 0.36929 | 28.3669 | 0.0011697 | 5.8486e-05 | 6.0732 | 52 | 6.0732 | 0 | 52
061000038 | 6 | Brazoria County Costal River Flood Extent Analysis | Study to determine flood extents, in Brazoria County, of recent hurricane disasters, by analyzing the post event aerial imagery through a GIS image classification process, and compare the flood extent area to other sources, such as LIDAR. | 50000 | No | 0 | 0 | 18848 | 10.093 | 1.5139 | 14344 | 10.1599 | 1.016 | 65547 | 6.7104 | 1.0066 | 248 | 10.6346 | 2.1269 | 0 | 0 | 0 | 0 | 0 | 0 | 328.0633 | 4.3134 | 0.43134 | 8584.1602 | 0.35397 | 0.017699 | 6.1125 | 46 | 6.1125 | 0 | 46
061000046 | 6 | Brazoria County Drainage Improvements | Drainage study needed and evaluated of alternatives include: Widen and reshape drainage ditches, and upgrade culverts to restore adequate drainage to mitigate flooding. | 350000 | No | 0 | 0 | 18848 | 10.093 | 1.5139 | 14344 | 10.1599 | 1.016 | 65547 | 6.7104 | 1.0066 | 248 | 10.6346 | 2.1269 | 0 | 0 | 0 | 0 | 0 | 0 | 328.0633 | 4.3134 | 0.43134 | 8584.1602 | 0.35397 | 0.017699 | 6.1125 | 46 | 6.1125 | 0 | 47
061000048 | 6 | Brazoria County Property Protection | Further study required to assess alternatives to restore drainage and mitigate flooding throughout the county. | 500000 | No | 0 | 0 | 18848 | 10.093 | 1.5139 | 14344 | 10.1599 | 1.016 | 65547 | 6.7104 | 1.0066 | 248 | 10.6346 | 2.1269 | 0 | 0 | 0 | 0 | 0 | 0 | 328.0633 | 4.3134 | 0.43134 | 8584.1602 | 0.35397 | 0.017699 | 6.1125 | 46 | 6.1125 | 0 | 48
061000078 | 6 | Dam and Levee Failure Inundation Map Update | Study by each jurisdiction to update their dam and levee failure inundation maps to identify the probability and impact of a dam and levee failures. | 2200000 | No | 0 | 0 | 18848 | 10.093 | 1.5139 | 14344 | 10.1599 | 1.016 | 65547 | 6.7104 | 1.0066 | 248 | 10.6346 | 2.1269 | 0 | 0 | 0 | 0 | 0 | 0 | 328.0633 | 4.3134 | 0.43134 | 8584.1602 | 0.35397 | 0.017699 | 6.1125 | 46 | 6.1125 | 0 | 49
061000301 | 6 | Brazoria Flood Mapping Updates | County wide study to produce flood mappping updates including Atlas 14 rainfall. | 6440000 | Yes | 100 | 0 | 18848 | 10.093 | 1.5139 | 14344 | 10.1599 | 1.016 | 65547 | 6.7104 | 1.0066 | 248 | 10.6346 | 2.1269 | 0 | 0 | 0 | 0 | 0 | 0 | 328.0633 | 4.3134 | 0.43134 | 8584.1602 | 0.35397 | 0.017699 | 6.1125 | 46 | 6.1125 | 0 | 50
061000440 | 6 | Brazoria County Camp Mohawk County Park Development | Develop Benefit Cost Analysis in support of the purchase of approximately 160 acres of flood prone area adjacent to and surrounding Camp Mohawk County Park to be used as open space. | 30000 | No | 0 | 0 | 18848 | 10.093 | 1.5139 | 14344 | 10.1599 | 1.016 | 65547 | 6.7104 | 1.0066 | 248 | 10.6346 | 2.1269 | 0 | 0 | 0 | 0 | 0 | 0 | 328.0633 | 4.3134 | 0.43134 | 8584.1602 | 0.35397 | 0.017699 | 6.1125 | 46 | 6.1125 | 0 | 51
141000015 | 14 | Prioritize arroyos on their likelihood of producing sediment/ debris flows | Investigate uncontrolled arroyos that have created flood damages and high maintenance costs. Develop method to estimate relative production of sediment for uncontrolled arroyos and estimate added flood risk associated with drainage conveyance blockage. | 70000 | No | 0 | 0 | 21373 | 11.4451 | 1.7168 | 16856 | 11.9392 | 1.1939 | 20411 | 2.0896 | 0.31344 | 37 | 1.5866 | 0.31732 | 132 | 7.5993 | 1.5199 | 841 | 8.8424 | 0.44212 | 607.247 | 7.9842 | 0.79842 | 48551 | 2.002 | 0.1001 | 6.4019 | 42 | 6.4019 | 0 | 42
051000010 | 5 | Jefferson County Update Flood Hazard Mapping | Complete a detailed study within the county extent to delineate an updated flood hazard area, which can be used for regulatory purposes. | 1900000 | Yes | 100 | 0 | 12869 | 6.8913 | 1.0337 | 9726 | 6.889 | 0.6889 | 40765 | 4.1733 | 0.626 | 316 | 13.5506 | 2.7101 | 22 | 1.2666 | 0.25331 | 22 | 0.23131 | 0.011566 | 473.7961 | 6.2296 | 0.62296 | 33019.3789 | 1.3616 | 0.068079 | 6.0146 | 53 | 6.0146 | 0 | 53
051000031 | 5 | Jefferson County Master Drainage Plan | Perform H&H modeling to identify and define flood risk, develop conceptual alternatives to reduce flood risk, develop OPCC for conceptual alternatives, and rank projects. Conceptual alternatives should evaluate feasibility of nature based solutions. | 1100000 | Yes | 100 | 0 | 12869 | 6.8913 | 1.0337 | 9726 | 6.889 | 0.6889 | 40765 | 4.1733 | 0.626 | 316 | 13.5506 | 2.7101 | 22 | 1.2666 | 0.25331 | 22 | 0.23131 | 0.011566 | 473.7961 | 6.2296 | 0.62296 | 33019.3789 | 1.3616 | 0.068079 | 6.0146 | 53 | 6.0146 | 0 | 54
031000084 | 3 | Johnson County DMP | Evaluate County and identify future projects. | 500000 | No | 0 | 0 | 1851 | 0.9912 | 0.14868 | 1555 | 1.1014 | 0.11014 | 4897 | 0.50133 | 0.0752 | 12 | 0.51458 | 0.10292 | 372 | 21.4162 | 4.2832 | 0 | 0 | 0 | 61.6765 | 0.81094 | 0.081094 | 18202.7793 | 0.7506 | 0.03753 | 4.8388 | 63 | 4.8388 | 0 | 63
031000264 | 3 | Johnson County Low Water Crossings - West Side | Hydraulic evaluation to determine how to reduce flooding risk at multiple low water crossings. | 250000 | No | 0 | 0 | 1851 | 0.9912 | 0.14868 | 1555 | 1.1014 | 0.11014 | 4897 | 0.50133 | 0.0752 | 12 | 0.51458 | 0.10292 | 372 | 21.4162 | 4.2832 | 0 | 0 | 0 | 61.6765 | 0.81094 | 0.081094 | 18202.7793 | 0.7506 | 0.03753 | 4.8388 | 63 | 4.8388 | 0 | 64
031000263 | 3 | Johnson County Low Water Crossings - East Side | Hydraulic evaluation to determine how to reduce flooding risk at multiple low water crossings. | 250000 | No | 0 | 0 | 1851 | 0.9912 | 0.14868 | 1555 | 1.1014 | 0.11014 | 4897 | 0.50133 | 0.0752 | 12 | 0.51458 | 0.10292 | 372 | 21.4162 | 4.2832 | 0 | 0 | 0 | 61.6765 | 0.81094 | 0.081094 | 18202.7793 | 0.7506 | 0.03753 | 4.8388 | 63 | 4.8388 | 0 | 65
031000019 | 3 | Johnson County FEMA Mapping | Create FEMA mapping in previously unmapped areas and update existing FEMA maps as needed. | 977000 | No | 0 | 0 | 1839 | 0.98477 | 0.14772 | 1544 | 1.0936 | 0.10936 | 4877 | 0.49928 | 0.074893 | 12 | 0.51458 | 0.10292 | 372 | 21.4162 | 4.2832 | 0 | 0 | 0 | 61.6765 | 0.81094 | 0.081094 | 13054.4102 | 0.53831 | 0.026915 | 4.8261 | 66 | 4.8261 | 0 | 66
041000042 | 4 | Feasibility Assessment and Conceptual Design of Dredging of Segments of Adams Bayou | H&H Study and Modeling for Feasibility Assessment of Dredging of Segments of Adams Bayou | 2000000 | Yes | 100 | 0 | 10571 | 5.6607 | 0.8491 | 8463 | 5.9944 | 0.59944 | 29689 | 3.0394 | 0.45591 | 306 | 13.1218 | 2.6244 | 15 | 0.86356 | 0.17271 | 15 | 0.15771 | 0.0078856 | 239.6928 | 3.1515 | 0.31515 | 9260.3799 | 0.38186 | 0.019093 | 5.0437 | 59 | 5.0437 | 0 | 59
041000044 | 4 | Feasibility Assessment and Conceptual Design of Dredging of Segments of Little Cypress Bayou | H&H Study and Modeling for Feasibility Assessment of Dredging of Segments of LIttle Cypress Bayou | 1000000 | Yes | 100 | 0 | 10571 | 5.6607 | 0.8491 | 8463 | 5.9944 | 0.59944 | 29689 | 3.0394 | 0.45591 | 306 | 13.1218 | 2.6244 | 15 | 0.86356 | 0.17271 | 15 | 0.15771 | 0.0078856 | 239.6928 | 3.1515 | 0.31515 | 9260.3799 | 0.38186 | 0.019093 | 5.0437 | 59 | 5.0437 | 0 | 60
041000052 | 4 | Adams Bayou Detention Ponds Study | Flood Protection Planning Study Cow Bayou & Adams Bayou Alternative | 600000 | Yes | 100 | 0 | 10571 | 5.6607 | 0.8491 | 8463 | 5.9944 | 0.59944 | 29689 | 3.0394 | 0.45591 | 306 | 13.1218 | 2.6244 | 15 | 0.86356 | 0.17271 | 15 | 0.15771 | 0.0078856 | 239.6928 | 3.1515 | 0.31515 | 9260.3799 | 0.38186 | 0.019093 | 5.0437 | 59 | 5.0437 | 0 | 61
121000153 | 12 | Master Drainage Plan for Bexar County Unincorporated Areas | Engineering master plan to assess flood damage centers for Bexar County unincorporated areas. | 150000 | No | 0 | 0 | 11261 | 6.0302 | 0.90453 | 8306 | 5.8832 | 0.58832 | 52002 | 5.3237 | 0.79856 | 0 | 0 | 0 | 0 | 0 | 0 | 4535 | 47.6816 | 2.3841 | 353.03 | 4.6417 | 0.46417 | 7583.3599 | 0.3127 | 0.015635 | 5.1553 | 55 | 5.1553 | 0 | 55
121000154 | 12 | Master Drainage Plan for Bexar County HALT Low Water | Engineering master plan to assess existing HALT sites for drainage improvements. | 150000 | No | 0 | 0 | 11261 | 6.0302 | 0.90453 | 8306 | 5.8832 | 0.58832 | 52002 | 5.3237 | 0.79856 | 0 | 0 | 0 | 0 | 0 | 0 | 4535 | 47.6816 | 2.3841 | 353.03 | 4.6417 | 0.46417 | 7583.3599 | 0.3127 | 0.015635 | 5.1553 | 55 | 5.1553 | 0 | 56
121000159 | 12 | Bexar County LWC Engineering Study | Engineering Study to evaluate seven LWC upgrades. | 300000 | Yes | 100 | 0 | 11261 | 6.0302 | 0.90453 | 8306 | 5.8832 | 0.58832 | 52002 | 5.3237 | 0.79856 | 0 | 0 | 0 | 0 | 0 | 0 | 4535 | 47.6816 | 2.3841 | 353.03 | 4.6417 | 0.46417 | 7583.3599 | 0.3127 | 0.015635 | 5.1553 | 55 | 5.1553 | 0 | 57
121000163 | 12 | Bexar County Line LWC Engineering Study | Engineering Study to evaluate twelve LWC upgrades at county line | 600000 | Yes | 100 | 0 | 11261 | 6.0302 | 0.90453 | 8306 | 5.8832 | 0.58832 | 52002 | 5.3237 | 0.79856 | 0 | 0 | 0 | 0 | 0 | 0 | 4535 | 47.6816 | 2.3841 | 353.03 | 4.6417 | 0.46417 | 7583.3599 | 0.3127 | 0.015635 | 5.1553 | 55 | 5.1553 | 0 | 58
061000420 | 6 | Clear Creek - Friendswood Detention Basin Near FM 528 in Friendswood | Develop BCA to become a FMP. ROW acquisition, design, and construction of 39 ac stormwater detention basin holding 500 ac-ft near FM 528; Additional solutions include buyouts, improving channel conveyance, and tributary detention. | 30000 | No | 0 | 0 | 14917 | 7.9879 | 1.1982 | 13124 | 9.2958 | 0.92958 | 72758 | 7.4486 | 1.1173 | 155 | 6.6467 | 1.3293 | 9 | 0.51813 | 0.10363 | 9 | 0.094627 | 0.0047314 | 264.1785 | 3.4735 | 0.34735 | 161.8218 | 0.0066728 | 0.00033364 | 5.0304 | 62 | 5.0304 | 0 | 62
061000022 | 6 | Lower Clear Creek & Dickinson Bayou Flood Mitigation Plan - Dickinson Bayou Alternative 2 | Further refine the DB Alt. 2 in the LCCDBFMP (2021), including alternative analysis to McFarland Detention Basin, W Cemetery Rd. Detention Basin, Hilton Detention Basin, Magnolia Bayou & Borden Gully Detention Basins, and Diversion Channel at Desel Dr.. | 1090000 | No | 0 | 0 | 13029 | 6.9769 | 1.0465 | 11413 | 8.0839 | 0.80839 | 64095 | 6.5617 | 0.98426 | 147 | 6.3036 | 1.2607 | 9 | 0.51813 | 0.10363 | 9 | 0.094627 | 0.0047314 | 240.151 | 3.1576 | 0.31576 | 128.5207 | 0.0052996 | 0.00026498 | 4.5243 | 67 | 4.5243 | 0 | 67
061000435 | 6 | City of Southside Place - Auden Street Drainage Improvement Project | This project provides for design and construction of a new stormwater conveyance system for the City of Southside Place, that will have the capacity to covey a City standard storm event (2-year storm). | 30000 | No | 0 | 0 | 8855 | 4.7418 | 0.71127 | 8148 | 5.7713 | 0.57713 | 93959 | 9.6191 | 1.4429 | 146 | 6.2607 | 1.2521 | 1 | 0.057571 | 0.011514 | 1 | 0.010514 | 0.00052571 | 124.9714 | 1.6432 | 0.16432 | 8.6752 | 0.00035773 | 1.7886e-05 | 4.1598 | 69 | 4.1598 | 0 | 69
141000034 | 14 | Develop FMPs for additional projects in City of El Paso/El Paso Water Stormwater Master Plan | Develop all required datasets and models for 52 projects from the City of El Paso/El Paso Water Stormwater Master Plan to be recommended as FMPs in the Regional Flood Plan. | 1288000 | No | 0 | 0 | 13881 | 7.4332 | 1.115 | 10736 | 7.6044 | 0.76044 | 55807 | 5.7133 | 0.85699 | 26 | 1.1149 | 0.22298 | 51 | 2.9361 | 0.58722 | 614 | 6.4557 | 0.32278 | 374.954 | 4.93 | 0.493 | 6056.9302 | 0.24976 | 0.012488 | 4.3709 | 68 | 4.3709 | 0 | 68
061000344 | 6 | White Oak Bayou - Design and Construction of Woodland Trails Stormwater Detention Basin | Study to develop a BCA to become FMP. This stormwater detention basin compliments the federal project on White Oak Bayou which will reduce the risk of flooding for 1,800 structures in an Atlas 14 1% rainfall event. | 30000 | No | 0 | 0 | 11098 | 5.9429 | 0.89143 | 9581 | 6.7863 | 0.67863 | 90865 | 9.3023 | 1.3953 | 90 | 3.8593 | 0.77187 | 0 | 0 | 0 | 0 | 0 | 0 | 163.8038 | 2.1537 | 0.21537 | 24.3062 | 0.0010023 | 5.0114e-05 | 3.9527 | 72 | 3.9527 | 0 | 72
011000038 | 1 | Wichita County FIS | Update flood insurance study for the county and develop regulatory mapping | 643000 | No | 0 | 0 | 3986 | 2.1345 | 0.32017 | 2926 | 2.0725 | 0.20725 | 15949 | 1.6328 | 0.24492 | 72 | 3.0875 | 0.6175 | 170 | 9.787 | 1.9574 | 267 | 2.8073 | 0.14036 | 193.1241 | 2.5392 | 0.25392 | 49700.4141 | 2.0494 | 0.10247 | 3.844 | 73 | 3.844 | 0 | 73
011000189 | 1 | Wichita County Drainage Master Plan | Perform H&H modeling, develop conceptual alternatives and OPCC, and rank projects; selected based on stakeholder feedback. | 500000 | No | 0 | 0 | 3986 | 2.1345 | 0.32017 | 2926 | 2.0725 | 0.20725 | 15949 | 1.6328 | 0.24492 | 72 | 3.0875 | 0.6175 | 170 | 9.787 | 1.9574 | 267 | 2.8073 | 0.14036 | 193.1241 | 2.5392 | 0.25392 | 49700.4141 | 2.0494 | 0.10247 | 3.844 | 73 | 3.844 | 0 | 74
081001068 | 8 | FBCDD Drop Structures - Condition Assessments & Upgrades | Create inventory of structures and condition, prioritize and design upgrades to structures as needed. | 2712000 | No | 0 | 0 | 14277 | 7.6452 | 1.1468 | 11612 | 8.2248 | 0.82248 | 34375 | 3.5192 | 0.52787 | 28 | 1.2007 | 0.24014 | 2 | 0.11514 | 0.023028 | 1167 | 12.27 | 0.6135 | 299.897 | 3.9431 | 0.39431 | 95253.6016 | 3.9278 | 0.19639 | 3.9645 | 71 | 3.9645 | 0 | 71
031000049 | 3 | West Fork of the Trinity River Levee Failure Hydrologic Study | Hydrologic study to determine threat, risk, and potential impacts of flooding from levee failure along the West Fork of the Trinity River. | 2000000 | No | 0 | 0 | 7235 | 3.8743 | 0.58114 | 5762 | 4.0813 | 0.40813 | 21593 | 2.2106 | 0.33159 | 64 | 2.7444 | 0.54889 | 127 | 7.3115 | 1.4623 | 0 | 0 | 0 | 308.1566 | 4.0517 | 0.40517 | 114016.7031 | 4.7015 | 0.23508 | 3.9723 | 70 | 3.9723 | 0 | 70
031000036 | 3 | East Fork Trinity HUC-8 - East Fork Trinity and Tributaries Flood Risk Identification | Create FEMA mapping in previously unmapped areas and update existing FEMA maps as needed. | 4582000 | No | 0 | 0 | 5222 | 2.7963 | 0.41945 | 4603 | 3.2603 | 0.32603 | 24778 | 2.5367 | 0.3805 | 49 | 2.1012 | 0.42024 | 151 | 8.6931 | 1.7386 | 0 | 0 | 0 | 273.1697 | 3.5917 | 0.35917 | 60443.3398 | 2.4924 | 0.12462 | 3.7686 | 76 | 3.7686 | 0 | 76
041000002 | 4 | Newton County Flood Hazard Mapping | Complete a detailed study within the county extent to delineate an updated flood hazard area, which can be used for regulatory purposes. | 2340000 | Yes | 100 | 0 | 3237 | 1.7334 | 0.26001 | 1990 | 1.4095 | 0.14095 | 3373 | 0.34531 | 0.051797 | 324 | 13.8937 | 2.7787 | 10 | 0.57571 | 0.11514 | 10 | 0.10514 | 0.0052571 | 152.4828 | 2.0049 | 0.20049 | 8621.1201 | 0.3555 | 0.017775 | 3.5701 | 77 | 3.5701 | 0 | 77
061000404 | 6 | Halls Bayou - Planning, Right-Of-Way, Design and Construction of Halls Bayou Flood Risk Management Project | Develop BCA to become a FMP. Projects as part of the Halls Ahead Bond Implementation Program, could reduce the risk of flooding for more than 700 structures in an Atlas 14 1% rainfall event. | 30000 | No | 0 | 0 | 12422 | 6.6519 | 0.99778 | 10065 | 7.1291 | 0.71291 | 43171 | 4.4196 | 0.66295 | 98 | 4.2024 | 0.84048 | 7 | 0.40299 | 0.080599 | 7 | 0.073599 | 0.0036799 | 121.9914 | 1.604 | 0.1604 | 9.6442 | 0.00039769 | 1.9884e-05 | 3.4588 | 78 | 3.4588 | 0 | 78
061000403 | 6 | Halls Bayou - Design and Construction of a Stormwater Detention Basin in Brock Park | Develop BCA to become a FMP. Provides additional stormwater detention in support of flood damage reduction as part of the Halls Ahead Bond Implementation Program. The project will be a partnership with the City of Houston. | 30000 | No | 0 | 0 | 12422 | 6.6519 | 0.99778 | 10065 | 7.1291 | 0.71291 | 43171 | 4.4196 | 0.66295 | 98 | 4.2024 | 0.84048 | 7 | 0.40299 | 0.080599 | 7 | 0.073599 | 0.0036799 | 121.9914 | 1.604 | 0.1604 | 9.6442 | 0.00039769 | 1.9884e-05 | 3.4588 | 78 | 3.4588 | 0 | 79
081000939 | 8 | Dam Emergency Action Plan | Complete EAPs for Sites 9, 29, 2, 3, 6, 7, 17, 18, and 25 to be in compliance with TCEQ standards. | 500000 | No | 0 | 0 | 3519 | 1.8844 | 0.28266 | 2758 | 1.9535 | 0.19535 | 10627 | 1.0879 | 0.16319 | 5 | 0.21441 | 0.042882 | 167 | 9.6143 | 1.9229 | 728 | 7.6543 | 0.38271 | 167.45 | 2.2017 | 0.22017 | 67369.6016 | 2.778 | 0.1389 | 3.3487 | 80 | 3.3487 | 0 | 80
121000161 | 12 | Holistic Watershed based master planning consistent with Nature Based Solutions | This Flood Management Evaluation (FME) will fill the knowledge gap in the region on the benefits of NFMS for floodplains, flood peak attenuation, ecosystem services, groundwater recharge, and recreational value | 2247403 | Yes | 100 | 0 | 7156 | 3.832 | 0.5748 | 5573 | 3.9474 | 0.39474 | 41778 | 4.277 | 0.64156 | 0 | 0 | 0 | 0 | 0 | 0 | 2760 | 29.019 | 1.451 | 194.16 | 2.5529 | 0.25529 | 1054.41 | 0.043479 | 0.002174 | 3.3195 | 81 | 3.3195 | 0 | 81
101000158 | 10 | Citywide Storm Drain Infrastructure Modeling | The goal of this project is to prepare 1D and 2D storm drain models for the entire City. | 12600000 | No | 0 | 0 | 5694 | 3.0491 | 0.45736 | 4028 | 2.8531 | 0.28531 | 45817 | 4.6905 | 0.70358 | 10 | 0.42882 | 0.085763 | 128 | 7.369 | 1.4738 | 0 | 0 | 0 | 111.7577 | 1.4694 | 0.14694 | 7305.6636 | 0.30125 | 0.015063 | 3.1678 | 90 | 3.1678 | 0 | 90
071000075 | 7 | Taylor County DMP | Evaluate county to identify future projects, analyze roads/stream crossing for emergency response vehicles to high hazard areas | 500000 | No | 0 | 0 | 11167 | 5.9798 | 0.89698 | 9822 | 6.957 | 0.6957 | 25896 | 2.6511 | 0.39767 | 11 | 0.4717 | 0.09434 | 72 | 4.1451 | 0.82902 | 0 | 0 | 0 | 244.5893 | 3.2159 | 0.32159 | 7516.3394 | 0.30994 | 0.015497 | 3.2508 | 82 | 3.2508 | 0 | 82
071000113 | 7 | Taylor County GIS Development | Develop a GIS inventory of stormwater infrastructure | 100000 | No | 0 | 0 | 11167 | 5.9798 | 0.89698 | 9822 | 6.957 | 0.6957 | 25896 | 2.6511 | 0.39767 | 11 | 0.4717 | 0.09434 | 72 | 4.1451 | 0.82902 | 0 | 0 | 0 | 244.5893 | 3.2159 | 0.32159 | 7516.3394 | 0.30994 | 0.015497 | 3.2508 | 82 | 3.2508 | 0 | 83
071000196 | 7 | Taylor County DCM | Consider stormwater criteria for infrastructure and floodplain ordinances to avoid new exposure to flood hazards. | 100000 | No | 0 | 0 | 11167 | 5.9798 | 0.89698 | 9822 | 6.957 | 0.6957 | 25896 | 2.6511 | 0.39767 | 11 | 0.4717 | 0.09434 | 72 | 4.1451 | 0.82902 | 0 | 0 | 0 | 244.5893 | 3.2159 | 0.32159 | 7516.3394 | 0.30994 | 0.015497 | 3.2508 | 82 | 3.2508 | 0 | 84
071000197 | 7 | Taylor County Stream Restoration Program | Implement stream restoration / channelization program to ensure adequate drainage / diversion of stormwater. | 500000 | No | 0 | 0 | 11167 | 5.9798 | 0.89698 | 9822 | 6.957 | 0.6957 | 25896 | 2.6511 | 0.39767 | 11 | 0.4717 | 0.09434 | 72 | 4.1451 | 0.82902 | 0 | 0 | 0 | 244.5893 | 3.2159 | 0.32159 | 7516.3394 | 0.30994 | 0.015497 | 3.2508 | 82 | 3.2508 | 0 | 85
071000195 | 7 | Taylor County Dam Inspection Program | Annual dam inspection, partner with SWCD to help fund repairs and maintenance, partner with property owners to report new damage or erosion, and patrol for illegal dumping at dams. | 100000 | No | 0 | 0 | 11167 | 5.9798 | 0.89698 | 9822 | 6.957 | 0.6957 | 25896 | 2.6511 | 0.39767 | 11 | 0.4717 | 0.09434 | 72 | 4.1451 | 0.82902 | 0 | 0 | 0 | 244.5893 | 3.2159 | 0.32159 | 7516.3394 | 0.30994 | 0.015497 | 3.2508 | 82 | 3.2508 | 0 | 86
031000007 | 3 | Denton County FEMA Mapping | Create FEMA mapping in previously unmapped areas and update existing FEMA maps as needed. | 1140000 | No | 0 | 0 | 4675 | 2.5034 | 0.37551 | 3634 | 2.574 | 0.2574 | 18656 | 1.9099 | 0.28649 | 89 | 3.8165 | 0.76329 | 97 | 5.5843 | 1.1169 | 0 | 0 | 0 | 245.0678 | 3.2222 | 0.32222 | 53344.3594 | 2.1997 | 0.10998 | 3.2318 | 87 | 3.2318 | 0 | 87
031000042 | 3 | Denton County Dam Inundation Study | Inundation studies of all high and moderate hazard dams | 613000 | No | 0 | 0 | 4675 | 2.5034 | 0.37551 | 3634 | 2.574 | 0.2574 | 18656 | 1.9099 | 0.28649 | 89 | 3.8165 | 0.76329 | 97 | 5.5843 | 1.1169 | 0 | 0 | 0 | 245.0678 | 3.2222 | 0.32222 | 53344.3594 | 2.1997 | 0.10998 | 3.2318 | 87 | 3.2318 | 0 | 88
031000277 | 3 | Denton County USDA (NRCS) Dam Studies and Rehabilitation | USDA (NRCS) Dam Studies and Rehabilitation | 2000000 | No | 0 | 0 | 4675 | 2.5034 | 0.37551 | 3634 | 2.574 | 0.2574 | 18656 | 1.9099 | 0.28649 | 89 | 3.8165 | 0.76329 | 97 | 5.5843 | 1.1169 | 0 | 0 | 0 | 245.0678 | 3.2222 | 0.32222 | 53344.3594 | 2.1997 | 0.10998 | 3.2318 | 87 | 3.2318 | 0 | 89
011000179 | 1 | Detailed Hydrologic and Hydraulic Study of the Wichita River | Perform a detailed H&H study of the Wichita River watershed with a focus on the area in and around Wichita Falls; selected based on stakeholder feedback | 528000 | No | 0 | 0 | 2818 | 1.509 | 0.22635 | 1951 | 1.3819 | 0.13819 | 10390 | 1.0637 | 0.15955 | 28 | 1.2007 | 0.24014 | 123 | 7.0812 | 1.4162 | 178 | 1.8715 | 0.093576 | 182.0343 | 2.3934 | 0.23934 | 271232.6562 | 11.1844 | 0.55922 | 3.0726 | 96 | 3.0726 | 0 | 96
091000035 | 9 | Ector County Stormwater Contaminant Study | Conduct a study to determine pollutant levels in County areas nearby sewer system for level of contaminants before and after a flood event. | 100000 | No | 0 | 0 | 13045 | 6.9855 | 1.0478 | 10079 | 7.139 | 0.7139 | 31733 | 3.2487 | 0.4873 | 13 | 0.55746 | 0.11149 | 34 | 1.9574 | 0.39148 | 0 | 0 | 0 | 306.4686 | 4.0295 | 0.40295 | 168.5142 | 0.0069488 | 0.00034744 | 3.1553 | 91 | 3.1553 | 0 | 91
091000032 | 9 | Ector County GIS Development | Develop a GIS inventory of stormwater infrastructure | 100000 | No | 0 | 0 | 13045 | 6.9855 | 1.0478 | 10079 | 7.139 | 0.7139 | 31733 | 3.2487 | 0.4873 | 13 | 0.55746 | 0.11149 | 34 | 1.9574 | 0.39148 | 0 | 0 | 0 | 306.4686 | 4.0295 | 0.40295 | 168.5142 | 0.0069488 | 0.00034744 | 3.1553 | 91 | 3.1553 | 0 | 92
091000031 | 9 | Ector County DMP | Create Drainage Master Plan, including evaluation of potential mitigation projects. | 500000 | No | 0 | 0 | 13045 | 6.9855 | 1.0478 | 10079 | 7.139 | 0.7139 | 31733 | 3.2487 | 0.4873 | 13 | 0.55746 | 0.11149 | 34 | 1.9574 | 0.39148 | 0 | 0 | 0 | 306.4686 | 4.0295 | 0.40295 | 168.5142 | 0.0069488 | 0.00034744 | 3.1553 | 91 | 3.1553 | 0 | 93
091000034 | 9 | Ector County FEMA Mapping | Update existing FEMA Mapping. | 857000 | No | 0 | 0 | 13045 | 6.9855 | 1.0478 | 10079 | 7.139 | 0.7139 | 31733 | 3.2487 | 0.4873 | 13 | 0.55746 | 0.11149 | 34 | 1.9574 | 0.39148 | 0 | 0 | 0 | 306.4686 | 4.0295 | 0.40295 | 168.5142 | 0.0069488 | 0.00034744 | 3.1553 | 91 | 3.1553 | 0 | 94
091000033 | 9 | Ector County Buyout Program Study | In the area of 61st Street and Benefield, Florida in north western area of county, structures have experienced repetitive losses from flooding. Proposed evaluation of potential mitigation project. | 100000 | Yes | 100 | 0 | 13045 | 6.9855 | 1.0478 | 10079 | 7.139 | 0.7139 | 31733 | 3.2487 | 0.4873 | 13 | 0.55746 | 0.11149 | 34 | 1.9574 | 0.39148 | 0 | 0 | 0 | 306.4561 | 4.0293 | 0.40293 | 168.3893 | 0.0069436 | 0.00034718 | 3.1553 | 95 | 3.1553 | 0 | 95
111000109 | 11 | Guadalupe County Drainage Improvements Study | Study of solutions to upgrade undersized stormwater drains and culverts. | 3000000 | No | 0 | 0 | 5822 | 3.1176 | 0.46765 | 4851 | 3.436 | 0.3436 | 14109 | 1.4444 | 0.21666 | 14 | 0.60034 | 0.12007 | 130 | 7.4842 | 1.4968 | 0 | 0 | 0 | 116.7411 | 1.5349 | 0.15349 | 25477.2051 | 1.0506 | 0.052528 | 2.8508 | 101 | 2.8508 | 0 | 101
111000110 | 11 | Guadalupe County Voluntary Buyout Program Project Planning | Project planning to develop a land acquisition program in flood hazard areas. Acquire and demolish repetitive loss properties. Acquire high risk vacant land and maintain as open space. | 150000 | No | 0 | 0 | 5822 | 3.1176 | 0.46765 | 4851 | 3.436 | 0.3436 | 14109 | 1.4444 | 0.21666 | 14 | 0.60034 | 0.12007 | 130 | 7.4842 | 1.4968 | 0 | 0 | 0 | 116.7411 | 1.5349 | 0.15349 | 25477.2051 | 1.0506 | 0.052528 | 2.8508 | 101 | 2.8508 | 0 | 102
111000111 | 11 | Guadalupe County LWC Project Planning | Project planning for proposed project to mark and place electric gates at low water crossings. | 2000000 | No | 0 | 0 | 5822 | 3.1176 | 0.46765 | 4851 | 3.436 | 0.3436 | 14109 | 1.4444 | 0.21666 | 14 | 0.60034 | 0.12007 | 130 | 7.4842 | 1.4968 | 0 | 0 | 0 | 116.7411 | 1.5349 | 0.15349 | 25477.2051 | 1.0506 | 0.052528 | 2.8508 | 101 | 2.8508 | 0 | 103
071000018 | 7 | City of Abilene Update FEMA Mapping | Update City of Abilene models to modern software, update FEMA maps | 321000 | No | 0 | 0 | 10861 | 5.816 | 0.8724 | 9399 | 6.6574 | 0.66574 | 25333 | 2.5935 | 0.38902 | 10 | 0.42882 | 0.085763 | 58 | 3.3391 | 0.66782 | 0 | 0 | 0 | 218.4973 | 2.8728 | 0.28728 | 1234.7836 | 0.050917 | 0.0025458 | 2.9706 | 97 | 2.9706 | 0 | 97
071000127 | 7 | City of Abilene Higher Standards Program | Adopt higher standards for new construction, increase freeboard requirements for structures in the SFHA; adopt a “no-rise” in BFE in the 100-year floodplain. Update local flood ordinance to prohibit granting of variance in SFHA; Include “cumulativ | 100000 | No | 0 | 0 | 10861 | 5.816 | 0.8724 | 9399 | 6.6574 | 0.66574 | 25333 | 2.5935 | 0.38902 | 10 | 0.42882 | 0.085763 | 58 | 3.3391 | 0.66782 | 0 | 0 | 0 | 218.4973 | 2.8728 | 0.28728 | 1234.7836 | 0.050917 | 0.0025458 | 2.9706 | 97 | 2.9706 | 0 | 98
141000035 | 14 | Develop FMPs for additional projects from the El Paso County Stormwater Master Plan | Develop all required datasets and models for 21 projects from the El Paso County Stormwater Master Plan to be considered as FMPs in the Regional Flood Plan. | 276000 | No | 0 | 0 | 7480 | 4.0055 | 0.60082 | 6117 | 4.3327 | 0.43327 | 20421 | 2.0906 | 0.31359 | 10 | 0.42882 | 0.085763 | 81 | 4.6632 | 0.93264 | 224 | 2.3552 | 0.11776 | 228.219 | 3.0007 | 0.30007 | 42408.6016 | 1.7487 | 0.087437 | 2.8714 | 100 | 2.8714 | 0 | 100
111000122 | 11 | Kerr County Center Point Storm Drainage Infrastructure Project Planning | Project planning to construct new storm drainage infrastructure to reduce the potential impacts of future flood events. | 125000 | No | 0 | 0 | 3833 | 2.0525 | 0.30788 | 2315 | 1.6397 | 0.16397 | 7415 | 0.75911 | 0.11387 | 6 | 0.25729 | 0.051458 | 158 | 9.0961 | 1.8192 | 0 | 0 | 0 | 124.1244 | 1.632 | 0.1632 | 28070.4707 | 1.1575 | 0.057875 | 2.6775 | 108 | 2.6775 | 0 | 108
111000123 | 11 | Kerr County Dam Integrity Study | Create a dam integrity study and identify repairs to be made to County dams as necessary. | 500000 | No | 0 | 0 | 3833 | 2.0525 | 0.30788 | 2315 | 1.6397 | 0.16397 | 7415 | 0.75911 | 0.11387 | 6 | 0.25729 | 0.051458 | 158 | 9.0961 | 1.8192 | 0 | 0 | 0 | 124.1244 | 1.632 | 0.1632 | 28070.4707 | 1.1575 | 0.057875 | 2.6775 | 108 | 2.6775 | 0 | 109
111000127 | 11 | Upper Guadalupe River Authority Evaluation of Water and Sediment Control Facilities | Study to evaluate the flood benefits and cost-effectiveness of UGRA’s existing nine Kerr County facilities. Evaluation would include H&H modeling and financial data to determine flood risk reduction. Results could guide decisions on future facilities. | 250000 | No | 0 | 0 | 3833 | 2.0525 | 0.30788 | 2315 | 1.6397 | 0.16397 | 7415 | 0.75911 | 0.11387 | 6 | 0.25729 | 0.051458 | 158 | 9.0961 | 1.8192 | 0 | 0 | 0 | 124.1244 | 1.632 | 0.1632 | 28070.4707 | 1.1575 | 0.057875 | 2.6775 | 108 | 2.6775 | 0 | 110
141000018 | 14 | Conduct flood risk assessment at El Paso locations where drainage is controlled by river stage, and there are significant flood risks on the non-river side of the levee. | Identify the Rio Grande outfalls that are most susceptible to blockage, and most likely to allow flood damage during periods of high river stage. | 70000 | No | 0 | 0 | 12341 | 6.6085 | 0.99128 | 10696 | 7.576 | 0.7576 | 34914 | 3.5743 | 0.53615 | 16 | 0.68611 | 0.13722 | 2 | 0.11514 | 0.023028 | 20 | 0.21028 | 0.010514 | 228.131 | 2.9995 | 0.29995 | 26706.9004 | 1.1013 | 0.055064 | 2.8108 | 104 | 2.8108 | 0 | 104
141000001 | 14 | Develop a plan for a Sediment and Vegetation Control Program in the Rio Grande at El Paso | Assess Rio Grande capacity in El Paso County considering updated hydrology, sediment, and vegetation conditions. Establish maintenance program with minimum risk-based channel capacity. Address maintenance agreements between U.S. and Mexico. | 107000 | No | 0 | 0 | 12341 | 6.6085 | 0.99128 | 10696 | 7.576 | 0.7576 | 34727 | 3.5552 | 0.53328 | 16 | 0.68611 | 0.13722 | 2 | 0.11514 | 0.023028 | 20 | 0.21028 | 0.010514 | 228.131 | 2.9995 | 0.29995 | 26706.9004 | 1.1013 | 0.055064 | 2.8079 | 105 | 2.8079 | 0 | 105
031000153 | 3 | Liberty County Re-canalization | Evaluate alternatives to dechannelize existing feeder creeks that flow from north to south and improve drainage for storm water runoff | 500000 | No | 0 | 0 | 8682 | 4.6491 | 0.69737 | 8049 | 5.7012 | 0.57012 | 12221 | 1.2511 | 0.18767 | 87 | 3.7307 | 0.74614 | 6 | 0.34542 | 0.069085 | 0 | 0 | 0 | 256.5493 | 3.3732 | 0.33732 | 71161.5234 | 2.9344 | 0.14672 | 2.7544 | 106 | 2.7544 | 0 | 106
031000022 | 3 | Liberty County FEMA Mapping | Create FEMA mapping in previously unmapped areas and update existing FEMA maps as needed. | 1214000 | No | 0 | 0 | 8682 | 4.6491 | 0.69737 | 8049 | 5.7012 | 0.57012 | 12221 | 1.2511 | 0.18767 | 87 | 3.7307 | 0.74614 | 6 | 0.34542 | 0.069085 | 0 | 0 | 0 | 256.5493 | 3.3732 | 0.33732 | 48897.0117 | 2.0163 | 0.10081 | 2.7085 | 107 | 2.7085 | 0 | 107
111000112 | 11 | Hays County Dam Inundation Maps | Conduct study and work with TCEQ to continue to develop inundation maps for all High Hazard dams. | 500000 | No | 0 | 0 | 4359 | 2.3342 | 0.35013 | 3223 | 2.2829 | 0.22829 | 17721 | 1.8142 | 0.27213 | 15 | 0.64322 | 0.12864 | 117 | 6.7358 | 1.3472 | 0 | 0 | 0 | 99.9775 | 1.3145 | 0.13145 | 10536.7637 | 0.43449 | 0.021724 | 2.4795 | 113 | 2.4795 | 0 | 113
111000113 | 11 | Hays County Harden Critical Infrastructure Project Planning | Project planning to ensure new structures are structurally reinforced against natural hazards. To include, flood-proofing (if needed), freeboard, higher levels of soil compaction and proper perimeter drainage systems. | 100000 | No | 0 | 0 | 4359 | 2.3342 | 0.35013 | 3223 | 2.2829 | 0.22829 | 17721 | 1.8142 | 0.27213 | 15 | 0.64322 | 0.12864 | 117 | 6.7358 | 1.3472 | 0 | 0 | 0 | 99.9775 | 1.3145 | 0.13145 | 10536.7637 | 0.43449 | 0.021724 | 2.4795 | 113 | 2.4795 | 0 | 114
111000118 | 11 | Hays County Community Flood Mitigation Project Planning | Hays County Community Flood Mitigation Project Planning | 238035 | No | 0 | 0 | 4359 | 2.3342 | 0.35013 | 3223 | 2.2829 | 0.22829 | 17721 | 1.8142 | 0.27213 | 15 | 0.64322 | 0.12864 | 117 | 6.7358 | 1.3472 | 0 | 0 | 0 | 99.9775 | 1.3145 | 0.13145 | 10536.7637 | 0.43449 | 0.021724 | 2.4795 | 113 | 2.4795 | 0 | 115
061000182 | 6 | Hunting Bayou Watershed Study | Watershed wide study using latest data, including MAAPnext models and Atlas 14 rainfall. Study to identify flooding issues within watershed, identify projects to reduce flooding, and provide cost estimates and benefit and cost metrics for each project. | 500000 | Yes | 100 | 0 | 6244 | 3.3436 | 0.50154 | 5220 | 3.6974 | 0.36974 | 34523 | 3.5343 | 0.53015 | 98 | 4.2024 | 0.84048 | 6 | 0.34542 | 0.069085 | 6 | 0.063085 | 0.0031542 | 101.5144 | 1.3347 | 0.13347 | 21.1306 | 0.00087133 | 4.3567e-05 | 2.4477 | 116 | 2.4477 | 0 | 116
031000086 | 3 | Liberty County DMP | Evaluate County and identify future projects. | 500000 | No | 0 | 0 | 7897 | 4.2288 | 0.63432 | 7347 | 5.2039 | 0.52039 | 11279 | 1.1547 | 0.1732 | 87 | 3.7307 | 0.74614 | 6 | 0.34542 | 0.069085 | 0 | 0 | 0 | 256.5493 | 3.3732 | 0.33732 | 69006.0234 | 2.8455 | 0.14227 | 2.6227 | 111 | 2.6227 | 0 | 111
061000463 | 6 | Southeast Montgomery County Master Drainage Plan | Study to develop Master Drainage Plan using future and existing land use and flood/storm water drainage needs including Atlas 14 rainfall. | 1170000 | No | 0 | 0 | 10021 | 5.3662 | 0.80493 | 7836 | 5.5503 | 0.55503 | 22126 | 2.2652 | 0.33977 | 39 | 1.6724 | 0.33448 | 17 | 0.9787 | 0.19574 | 17 | 0.17874 | 0.008937 | 212.7867 | 2.7978 | 0.27978 | 296.6737 | 0.012233 | 0.00061167 | 2.5193 | 112 | 2.5193 | 0 | 112
101000072 | 10 | Prepare Evacuation Plan | Create evacuation plan | 25000 | No | 0 | 0 | 2739 | 1.4667 | 0.22001 | 2078 | 1.4719 | 0.14719 | 3718 | 0.38063 | 0.057095 | 3 | 0.12864 | 0.025729 | 142 | 8.175 | 1.635 | 0 | 0 | 0 | 15.1712 | 0.19947 | 0.019947 | 44594.168 | 1.8389 | 0.091943 | 2.1969 | 126 | 2.1969 | 0 | 126
061000183 | 6 | Sims Bayou Watershed Study | Watershed wide study using latest data, including MAAPnext models and Atlas 14 rainfall. Study to identify flooding issues within watershed, identify projects to reduce flooding, and provide cost estimates and benefit and cost metrics for each project. | 470000 | Yes | 100 | 0 | 5858 | 3.1369 | 0.47054 | 4884 | 3.4594 | 0.34594 | 34907 | 3.5736 | 0.53604 | 74 | 3.1732 | 0.63465 | 10 | 0.57571 | 0.11514 | 10 | 0.10514 | 0.0052571 | 102.9738 | 1.3539 | 0.13539 | 50.5136 | 0.002083 | 0.00010415 | 2.2431 | 121 | 2.2431 | 0 | 121
061000013 | 6 | City of Bellaire Local Drainage System Asset Management | Study to develop asset management plan / capital improvement plan to repair/replace local drainage infrastructure over time to ensure it is in good working order and meeting the level of service desired by the City. | 300000 | No | 0 | 0 | 5879 | 3.1482 | 0.47222 | 5539 | 3.9233 | 0.39233 | 37604 | 3.8497 | 0.57746 | 71 | 3.0446 | 0.60892 | 0 | 0 | 0 | 0 | 0 | 0 | 70.9143 | 0.9324 | 0.09324 | 0.15174 | 6.2569e-06 | 3.1285e-07 | 2.1442 | 129 | 2.1442 | 0 | 129
061000015 | 6 | City of Bellaire Cypress Ditch Drainage Improvements | Perform engineering services to develop and advance a flood risk reduction project in the Cypress Ditch area, servicing the southern part of the City of Bellaire. | 1000000 | No | 0 | 0 | 5879 | 3.1482 | 0.47222 | 5539 | 3.9233 | 0.39233 | 37604 | 3.8497 | 0.57746 | 71 | 3.0446 | 0.60892 | 0 | 0 | 0 | 0 | 0 | 0 | 70.9143 | 0.9324 | 0.09324 | 0.15174 | 6.2569e-06 | 3.1285e-07 | 2.1442 | 129 | 2.1442 | 0 | 130
061000225 | 6 | City of Bellaire Master Drainage Plan | Conduct planning study to produce a Master Drainage Plan for the City of Bellaire, identifying and developing specific flood-related capital improvements and implementation plans necessary to acheive a desired level of service / flood protection. | 1500000 | Yes | 100 | 0 | 5879 | 3.1482 | 0.47222 | 5539 | 3.9233 | 0.39233 | 37604 | 3.8497 | 0.57746 | 71 | 3.0446 | 0.60892 | 0 | 0 | 0 | 0 | 0 | 0 | 70.9143 | 0.9324 | 0.09324 | 0.15174 | 6.2569e-06 | 3.1285e-07 | 2.1442 | 129 | 2.1442 | 0 | 131
061000014 | 6 | City of Bellaire Regional Detention Facilities Development | Effort to identify and develop/design regional detention facilities to either provide flood risk reduction or to facilitate the construction of local or regional drainage improvement projects. | 1000000 | No | 0 | 0 | 5879 | 3.1482 | 0.47222 | 5539 | 3.9233 | 0.39233 | 37604 | 3.8497 | 0.57746 | 71 | 3.0446 | 0.60892 | 0 | 0 | 0 | 0 | 0 | 0 | 70.9143 | 0.9324 | 0.09324 | 0.15174 | 6.2569e-06 | 3.1285e-07 | 2.1442 | 129 | 2.1442 | 0 | 132
151000131 | 15 | Webb County | Develop Flood risk maps for the county of Webb and develop CIP | 1000000 | Yes | 100 | 0 | 0 | 0 | 0 | 9178 | 6.5008 | 0.65008 | 63982 | 6.5502 | 0.98253 | 13 | 0.55746 | 0.11149 | 26 | 1.4968 | 0.29937 | 0 | 0 | 0 | 1324.0699 | 17.4091 | 1.7409 | 0 | 0 | 0 | 3.7844 | 75 | 3.7844 | 0 | 75
051000152 | 5 | Feasibility Assessment of Widening and Deepening Segments of Anderson Gully | H&H Study to analyze most efficient alternatives for constructing improvements to segments of Anderson Gully. | 325000 | Yes | 100 | 0 | 1366 | 0.73148 | 0.10972 | 890 | 0.63039 | 0.063039 | 3566 | 0.36507 | 0.054761 | 194 | 8.319 | 1.6638 | 9 | 0.51813 | 0.10363 | 9 | 0.094627 | 0.0047314 | 35.0561 | 0.46092 | 0.046092 | 140.0567 | 0.0057753 | 0.00028877 | 2.0461 | 135 | 2.0461 | 0 | 135
061000187 | 6 | Brays Bayou Restore Channel Conveyance Capacity Along D115-00-00 | Further study of channel improvements from partnership project to restore channel conveyanve including Atlas 14 rainfalls. | 1020000 | No | 0 | 0 | 5579 | 2.9875 | 0.44813 | 5255 | 3.7221 | 0.37221 | 34583 | 3.5404 | 0.53107 | 75 | 3.2161 | 0.64322 | 0 | 0 | 0 | 0 | 0 | 0 | 59.0651 | 0.7766 | 0.07766 | 0.97407 | 4.0166e-05 | 2.0083e-06 | 2.0723 | 134 | 2.0723 | 0 | 134
091000057 | 9 | Midland County FEMA Mapping | Update existing FEMA Mapping | 926000 | No | 0 | 0 | 8432 | 4.5153 | 0.67729 | 5663 | 4.0111 | 0.40111 | 23148 | 2.3698 | 0.35547 | 22 | 0.9434 | 0.18868 | 28 | 1.612 | 0.32239 | 0 | 0 | 0 | 289.5174 | 3.8066 | 0.38066 | 8596.4219 | 0.35448 | 0.017724 | 2.3433 | 117 | 2.3433 | 0 | 117
091000058 | 9 | Midland County GIS Development | Develop a GIS inventory of stormwater infrastructure | 100000 | No | 0 | 0 | 8432 | 4.5153 | 0.67729 | 5663 | 4.0111 | 0.40111 | 23148 | 2.3698 | 0.35547 | 22 | 0.9434 | 0.18868 | 28 | 1.612 | 0.32239 | 0 | 0 | 0 | 289.5174 | 3.8066 | 0.38066 | 8596.4219 | 0.35448 | 0.017724 | 2.3433 | 117 | 2.3433 | 0 | 118
091000056 | 9 | Midland County DMP | Create Drainage Master Plan, including evaluation of potential mitigation projects. | 500000 | No | 0 | 0 | 8432 | 4.5153 | 0.67729 | 5663 | 4.0111 | 0.40111 | 23148 | 2.3698 | 0.35547 | 22 | 0.9434 | 0.18868 | 28 | 1.612 | 0.32239 | 0 | 0 | 0 | 289.5174 | 3.8066 | 0.38066 | 8596.4219 | 0.35448 | 0.017724 | 2.3433 | 117 | 2.3433 | 0 | 119
031000048 | 3 | Irving Levee District Flood Risk Assessment | Conduct review of the area in the four levee districts that would be inundated by a levee failure. Analyze all available routes out of the Levee Districts and any new streets that would not be flooded. | 250000 | No | 0 | 0 | 4589 | 2.4574 | 0.36861 | 4495 | 3.1838 | 0.31838 | 40893 | 4.1864 | 0.62797 | 31 | 1.3293 | 0.26587 | 30 | 1.7271 | 0.34542 | 0 | 0 | 0 | 85.3275 | 1.1219 | 0.11219 | 1397.4 | 0.057623 | 0.0028811 | 2.0413 | 136 | 2.0413 | 0 | 136
031000358 | 3 | City of Irving DMP | Evaluate city and identify future projects | 1000000 | No | 0 | 0 | 4589 | 2.4574 | 0.36861 | 4495 | 3.1838 | 0.31838 | 40893 | 4.1864 | 0.62797 | 31 | 1.3293 | 0.26587 | 30 | 1.7271 | 0.34542 | 0 | 0 | 0 | 85.3275 | 1.1219 | 0.11219 | 1397.4 | 0.057623 | 0.0028811 | 2.0413 | 136 | 2.0413 | 0 | 137
061000235 | 6 | City of Dickinson Master Drainage Plan | Study to develop Master Drainage Plan using future and existing land use and flood/storm water drainage needs including Atlas 14 rainfall. | 320000 | Yes | 100 | 0 | 5624 | 3.0116 | 0.45174 | 4851 | 3.436 | 0.3436 | 22231 | 2.2759 | 0.34139 | 78 | 3.3448 | 0.66895 | 10 | 0.57571 | 0.11514 | 10 | 0.10514 | 0.0052571 | 78.8927 | 1.0373 | 0.10373 | 37.7347 | 0.001556 | 7.7801e-05 | 2.0299 | 139 | 2.0299 | 0 | 139
061000181 | 6 | Cypress Creek Watershed Study | Watershed wide study using latest data, including MAAPnext models and Atlas 14 rainfall. Study to identify flooding issues within watershed, identify projects to reduce flooding, and provide cost estimates and benefit and cost metrics for each project. | 1230000 | Yes | 100 | 0 | 4162 | 2.2287 | 0.33431 | 3210 | 2.2737 | 0.22737 | 22497 | 2.3031 | 0.34547 | 89 | 3.8165 | 0.76329 | 18 | 1.0363 | 0.20725 | 18 | 0.18925 | 0.0094627 | 109.4779 | 1.4394 | 0.14394 | 1659.5977 | 0.068434 | 0.0034217 | 2.0345 | 138 | 2.0345 | 0 | 138
061000437 | 6 | Evaluation of Dredging of Channels that Exit Into Lake Houston | Study to develop a Benefit Cost Analysis needed for this project to become a FMP. FIF application information unavailable. | 30000 | No | 0 | 0 | 6662 | 3.5675 | 0.53512 | 5121 | 3.6272 | 0.36272 | 25574 | 2.6181 | 0.39272 | 64 | 2.7444 | 0.54889 | 1 | 0.057571 | 0.011514 | 1 | 0.010514 | 0.00052571 | 169.0808 | 2.2231 | 0.22231 | 326.6515 | 0.01347 | 0.00067348 | 2.0745 | 133 | 2.0745 | 0 | 133
101000213 | 10 | Wharton County Drainage Master Plan Update | Watershed Study | 4000000 | No | 0 | 0 | 7119 | 3.8122 | 0.57183 | 5091 | 3.606 | 0.3606 | 15780 | 1.6155 | 0.24232 | 8 | 0.34305 | 0.068611 | 18 | 1.0363 | 0.20725 | 0 | 0 | 0 | 367.9522 | 4.8379 | 0.48379 | 177474.0156 | 7.3182 | 0.36591 | 2.3003 | 120 | 2.3003 | 0 | 120
131000128 | 13 | Citywide Stormwater Drainage Improvements - Gregory | Improving TXDOT road drainage ditches & railroad undercrossings conveyance; armor ditch crossing US-181 and I-35 (South of city); city ditch restoration; expand stormwater network to unserved residential areas; maintenance of curbs, gutters, and inlets | 250000 | Yes | 100 | 0 | 5577 | 2.9864 | 0.44797 | 4182 | 2.9621 | 0.29621 | 10683 | 1.0937 | 0.16405 | 23 | 0.98628 | 0.19726 | 13 | 0.74842 | 0.14968 | 914 | 9.6099 | 0.4805 | 287.6025 | 3.7815 | 0.37815 | 30916.9863 | 1.2749 | 0.063744 | 2.1776 | 127 | 2.1776 | 0 | 127
131000136 | 13 | San Patricio County Repetitive Loss Property Reduction | San Patricio County Hazard Mitigation Action Plan - San Patricio County, County Wide, Action #1: Identify and implement actions such as flood proofing, elevation, acquisition, relocation, and retrofitting to reduce risk for repetitive loss properties. | 795000 | Yes | 100 | 0 | 5577 | 2.9864 | 0.44797 | 4182 | 2.9621 | 0.29621 | 10683 | 1.0937 | 0.16405 | 23 | 0.98628 | 0.19726 | 13 | 0.74842 | 0.14968 | 914 | 9.6099 | 0.4805 | 287.6025 | 3.7815 | 0.37815 | 30916.9863 | 1.2749 | 0.063744 | 2.1776 | 127 | 2.1776 | 0 | 128
071000118 | 7 | John Montford Dam Evaluation | Access the current condition of the intake tower, bridge and structure at John Montford Dam. Evaluate the seepage through the Dam. | 417000 | No | 0 | 0 | 6880 | 3.6842 | 0.55263 | 5342 | 3.7838 | 0.37838 | 20269 | 2.075 | 0.31126 | 9 | 0.38593 | 0.077187 | 29 | 1.6695 | 0.33391 | 0 | 0 | 0 | 357.5448 | 4.7011 | 0.47011 | 50570.1484 | 2.0853 | 0.10426 | 2.2277 | 122 | 2.2277 | 0 | 122
071000177 | 7 | Lubbock County DCM | Consider stormwater criteria for infrastructure and floodplain ordinances to avoid new exposure to flood hazards. | 100000 | No | 0 | 0 | 6880 | 3.6842 | 0.55263 | 5342 | 3.7838 | 0.37838 | 20269 | 2.075 | 0.31126 | 9 | 0.38593 | 0.077187 | 29 | 1.6695 | 0.33391 | 0 | 0 | 0 | 357.5448 | 4.7011 | 0.47011 | 50570.1484 | 2.0853 | 0.10426 | 2.2277 | 122 | 2.2277 | 0 | 123
071000178 | 7 | Lubbock County Floodplain Open Space Program | Acquire and preserve open spaces adjacent to floodplain areas. Protect floodplains in their natural state. | 1000000 | No | 0 | 0 | 6880 | 3.6842 | 0.55263 | 5342 | 3.7838 | 0.37838 | 20269 | 2.075 | 0.31126 | 9 | 0.38593 | 0.077187 | 29 | 1.6695 | 0.33391 | 0 | 0 | 0 | 357.5448 | 4.7011 | 0.47011 | 50570.1484 | 2.0853 | 0.10426 | 2.2277 | 122 | 2.2277 | 0 | 124
071000212 | 7 | Lubbock County Floodplain Open Space Program | Acquire and preserve open spaces adjacent to floodplain areas. Protect floodplains in their natural state. | 1000000 | No | 0 | 0 | 6880 | 3.6842 | 0.55263 | 5342 | 3.7838 | 0.37838 | 20269 | 2.075 | 0.31126 | 9 | 0.38593 | 0.077187 | 29 | 1.6695 | 0.33391 | 0 | 0 | 0 | 357.5448 | 4.7011 | 0.47011 | 50570.1484 | 2.0853 | 0.10426 | 2.2277 | 122 | 2.2277 | 0 | 125
051000099 | 5 | Lateral B4A and B4A Ext. Improvements | Evaluate project to quantify benefits, evaluate impacts, and begin design. Project consists of widening those channels to increase the runoff capacity – upgrading/enlarging road crossings to reduce out of bank flooding. | 225000 | Yes | 100 | 0 | 5013 | 2.6844 | 0.40266 | 3786 | 2.6816 | 0.26816 | 18000 | 1.8428 | 0.27641 | 83 | 3.5592 | 0.71184 | 3 | 0.17271 | 0.034542 | 3 | 0.031542 | 0.0015771 | 160.4051 | 2.109 | 0.2109 | 9044.3008 | 0.37295 | 0.018647 | 1.9247 | 141 | 1.9247 | 0 | 141
051000100 | 5 | Rodair Pump Station | Evaluate project to quantify benefits, evaluate impacts, and begin design. | 2000000 | Yes | 100 | 0 | 5013 | 2.6844 | 0.40266 | 3786 | 2.6816 | 0.26816 | 18000 | 1.8428 | 0.27641 | 83 | 3.5592 | 0.71184 | 3 | 0.17271 | 0.034542 | 3 | 0.031542 | 0.0015771 | 160.4051 | 2.109 | 0.2109 | 9044.3008 | 0.37295 | 0.018647 | 1.9247 | 141 | 1.9247 | 0 | 142
051000101 | 5 | Upgrade to Lateral B4B | Evaluate project to quantify benefits, evaluate impacts, and begin design. Project consists of widening those channels to increase the runoff capacity – upgrading/enlarging road crossings to reduce out of bank flooding. | 50000 | Yes | 100 | 0 | 5013 | 2.6844 | 0.40266 | 3786 | 2.6816 | 0.26816 | 18000 | 1.8428 | 0.27641 | 83 | 3.5592 | 0.71184 | 3 | 0.17271 | 0.034542 | 3 | 0.031542 | 0.0015771 | 160.4051 | 2.109 | 0.2109 | 9044.3008 | 0.37295 | 0.018647 | 1.9247 | 141 | 1.9247 | 0 | 143
091000013 | 9 | City of Odessa FEMA Mapping | Prepare Comprehensive Floodplain and Drainage Study for the City of Odessa. Determine BFE in currently identified A zones on FEMA maps. | 192000 | No | 0 | 0 | 6774 | 3.6274 | 0.54411 | 5481 | 3.8822 | 0.38822 | 25522 | 2.6128 | 0.39192 | 10 | 0.42882 | 0.085763 | 26 | 1.4968 | 0.29937 | 0 | 0 | 0 | 167.0521 | 2.1964 | 0.21964 | 46.263 | 0.0019077 | 9.5384e-05 | 1.9291 | 140 | 1.9291 | 0 | 140
061000176 | 6 | Lower Greens Feasibility Study | Feasibility study will identify the existing causes of flooding and solutions to reduce the risk of flooding in the lower stretch of Greens Bayou. Potential solutions channel conveyance improvements, detention, or bridge adjustments or replacements. | 1000000 | No | 0 | 0 | 5930 | 3.1755 | 0.47632 | 5094 | 3.6081 | 0.36081 | 21011 | 2.151 | 0.32265 | 58 | 2.4871 | 0.49743 | 3 | 0.17271 | 0.034542 | 3 | 0.031542 | 0.0015771 | 68.0333 | 0.89452 | 0.089452 | 2.357 | 9.7191e-05 | 4.8596e-06 | 1.7828 | 159 | 1.7828 | 0 | 159
091000012 | 9 | City of Odessa DMP | Create Drainage Master Plan, including evaluation of potential mitigation projects. | 750000 | No | 0 | 0 | 6574 | 3.5203 | 0.52805 | 5476 | 3.8787 | 0.38787 | 24528 | 2.5111 | 0.37666 | 10 | 0.42882 | 0.085763 | 26 | 1.4968 | 0.29937 | 0 | 0 | 0 | 154.5649 | 2.0323 | 0.20323 | 26.0653 | 0.0010748 | 5.3741e-05 | 1.881 | 146 | 1.881 | 0 | 146
091000011 | 9 | City of Odessa Buyout Program Study | In Muskingum Draw floodplain between 8th Street and University Boulevard, numerous homes and small businesses (approximately 400) are subject to damage from flooding. Proposed evaluation of potential buyout project. | 411700 | Yes | 100 | 0 | 6574 | 3.5203 | 0.52805 | 5476 | 3.8787 | 0.38787 | 24528 | 2.5111 | 0.37666 | 10 | 0.42882 | 0.085763 | 26 | 1.4968 | 0.29937 | 0 | 0 | 0 | 154.5649 | 2.0323 | 0.20323 | 26.0653 | 0.0010748 | 5.3741e-05 | 1.881 | 146 | 1.881 | 0 | 147
051000123 | 5 | JCDD7 Hurricane Flood Protection Levee Study | Study to identify possible upgrades to levees to help reduce the risk of flooding and to help the District review and update levees in jurisdictional area. | 777000 | Yes | 100 | 0 | 4705 | 2.5195 | 0.37792 | 3668 | 2.5981 | 0.25981 | 17575 | 1.7992 | 0.26989 | 82 | 3.5163 | 0.70326 | 3 | 0.17271 | 0.034542 | 3 | 0.031542 | 0.0015771 | 94.5861 | 1.2436 | 0.12436 | 875.976 | 0.036121 | 0.0018061 | 1.7732 | 161 | 1.7732 | 0 | 161
061000191 | 6 | Spring Creek - Construction of a Reservoir along Spring Creek | Further study for design and construction of a future flood control dam and reservoir in the Spring Creek watershed. | 870000 | No | 0 | 0 | 4191 | 2.2442 | 0.33664 | 3436 | 2.4337 | 0.24337 | 23627 | 2.4188 | 0.36282 | 44 | 1.8868 | 0.37736 | 27 | 1.5544 | 0.31088 | 27 | 0.28388 | 0.014194 | 106.1284 | 1.3954 | 0.13954 | 231.6515 | 0.0095523 | 0.00047761 | 1.7853 | 158 | 1.7853 | 0 | 158
031000008 | 3 | Ellis County FEMA Mapping | Create FEMA mapping in previously unmapped areas and update existing FEMA maps as needed. | 1182000 | No | 0 | 0 | 2712 | 1.4523 | 0.21784 | 2240 | 1.5866 | 0.15866 | 8472 | 0.86732 | 0.1301 | 32 | 1.3722 | 0.27444 | 57 | 3.2815 | 0.6563 | 0 | 0 | 0 | 214.4134 | 2.8192 | 0.28192 | 90231.0391 | 3.7207 | 0.18604 | 1.9053 | 144 | 1.9053 | 0 | 144
031000043 | 3 | Ellis County Dam Inundation Study | Inundation studies of all high and moderate hazard dams | 758000 | No | 0 | 0 | 2712 | 1.4523 | 0.21784 | 2240 | 1.5866 | 0.15866 | 8472 | 0.86732 | 0.1301 | 32 | 1.3722 | 0.27444 | 57 | 3.2815 | 0.6563 | 0 | 0 | 0 | 214.4134 | 2.8192 | 0.28192 | 90231.0391 | 3.7207 | 0.18604 | 1.9053 | 144 | 1.9053 | 0 | 145
011000098 | 1 | Wichita Falls City Drainage Master Plan | Perform H&H modeling, develop conceptual alternatives and OPCC, and rank projects. Update existing drainage mater plan. Selected based on survey responses and needs analysis. | 1000000 | No | 0 | 0 | 3091 | 1.6552 | 0.24828 | 2262 | 1.6022 | 0.16022 | 14057 | 1.4391 | 0.21586 | 51 | 2.187 | 0.43739 | 46 | 2.6482 | 0.52965 | 53 | 0.55725 | 0.027862 | 121.3751 | 1.5959 | 0.15959 | 43.7072 | 0.0018023 | 9.0114e-05 | 1.7789 | 160 | 1.7789 | 0 | 160
061000034 | 6 | Galveston Bay Watershed Plan- Analysis of PA07 100-year Conveyance Project | Project recommended by the Galveston Bay Watershed Plan. Modeling required to determine no negative Proposed subdivision drainage improvements to the Battle Ground Estates include replacement of driveway crossings and widening F101-08. | 400000 | No | 0 | 0 | 3302 | 1.7682 | 0.26523 | 2855 | 2.0222 | 0.20222 | 14150 | 1.4486 | 0.21729 | 108 | 4.6312 | 0.92624 | 0 | 0 | 0 | 0 | 0 | 0 | 55.0564 | 0.72389 | 0.072389 | 17.8172 | 0.0007347 | 3.6735e-05 | 1.6834 | 174 | 1.6834 | 0 | 174
061000035 | 6 | Galveston Bay Watershed Plan- Analysis of PA08 100-year Conveyance Project | Project recommended by the Galveston Bay Watershed Plan. Modeling required to determine no negative impacts. Storm sewer improvements to Monument Estates, increase roadside ditch capacity, and expand bypass channel outflowing into F101-00-00. | 800000 | No | 0 | 0 | 3302 | 1.7682 | 0.26523 | 2855 | 2.0222 | 0.20222 | 14150 | 1.4486 | 0.21729 | 108 | 4.6312 | 0.92624 | 0 | 0 | 0 | 0 | 0 | 0 | 55.0564 | 0.72389 | 0.072389 | 17.8172 | 0.0007347 | 3.6735e-05 | 1.6834 | 174 | 1.6834 | 0 | 175
101000177 | 10 | Countywide Floodplain Map Update | Update floodplain maps with Atlas 14 data and provided detailed study | 250000 | No | 0 | 0 | 863 | 0.46213 | 0.069319 | 308 | 0.21816 | 0.021816 | 885 | 0.090602 | 0.01359 | 3 | 0.12864 | 0.025729 | 115 | 6.6206 | 1.3241 | 0 | 0 | 0 | 9.9308 | 0.13057 | 0.013057 | 71866.5703 | 2.9635 | 0.14817 | 1.6158 | 184 | 1.6158 | 0 | 184
101000178 | 10 | Low Water Crossings at 4 locations | Low water crossings turned into bridges in these areas | 200000 | No | 0 | 0 | 863 | 0.46213 | 0.069319 | 308 | 0.21816 | 0.021816 | 885 | 0.090602 | 0.01359 | 3 | 0.12864 | 0.025729 | 115 | 6.6206 | 1.3241 | 0 | 0 | 0 | 9.9308 | 0.13057 | 0.013057 | 71866.5703 | 2.9635 | 0.14817 | 1.6158 | 184 | 1.6158 | 0 | 185
031000005 | 3 | Collin County FEMA Mapping | Create FEMA mapping in previously unmapped areas and update existing FEMA maps as needed. | 1041000 | No | 0 | 0 | 2842 | 1.5219 | 0.22828 | 2401 | 1.7006 | 0.17006 | 17576 | 1.7993 | 0.2699 | 26 | 1.1149 | 0.22298 | 55 | 3.1664 | 0.63328 | 0 | 0 | 0 | 145.7817 | 1.9168 | 0.19168 | 34153.6094 | 1.4083 | 0.070417 | 1.7866 | 154 | 1.7866 | 0 | 154
031000038 | 3 | Collin County Dam Inundation Study | Inundation studies of all high and moderate hazard dams | 855000 | No | 0 | 0 | 2842 | 1.5219 | 0.22828 | 2401 | 1.7006 | 0.17006 | 17576 | 1.7993 | 0.2699 | 26 | 1.1149 | 0.22298 | 55 | 3.1664 | 0.63328 | 0 | 0 | 0 | 145.7817 | 1.9168 | 0.19168 | 34153.6094 | 1.4083 | 0.070417 | 1.7866 | 154 | 1.7866 | 0 | 155
031000123 | 3 | Collin County Retention Structures Rehabilitation Project | Conduct hazard/vulnerability assessment and inundation study on NRCS flood retention structures and rehabilitate structures found to be a high hazard. | 500000 | No | 0 | 0 | 2842 | 1.5219 | 0.22828 | 2401 | 1.7006 | 0.17006 | 17576 | 1.7993 | 0.2699 | 26 | 1.1149 | 0.22298 | 55 | 3.1664 | 0.63328 | 0 | 0 | 0 | 145.7817 | 1.9168 | 0.19168 | 34153.6094 | 1.4083 | 0.070417 | 1.7866 | 154 | 1.7866 | 0 | 156
031000274 | 3 | Collin County flooding hazard/vulnerability assessment | Conduct a hazard/vulnerability assessment for personal properties and structures located in the floodplain. | 500000 | No | 0 | 0 | 2842 | 1.5219 | 0.22828 | 2401 | 1.7006 | 0.17006 | 17576 | 1.7993 | 0.2699 | 26 | 1.1149 | 0.22298 | 55 | 3.1664 | 0.63328 | 0 | 0 | 0 | 145.7817 | 1.9168 | 0.19168 | 34153.6094 | 1.4083 | 0.070417 | 1.7866 | 154 | 1.7866 | 0 | 157
111000096 | 11 | Comal County Evacuation and Dam Safety Plan | Develop evacuation and dam safety plan for coordination with USACE and dam re‐enforcement. | 50000 | No | 0 | 0 | 3677 | 1.969 | 0.29535 | 2782 | 1.9705 | 0.19705 | 9129 | 0.93458 | 0.14019 | 6 | 0.25729 | 0.051458 | 77 | 4.4329 | 0.88659 | 0 | 0 | 0 | 92.609 | 1.2176 | 0.12176 | 9463.3145 | 0.39022 | 0.019511 | 1.7119 | 162 | 1.7119 | 0 | 162
111000097 | 11 | Comal County Low Water Crossing Improvements Project Planning | Project planning to upgrade low water crossings with larger culverts and elevated roadways where feasible. Acquire easement and/or right of ways adjacent to River Road for first responder access | 150000 | No | 0 | 0 | 3677 | 1.969 | 0.29535 | 2782 | 1.9705 | 0.19705 | 9129 | 0.93458 | 0.14019 | 6 | 0.25729 | 0.051458 | 77 | 4.4329 | 0.88659 | 0 | 0 | 0 | 92.609 | 1.2176 | 0.12176 | 9463.3145 | 0.39022 | 0.019511 | 1.7119 | 162 | 1.7119 | 0 | 163
111000098 | 11 | Comal County Voluntary Buyout Program Project Planning | Project planning to remediate repetitive losses along the Guadalupe River by acquiring flood damaged structures and converting acquired land to open(green)space. | 357000 | No | 0 | 0 | 3677 | 1.969 | 0.29535 | 2782 | 1.9705 | 0.19705 | 9129 | 0.93458 | 0.14019 | 6 | 0.25729 | 0.051458 | 77 | 4.4329 | 0.88659 | 0 | 0 | 0 | 92.609 | 1.2176 | 0.12176 | 9463.3145 | 0.39022 | 0.019511 | 1.7119 | 162 | 1.7119 | 0 | 164
111000099 | 11 | Comal County Retention Dam Project Planning | Project planning for proposed project to design and construct 4 retention dams to assist in controlling flash flooding in municipalities and unincorporated areas of the county. | 8000000 | No | 0 | 0 | 3677 | 1.969 | 0.29535 | 2782 | 1.9705 | 0.19705 | 9129 | 0.93458 | 0.14019 | 6 | 0.25729 | 0.051458 | 77 | 4.4329 | 0.88659 | 0 | 0 | 0 | 92.609 | 1.2176 | 0.12176 | 9463.3145 | 0.39022 | 0.019511 | 1.7119 | 162 | 1.7119 | 0 | 165
061000357 | 6 | Cypress Creek Implementation Plan - Various Detention Sites | Study to develop a Benefit Cost Analysis needed for this project to become a FMP. The Implementation Plan identifies that approximately 14,000 acre-feet of stormwater detention volume across 23 different sites reducing flooding risk. | 30000 | No | 0 | 0 | 4100 | 2.1955 | 0.32933 | 3398 | 2.4068 | 0.24068 | 21959 | 2.2481 | 0.33721 | 73 | 3.1304 | 0.62607 | 3 | 0.17271 | 0.034542 | 3 | 0.031542 | 0.0015771 | 80.1973 | 1.0545 | 0.10545 | 75.1647 | 0.0030995 | 0.00015497 | 1.675 | 176 | 1.675 | 0 | 176
051000019 | 5 | Smith County Update Flood Hazard Mapping | Complete a detailed study within the county extent to delineate an updated flood hazard area, which can be used for regulatory purposes. | 1225342 | Yes | 100 | 0 | 2347 | 1.2568 | 0.18852 | 1064 | 0.75364 | 0.075364 | 8524 | 0.87265 | 0.1309 | 72 | 3.0875 | 0.6175 | 42 | 2.418 | 0.48359 | 42 | 0.44159 | 0.02208 | 50.0138 | 0.65759 | 0.065759 | 216.3883 | 0.0089229 | 0.00044614 | 1.5842 | 187 | 1.5842 | 0 | 187
051000154 | 5 | Smith County Drainage Capacity Upgrades | Study to evaluate existing culverts within Smith County and identify culverts that need to be upgraded. | 225000 | Yes | 100 | 0 | 2347 | 1.2568 | 0.18852 | 1064 | 0.75364 | 0.075364 | 8524 | 0.87265 | 0.1309 | 72 | 3.0875 | 0.6175 | 42 | 2.418 | 0.48359 | 42 | 0.44159 | 0.02208 | 50.0138 | 0.65759 | 0.065759 | 216.3883 | 0.0089229 | 0.00044614 | 1.5842 | 187 | 1.5842 | 0 | 188
051000040 | 5 | Smith County Master Drainage Plan | Perform H&H modeling to identify and define flood risk, develop conceptual alternatives to reduce flood risk, develop OPCC for conceptual alternatives, and rank projects. Conceptual alternatives should evaluate feasibility of nature based solutions. | 538612 | Yes | 100 | 0 | 2347 | 1.2568 | 0.18852 | 1064 | 0.75364 | 0.075364 | 8524 | 0.87265 | 0.1309 | 72 | 3.0875 | 0.6175 | 42 | 2.418 | 0.48359 | 42 | 0.44159 | 0.02208 | 50.0138 | 0.65759 | 0.065759 | 216.3883 | 0.0089229 | 0.00044614 | 1.5842 | 187 | 1.5842 | 0 | 189
091000105 | 9 | Tom Green County DMP | Create Drainage Master Plan, including evaluation of potential mitigation projects. | 500000 | No | 0 | 0 | 5166 | 2.7664 | 0.41495 | 3373 | 2.3891 | 0.23891 | 9987 | 1.0224 | 0.15336 | 7 | 0.30017 | 0.060034 | 47 | 2.7058 | 0.54116 | 0 | 0 | 0 | 253.4683 | 3.3327 | 0.33327 | 48794.7188 | 2.0121 | 0.1006 | 1.8423 | 148 | 1.8423 | 0 | 148
091000107 | 9 | Tom Green County GIS Development | Develop a GIS inventory of stormwater infrastructure | 100000 | No | 0 | 0 | 5166 | 2.7664 | 0.41495 | 3373 | 2.3891 | 0.23891 | 9987 | 1.0224 | 0.15336 | 7 | 0.30017 | 0.060034 | 47 | 2.7058 | 0.54116 | 0 | 0 | 0 | 253.4683 | 3.3327 | 0.33327 | 48794.7188 | 2.0121 | 0.1006 | 1.8423 | 148 | 1.8423 | 0 | 149
091000106 | 9 | Tom Green County FEMA Mapping | Update Existing FEMA Mapping | 1457000 | No | 0 | 0 | 5164 | 2.7653 | 0.41479 | 3371 | 2.3877 | 0.23877 | 9987 | 1.0224 | 0.15336 | 7 | 0.30017 | 0.060034 | 46 | 2.6482 | 0.52965 | 0 | 0 | 0 | 252.766 | 3.3234 | 0.33234 | 48639.625 | 2.0057 | 0.10028 | 1.8292 | 150 | 1.8292 | 0 | 150
041000053 | 4 | Cole Creek Detention Ponds Study | Flood Protection Planning Study Cow Bayou & Adams Bayou Alternative | 600000 | Yes | 100 | 0 | 7655 | 4.0992 | 0.61488 | 6390 | 4.5261 | 0.45261 | 16257 | 1.6643 | 0.24965 | 7 | 0.30017 | 0.060034 | 7 | 0.40299 | 0.080599 | 7 | 0.073599 | 0.0036799 | 155.5143 | 2.0447 | 0.20447 | 9437.3008 | 0.38915 | 0.019458 | 1.6854 | 167 | 1.6854 | 0 | 167
041000054 | 4 | Cow Bayou Detention Ponds Study | Flood Protection Planning Study Cow Bayou & Adams Bayou Alternative | 600000 | Yes | 100 | 0 | 7655 | 4.0992 | 0.61488 | 6390 | 4.5261 | 0.45261 | 16257 | 1.6643 | 0.24965 | 7 | 0.30017 | 0.060034 | 7 | 0.40299 | 0.080599 | 7 | 0.073599 | 0.0036799 | 155.5143 | 2.0447 | 0.20447 | 9437.3008 | 0.38915 | 0.019458 | 1.6854 | 167 | 1.6854 | 0 | 168
041000043 | 4 | Feasibility Assessment and Conceptual Design of Dredging of Segments of Cow Bayou | H&H Study and Modeling for Feasibility Assessment of Dredging of Segments of Cow Bayou | 600000 | Yes | 100 | 0 | 7655 | 4.0992 | 0.61488 | 6390 | 4.5261 | 0.45261 | 16257 | 1.6643 | 0.24965 | 7 | 0.30017 | 0.060034 | 7 | 0.40299 | 0.080599 | 7 | 0.073599 | 0.0036799 | 155.5143 | 2.0447 | 0.20447 | 9437.3008 | 0.38915 | 0.019458 | 1.6854 | 167 | 1.6854 | 0 | 169
041000045 | 4 | Feasibility Assessment and Conceptual Design of Constructing a Stormwater Detention Pond Adjacent to Cow Bayou near Claiborne Park | H&H Study and Modeling for Feasibility Assessment of Construction of a Stormwater Detention Pond Adjacent to Cow Bayou near Claiborne Park | 600000 | Yes | 100 | 0 | 7655 | 4.0992 | 0.61488 | 6390 | 4.5261 | 0.45261 | 16257 | 1.6643 | 0.24965 | 7 | 0.30017 | 0.060034 | 7 | 0.40299 | 0.080599 | 7 | 0.073599 | 0.0036799 | 155.5143 | 2.0447 | 0.20447 | 9437.3008 | 0.38915 | 0.019458 | 1.6854 | 167 | 1.6854 | 0 | 170
041000063 | 4 | Diversion Channel Cow Bayou Feasibility Study | Diversion Channel Cow Bayou Feasibility Study | 5209500 | Yes | 100 | 0 | 7655 | 4.0992 | 0.61488 | 6390 | 4.5261 | 0.45261 | 16257 | 1.6643 | 0.24965 | 7 | 0.30017 | 0.060034 | 7 | 0.40299 | 0.080599 | 7 | 0.073599 | 0.0036799 | 155.5143 | 2.0447 | 0.20447 | 9437.3008 | 0.38915 | 0.019458 | 1.6854 | 167 | 1.6854 | 0 | 171
041000062 | 4 | Lawrence Road Detention Pond Feasibility Study | Lawrence Road Detention Pond Feasibility Study | 400000 | Yes | 100 | 0 | 7655 | 4.0992 | 0.61488 | 6390 | 4.5261 | 0.45261 | 16257 | 1.6643 | 0.24965 | 7 | 0.30017 | 0.060034 | 7 | 0.40299 | 0.080599 | 7 | 0.073599 | 0.0036799 | 155.5143 | 2.0447 | 0.20447 | 9437.3008 | 0.38915 | 0.019458 | 1.6854 | 167 | 1.6854 | 0 | 172
041000061 | 4 | Elevation of Feeder Road Bridge Along IH-10 at Cole Creek Feasibility Study | Elevation of Feeder Road Bridge Along IH-10 at Cole Creek Feasibility Study | 500000 | Yes | 100 | 0 | 7655 | 4.0992 | 0.61488 | 6390 | 4.5261 | 0.45261 | 16257 | 1.6643 | 0.24965 | 7 | 0.30017 | 0.060034 | 7 | 0.40299 | 0.080599 | 7 | 0.073599 | 0.0036799 | 155.5143 | 2.0447 | 0.20447 | 9437.3008 | 0.38915 | 0.019458 | 1.6854 | 167 | 1.6854 | 0 | 173
061000271 | 6 | City of Pasadena Master Drainage Plan | Study to develop Master Drainage Plan using future and existing land use and flood/storm water drainage needs including Atlas 14 rainfall. | 550000 | Yes | 100 | 0 | 3591 | 1.923 | 0.28844 | 2839 | 2.0109 | 0.20109 | 26560 | 2.7191 | 0.40786 | 58 | 2.4871 | 0.49743 | 6 | 0.34542 | 0.069085 | 6 | 0.063085 | 0.0031542 | 73.8466 | 0.97095 | 0.097095 | 81.9455 | 0.0033791 | 0.00016895 | 1.5643 | 191 | 1.5643 | 0 | 191
051000145 | 5 | Feasibility Assessment for Increase in Size of Culverts and Railroad Trestles on Major Drainage Structures Throughout Orange County | H&H Study to analyze most efficient alternatives for dredging, widening, or otherwise improving culverts and railroad trestles within Orange County. | 150000 | Yes | 100 | 0 | 5007 | 2.6812 | 0.40218 | 4273 | 3.0266 | 0.30266 | 11929 | 1.2212 | 0.18319 | 36 | 1.5437 | 0.30875 | 20 | 1.1514 | 0.23028 | 20 | 0.21028 | 0.010514 | 136.134 | 1.7899 | 0.17899 | 346.024 | 0.014268 | 0.00071342 | 1.6173 | 180 | 1.6173 | 0 | 180
051000146 | 5 | Feasibility Assessment of the Capacity of Drainage Ditches and Channels that Convey Stormwater from Neighborhoods Located Within Orange County | H&H Study to analyze most efficient alternatives for improving existing drainage ditches and channels linked to neighborhoods within Orange County. | 100000 | Yes | 100 | 0 | 5007 | 2.6812 | 0.40218 | 4273 | 3.0266 | 0.30266 | 11929 | 1.2212 | 0.18319 | 36 | 1.5437 | 0.30875 | 20 | 1.1514 | 0.23028 | 20 | 0.21028 | 0.010514 | 136.134 | 1.7899 | 0.17899 | 346.024 | 0.014268 | 0.00071342 | 1.6173 | 180 | 1.6173 | 0 | 181
051000147 | 5 | Orange County DD Harvey Repairs | Evaluate project to quantify benefits, evaluate impacts, and begin design. Project consists of repairing damage to drainage ditches, crossings, culverts, levees, and right-of-ways caused by Hurricane Harvey to restore pre-flood capacity. | 130000 | Yes | 100 | 0 | 5007 | 2.6812 | 0.40218 | 4273 | 3.0266 | 0.30266 | 11929 | 1.2212 | 0.18319 | 36 | 1.5437 | 0.30875 | 20 | 1.1514 | 0.23028 | 20 | 0.21028 | 0.010514 | 136.134 | 1.7899 | 0.17899 | 346.024 | 0.014268 | 0.00071342 | 1.6173 | 180 | 1.6173 | 0 | 182
051000148 | 5 | Orange County DD SW Detention/Retention Facilities | Evaluate project to quantify benefits, evaluate impacts, and begin design. Project consists of stormwater detention/retention facilities throughout OCDD. | 130000 | Yes | 100 | 0 | 5007 | 2.6812 | 0.40218 | 4273 | 3.0266 | 0.30266 | 11929 | 1.2212 | 0.18319 | 36 | 1.5437 | 0.30875 | 20 | 1.1514 | 0.23028 | 20 | 0.21028 | 0.010514 | 136.134 | 1.7899 | 0.17899 | 346.024 | 0.014268 | 0.00071342 | 1.6173 | 180 | 1.6173 | 0 | 183
051000013 | 5 | Orange County Update Flood Hazard Mapping | Complete a detailed study within the county extent to delineate an updated flood hazard area, which can be used for regulatory purposes. | 760000 | Yes | 100 | 0 | 5007 | 2.6812 | 0.40218 | 4273 | 3.0266 | 0.30266 | 11929 | 1.2212 | 0.18319 | 36 | 1.5437 | 0.30875 | 20 | 1.1514 | 0.23028 | 20 | 0.21028 | 0.010514 | 136.1341 | 1.7899 | 0.17899 | 346.0234 | 0.014268 | 0.00071342 | 1.6173 | 178 | 1.6173 | 0 | 178
051000034 | 5 | Orange County Master Drainage Plan | Perform H&H modeling to identify and define flood risk, develop conceptual alternatives to reduce flood risk, develop OPCC for conceptual alternatives, and rank projects. Conceptual alternatives should evaluate feasibility of nature based solutions. | 450000 | Yes | 100 | 0 | 5007 | 2.6812 | 0.40218 | 4273 | 3.0266 | 0.30266 | 11929 | 1.2212 | 0.18319 | 36 | 1.5437 | 0.30875 | 20 | 1.1514 | 0.23028 | 20 | 0.21028 | 0.010514 | 136.1341 | 1.7899 | 0.17899 | 346.0234 | 0.014268 | 0.00071342 | 1.6173 | 178 | 1.6173 | 0 | 179
101000077 | 10 | Update Flood Insurance Study & Flood Insurance Rate Maps | Update flood insurance study & FIRMS | 250000 | No | 0 | 0 | 7017 | 3.7576 | 0.56363 | 4945 | 3.5026 | 0.35026 | 10584 | 1.0835 | 0.16253 | 6 | 0.25729 | 0.051458 | 3 | 0.17271 | 0.034542 | 0 | 0 | 0 | 183.2236 | 2.4091 | 0.24091 | 124178.5234 | 5.1206 | 0.25603 | 1.6594 | 177 | 1.6594 | 0 | 177
061000207 | 6 | San Jacinto River - G103-46-00 | Further study of Flood Risk Reduction need identified through the HCFCD 'Watershed Planning Tool' to determine channel modifications needed to restore/improve channel conveyance including Atlas 14 rainfall. | 1000000 | No | 0 | 0 | 3840 | 2.0563 | 0.30844 | 3193 | 2.2616 | 0.22616 | 22355 | 2.2886 | 0.34329 | 61 | 2.6158 | 0.52316 | 1 | 0.057571 | 0.011514 | 1 | 0.010514 | 0.00052571 | 81.0457 | 1.0656 | 0.10656 | 113.955 | 0.004699 | 0.00023495 | 1.5199 | 192 | 1.5199 | 0 | 192
061000209 | 6 | San Jacinto River - G103-36-00 | Further study of Flood Risk Reduction need identified through the HCFCD 'Watershed Planning Tool' to determine channel modifications needed to restore/improve channel conveyance including Atlas 14 rainfall. | 1000000 | No | 0 | 0 | 3840 | 2.0563 | 0.30844 | 3193 | 2.2616 | 0.22616 | 22355 | 2.2886 | 0.34329 | 61 | 2.6158 | 0.52316 | 1 | 0.057571 | 0.011514 | 1 | 0.010514 | 0.00052571 | 81.0457 | 1.0656 | 0.10656 | 113.955 | 0.004699 | 0.00023495 | 1.5199 | 192 | 1.5199 | 0 | 193
101000214 | 10 | West Brazoria County Drainage District #11 | Watershed Study | 990000 | No | 0 | 0 | 7737 | 4.1431 | 0.62147 | 5901 | 4.1797 | 0.41797 | 11719 | 1.1997 | 0.17996 | 10 | 0.42882 | 0.085763 | 2 | 0.11514 | 0.023028 | 0 | 0 | 0 | 219.7292 | 2.889 | 0.2889 | 37018.3398 | 1.5265 | 0.076324 | 1.6934 | 166 | 1.6934 | 0 | 166
061000088 | 6 | City of League City - Kansas Street Drainage | Further study and FMP development of proposed street drainage modifications to Kansas Street. | 580000 | No | 0 | 0 | 5251 | 2.8119 | 0.42178 | 4835 | 3.4247 | 0.34247 | 20978 | 2.1476 | 0.32214 | 25 | 1.072 | 0.21441 | 2 | 0.11514 | 0.023028 | 2 | 0.021028 | 0.0010514 | 104.5637 | 1.3748 | 0.13748 | 1308.1912 | 0.053944 | 0.0026972 | 1.4651 | 195 | 1.4651 | 0 | 195
061000097 | 6 | League City - Stormwater Drainage Improvement- Interurban & Newport ditch | Further study of proposed slope paving (concrete lining) improvements. | 50000 | No | 0 | 0 | 5251 | 2.8119 | 0.42178 | 4835 | 3.4247 | 0.34247 | 20978 | 2.1476 | 0.32214 | 25 | 1.072 | 0.21441 | 2 | 0.11514 | 0.023028 | 2 | 0.021028 | 0.0010514 | 104.5637 | 1.3748 | 0.13748 | 1308.1912 | 0.053944 | 0.0026972 | 1.4651 | 195 | 1.4651 | 0 | 196
061000103 | 6 | Highland Terrace Drainage | Further study of slope paving a portion of the drainage ditch north of FM 518, with probable wetland mitigation and lowering pavement section of Highland Terrace Drive. | 190000 | No | 0 | 0 | 5251 | 2.8119 | 0.42178 | 4835 | 3.4247 | 0.34247 | 20978 | 2.1476 | 0.32214 | 25 | 1.072 | 0.21441 | 2 | 0.11514 | 0.023028 | 2 | 0.021028 | 0.0010514 | 104.5637 | 1.3748 | 0.13748 | 1308.1912 | 0.053944 | 0.0026972 | 1.4651 | 195 | 1.4651 | 0 | 197
061000115 | 6 | Stormwater Drainage Improvement- Nottingham ditch | Further study of proposed slope paving (concrete lining) improvements. Still in planning, consultant hired. Design complete and pending construction funding. | 50000 | No | 0 | 0 | 5251 | 2.8119 | 0.42178 | 4835 | 3.4247 | 0.34247 | 20978 | 2.1476 | 0.32214 | 25 | 1.072 | 0.21441 | 2 | 0.11514 | 0.023028 | 2 | 0.021028 | 0.0010514 | 104.5637 | 1.3748 | 0.13748 | 1308.1912 | 0.053944 | 0.0026972 | 1.4651 | 195 | 1.4651 | 0 | 198
061000119 | 6 | Shellside Drainage Improvements | Further study of proposed drainage improvements to Shellside. | 580000 | No | 0 | 0 | 5251 | 2.8119 | 0.42178 | 4835 | 3.4247 | 0.34247 | 20978 | 2.1476 | 0.32214 | 25 | 1.072 | 0.21441 | 2 | 0.11514 | 0.023028 | 2 | 0.021028 | 0.0010514 | 104.5637 | 1.3748 | 0.13748 | 1308.1912 | 0.053944 | 0.0026972 | 1.4651 | 195 | 1.4651 | 0 | 199
061000118 | 6 | Stormwater Drainage Improvement- Bradshaw Rd | Further study of proposed slope paving (concrete lining) improvements. Southwest from SH 3 to the north line of CCISD's Elem. School #25. Pending Funding. | 50000 | No | 0 | 0 | 5251 | 2.8119 | 0.42178 | 4835 | 3.4247 | 0.34247 | 20978 | 2.1476 | 0.32214 | 25 | 1.072 | 0.21441 | 2 | 0.11514 | 0.023028 | 2 | 0.021028 | 0.0010514 | 104.5637 | 1.3748 | 0.13748 | 1308.1912 | 0.053944 | 0.0026972 | 1.4651 | 195 | 1.4651 | 0 | 200
061000257 | 6 | City of League City Master Drainage Plan | Study to develop Master Drainage Plan using future and existing land use and flood/storm water drainage needs including Atlas 14 rainfall. | 580000 | Yes | 100 | 0 | 5251 | 2.8119 | 0.42178 | 4835 | 3.4247 | 0.34247 | 20978 | 2.1476 | 0.32214 | 25 | 1.072 | 0.21441 | 2 | 0.11514 | 0.023028 | 2 | 0.021028 | 0.0010514 | 104.5637 | 1.3748 | 0.13748 | 1308.1912 | 0.053944 | 0.0026972 | 1.4651 | 195 | 1.4651 | 0 | 201
031000045 | 3 | Navarro County Dam Inundation Study | Conduct inundation studies of all high and moderate hazard dams. | 744000 | No | 0 | 0 | 1805 | 0.96656 | 0.14498 | 1017 | 0.72035 | 0.072035 | 2606 | 0.26679 | 0.040019 | 11 | 0.4717 | 0.09434 | 64 | 3.6845 | 0.7369 | 0 | 0 | 0 | 211.139 | 2.7761 | 0.27761 | 109464.7031 | 4.5138 | 0.22569 | 1.5916 | 186 | 1.5916 | 0 | 186
071000215 | 7 | Mackenzie Park South - Santa Land Rd | Mackenzie Park South - Santa Land Rd Area of Interest | 100000 | Yes | 100 | 0 | 1700 | 0.91034 | 0.13655 | 693 | 0.49086 | 0.049086 | 3067 | 0.31399 | 0.047098 | 6 | 0.25729 | 0.051458 | 67 | 3.8572 | 0.77145 | 0 | 0 | 0 | 1255.6802 | 16.5099 | 1.651 | 122194.6641 | 5.0388 | 0.25194 | 2.9586 | 99 | 2.9586 | 0 | 99
061000213 | 6 | City of Conroe Riverine Study and Mapping Improvements | Study and new modeling for moderate to low quality areas and revise the flood maps using the results from the updated modeling. | 500000 | No | 0 | 0 | 3465 | 1.8555 | 0.27832 | 2633 | 1.865 | 0.1865 | 14964 | 1.5319 | 0.22979 | 46 | 1.9726 | 0.39451 | 18 | 1.0363 | 0.20725 | 18 | 0.18925 | 0.0094627 | 83.783 | 1.1016 | 0.11016 | 98.0286 | 0.0040423 | 0.00020211 | 1.4162 | 202 | 1.4162 | 0 | 202
061000214 | 6 | April Sound Subdivision Evaluation | Detailed analysis to be completed for the entire development using detailed storm sewer modeling. | 1700000 | No | 0 | 0 | 3465 | 1.8555 | 0.27832 | 2633 | 1.865 | 0.1865 | 14964 | 1.5319 | 0.22979 | 46 | 1.9726 | 0.39451 | 18 | 1.0363 | 0.20725 | 18 | 0.18925 | 0.0094627 | 83.783 | 1.1016 | 0.11016 | 98.0286 | 0.0040423 | 0.00020211 | 1.4162 | 202 | 1.4162 | 0 | 203
061000215 | 6 | City of Conroe Downtown Master Drainage Plan | Full as-built storm sewer intventory survey and a full drainage study recommended. | 750000 | No | 0 | 0 | 3465 | 1.8555 | 0.27832 | 2633 | 1.865 | 0.1865 | 14964 | 1.5319 | 0.22979 | 46 | 1.9726 | 0.39451 | 18 | 1.0363 | 0.20725 | 18 | 0.18925 | 0.0094627 | 83.783 | 1.1016 | 0.11016 | 98.0286 | 0.0040423 | 0.00020211 | 1.4162 | 202 | 1.4162 | 0 | 204
031000026 | 3 | Navarro County FEMA Mapping | Create FEMA mapping in previously unmapped areas and update existing FEMA maps as needed. | 1482000 | No | 0 | 0 | 1759 | 0.94193 | 0.14129 | 995 | 0.70476 | 0.070476 | 2576 | 0.26372 | 0.039558 | 11 | 0.4717 | 0.09434 | 64 | 3.6845 | 0.7369 | 0 | 0 | 0 | 211.139 | 2.7761 | 0.27761 | 106570.2969 | 4.3945 | 0.21972 | 1.5799 | 190 | 1.5799 | 0 | 190
141000006 | 14 | Increase Storage Capacity of Fort Bliss Sump | Excavate Fort Bliss Sump while avoiding newly delineated wetland to increase storage capacity of sump. Requires continued coordination with U.S. Army due to project location on Fort Bliss. | 30000 | No | 0 | 0 | 3766 | 2.0167 | 0.3025 | 2331 | 1.6511 | 0.16511 | 24444 | 2.5025 | 0.37537 | 45 | 1.9297 | 0.38593 | 2 | 0.11514 | 0.023028 | 82 | 0.86216 | 0.043108 | 150.7 | 1.9814 | 0.19814 | 666.1 | 0.027467 | 0.0013733 | 1.4946 | 194 | 1.4946 | 0 | 194
061000280 | 6 | City of Seabrook Master Drainage Plan | Study to develop Master Drainage Plan using future and existing land use and flood/storm water drainage needs including Atlas 14 rainfall. | 420000 | Yes | 100 | 0 | 3570 | 1.9117 | 0.28676 | 3177 | 2.2503 | 0.22503 | 16087 | 1.6469 | 0.24704 | 59 | 2.53 | 0.506 | 0 | 0 | 0 | 0 | 0 | 0 | 52.0574 | 0.68446 | 0.068446 | 11.4745 | 0.00047316 | 2.3658e-05 | 1.3333 | 208 | 1.3333 | 0 | 208
061000360 | 6 | G103-38-00 (Kingwood Diversion Ditch) | Study to develop a BCR required for this to become a FMP. Improvements to the Kingwood Diversion Ditch include channel modifications, flow diversion from Bens Branch, bridge replacements, as well as a new outfall to the West Fork San Jacinto River. | 30000 | No | 0 | 0 | 3464 | 1.8549 | 0.27824 | 3027 | 2.144 | 0.2144 | 17400 | 1.7813 | 0.2672 | 54 | 2.3156 | 0.46312 | 2 | 0.11514 | 0.023028 | 2 | 0.021028 | 0.0010514 | 60.6099 | 0.79691 | 0.079691 | 9.4894 | 0.0003913 | 1.9565e-05 | 1.3268 | 209 | 1.3268 | 0 | 209
061000179 | 6 | Buffalo Bayou Watershed Study | Watershed wide study using latest data, including MAAPnext models and Atlas 14 rainfall. Study to identify flooding issues within watershed, identify projects to reduce flooding, and provide cost estimates and benefit and cost metrics for each project. | 500000 | Yes | 100 | 0 | 1999 | 1.0704 | 0.16057 | 1533 | 1.0858 | 0.10858 | 44477 | 4.5533 | 0.683 | 34 | 1.458 | 0.2916 | 0 | 0 | 0 | 0 | 0 | 0 | 38.7117 | 0.50899 | 0.050899 | 17.8999 | 0.00073811 | 3.6906e-05 | 1.2947 | 212 | 1.2947 | 0 | 212
051000058 | 5 | City of Tyler Master Drainage Plan | Perform H&H modeling to identify and define flood risk, develop conceptual alternatives to reduce flood risk, develop OPCC for conceptual alternatives, and rank projects. Conceptual alternatives should evaluate feasibility of nature based solutions. | 2200000 | Yes | 100 | 0 | 1042 | 0.55798 | 0.083697 | 755 | 0.53477 | 0.053477 | 7482 | 0.76597 | 0.1149 | 72 | 3.0875 | 0.6175 | 31 | 1.7847 | 0.35694 | 31 | 0.32594 | 0.016297 | 23.1342 | 0.30417 | 0.030417 | 3.9377 | 0.00016237 | 8.1187e-06 | 1.2732 | 219 | 1.2732 | 0 | 219
061000353 | 6 | TC Jester Detention Basin | Study to develop a Benefit Cost Analysis needed for this project to become a FMP. Construction of a 25 acre stormwater detention basin. Estimated construction cost is $10,047,910. This application is requesting $10,000,000.00 of these funds. | 30000 | No | 0 | 0 | 2995 | 1.6038 | 0.24057 | 2413 | 1.7091 | 0.17091 | 18540 | 1.898 | 0.28471 | 53 | 2.2727 | 0.45455 | 4 | 0.23028 | 0.046056 | 4 | 0.042057 | 0.0021028 | 59.8598 | 0.78705 | 0.078705 | 44.0742 | 0.0018174 | 9.0871e-05 | 1.2777 | 217 | 1.2777 | 0 | 217
061000356 | 6 | Westador Stormwater Detention Basin | Study to develop a BCR required for this project to become a FMP. The Westador Detention Basin is a proposed detention mitigation project within the Cypress Creek Watershed and located south of Cypress Creek and east and west of K141‐00‐00. | 30000 | No | 0 | 0 | 2995 | 1.6038 | 0.24057 | 2413 | 1.7091 | 0.17091 | 18540 | 1.898 | 0.28471 | 53 | 2.2727 | 0.45455 | 4 | 0.23028 | 0.046056 | 4 | 0.042057 | 0.0021028 | 59.8598 | 0.78705 | 0.078705 | 44.0742 | 0.0018174 | 9.0871e-05 | 1.2777 | 217 | 1.2777 | 0 | 218
061000186 | 6 | Brays Bayou - Poor Farm Ditch | Study to develop a BCR and elevate project to a FMP. Further study of channel improvements from partnership project to restore channel conveyanve including Atlas 14 rainfalls. | 690000 | No | 0 | 0 | 3295 | 1.7644 | 0.26467 | 3096 | 2.1929 | 0.21929 | 25842 | 2.6456 | 0.39684 | 34 | 1.458 | 0.2916 | 0 | 0 | 0 | 0 | 0 | 0 | 37.2088 | 0.48923 | 0.048923 | 0.39104 | 1.6125e-05 | 8.0624e-07 | 1.2213 | 228 | 1.2213 | 0 | 228
061000177 | 6 | Addicks Reservoir Watershed Study | Watershed wide study using latest data, including MAAPnext models and Atlas 14 rainfall. Study to identify flooding issues within watershed, identify projects to reduce flooding, and provide cost estimates and benefit and cost metrics for each project. | 670000 | Yes | 100 | 0 | 3746 | 2.006 | 0.30089 | 3076 | 2.1787 | 0.21787 | 11473 | 1.1746 | 0.17618 | 53 | 2.2727 | 0.45455 | 0 | 0 | 0 | 0 | 0 | 0 | 114.092 | 1.5001 | 0.15001 | 1607.1764 | 0.066273 | 0.0033136 | 1.3028 | 211 | 1.3028 | 0 | 211
061000361 | 6 | G103-80-03.1B (Taylor Gully) | Study to develop a BCR required for this project to become a FMP. Improvements to Taylor Gully include two miles of channel conveyance improvements to the upper limits of Taylor Gully and a concrete low flow structure. | 30000 | No | 0 | 0 | 3223 | 1.7259 | 0.25888 | 2962 | 2.098 | 0.2098 | 16230 | 1.6616 | 0.24923 | 47 | 2.0154 | 0.40309 | 2 | 0.11514 | 0.023028 | 2 | 0.021028 | 0.0010514 | 57.8739 | 0.76094 | 0.076094 | 8.8643 | 0.00036552 | 1.8276e-05 | 1.2212 | 229 | 1.2212 | 0 | 229
011000048 | 1 | Archer County Drainage Master Plan | Perform H&H modeling, develop conceptual alternatives and OPCC, and rank projects; survey responses report issues with rivers, creeks, tributaries, and functioning floodplains | 500000 | No | 0 | 0 | 188 | 0.10067 | 0.015101 | 68 | 0.048165 | 0.0048165 | 262 | 0.026822 | 0.0040233 | 0 | 0 | 0 | 76 | 4.3754 | 0.87507 | 153 | 1.6087 | 0.080433 | 36.5882 | 0.48107 | 0.048107 | 77039.7891 | 3.1768 | 0.15884 | 1.1864 | 240 | 1.1864 | 0 | 240
131000125 | 13 | County Wide Drainage Master Plan Study | Drainage Master Planning Study - Bee County | 500000 | Yes | 100 | 0 | 1617 | 0.86589 | 0.12988 | 792 | 0.56098 | 0.056098 | 6275 | 0.64241 | 0.096361 | 27 | 1.1578 | 0.23156 | 34 | 1.9574 | 0.39148 | 400 | 4.2057 | 0.21028 | 113.0851 | 1.4869 | 0.14869 | 10462.8809 | 0.43144 | 0.021572 | 1.2859 | 213 | 1.2859 | 0 | 213
121000109 | 12 | Lower Basin Predictive Flood Model | Lower Basin Predictive Flood Model | 1000000 | Yes | 100 | 0 | 1068 | 0.57191 | 0.085786 | 537 | 0.38036 | 0.038036 | 790 | 0.080876 | 0.012131 | 0 | 0 | 0 | 0 | 0 | 0 | 1774 | 18.6521 | 0.9326 | 135.07 | 1.7759 | 0.17759 | 31301.3008 | 1.2907 | 0.064536 | 1.3107 | 210 | 1.3107 | 0 | 210
121000121 | 12 | Wilson County LWC Study | Study to evaluate the LWC in Wilson County and recommend alternatives both short term and long term alternatives. Some short term alternatives could include Low Water Signage, Turn Around Don’t Drown, automatic gates. 195 LWC in Wilson County. | 300000 | Yes | 100 | 0 | 1469 | 0.78664 | 0.118 | 1073 | 0.76001 | 0.076001 | 1849 | 0.18929 | 0.028394 | 0 | 0 | 0 | 0 | 0 | 0 | 1646 | 17.3063 | 0.86531 | 89.06 | 1.171 | 0.1171 | 14071.4004 | 0.58024 | 0.029012 | 1.2338 | 225 | 1.2338 | 0 | 225
121000122 | 12 | Wilson 10 - Acquisitions of Flooded Structures | Acquire flooded structures to remove them out of the SFHA and restrict future structures from development on the site. Removal of damaged structures that are no longer liveable. | 100000 | No | 0 | 0 | 1469 | 0.78664 | 0.118 | 1073 | 0.76001 | 0.076001 | 1849 | 0.18929 | 0.028394 | 0 | 0 | 0 | 0 | 0 | 0 | 1646 | 17.3063 | 0.86531 | 89.06 | 1.171 | 0.1171 | 14071.4004 | 0.58024 | 0.029012 | 1.2338 | 225 | 1.2338 | 0 | 226
031000168 | 3 | Big Bear Creek, Little Bear Creek, and Marshall Branch Stream Bank Erosion Study | Study to reduce stream bank erosion impacts along Big Bear Creek, Little Bear Creek, and Marshall Branch to improve drainage within the City of Keller | 50000 | No | 0 | 0 | 1369 | 0.73309 | 0.10996 | 1133 | 0.80251 | 0.080251 | 8089 | 0.82811 | 0.12422 | 18 | 0.77187 | 0.15437 | 50 | 2.8785 | 0.57571 | 0 | 0 | 0 | 91.3688 | 1.2013 | 0.12013 | 28753.8809 | 1.1857 | 0.059284 | 1.2239 | 227 | 1.2239 | 0 | 227
111000107 | 11 | Gonzales County Voluntary Buyout Program Project Planning | Project planning to develop and implement a program to buyout NFIP repetitive loss properties. | 150000 | No | 0 | 0 | 1649 | 0.88303 | 0.13245 | 760 | 0.53831 | 0.053831 | 2086 | 0.21355 | 0.032033 | 4 | 0.17153 | 0.034305 | 55 | 3.1664 | 0.63328 | 0 | 0 | 0 | 123.7354 | 1.6269 | 0.16269 | 101450.4531 | 4.1834 | 0.20917 | 1.2578 | 224 | 1.2578 | 0 | 224
061000169 | 6 | San Jacinto Watershed and Tributary Barrier and Flood Mitigation - West County Project | H&H study, design, tributary barrier removal, and environmental assessments for the 96.2 miles of the San Jacinto Watershed and Tributary Barrier and Flood Mitigation-West County project area. | 1110000 | No | 0 | 0 | 3634 | 1.946 | 0.2919 | 2863 | 2.0279 | 0.20279 | 12814 | 1.3118 | 0.19678 | 34 | 1.458 | 0.2916 | 8 | 0.46056 | 0.092113 | 8 | 0.084113 | 0.0042057 | 89.2062 | 1.1729 | 0.11729 | 278.8898 | 0.0115 | 0.00057501 | 1.1972 | 230 | 1.1972 | 0 | 230
061000328 | 6 | Brays Bayou - Keegans Bayou (D118-00-00) Flood Risk Reduction | Study to develop a BCR required for this project to become a FMP. A project could reduce the risk flooding for over 2,500 structures and could reduce the frequency and duration of flooding along about 100 miles of roadway. | 30000 | No | 0 | 0 | 2549 | 1.365 | 0.20475 | 2257 | 1.5986 | 0.15986 | 30383 | 3.1105 | 0.46657 | 27 | 1.1578 | 0.23156 | 0 | 0 | 0 | 0 | 0 | 0 | 39.2894 | 0.51659 | 0.051659 | 3.3895 | 0.00013977 | 6.9883e-06 | 1.1144 | 247 | 1.1144 | 0 | 247
051000090 | 5 | Hardin County SE Area Drainage System | H&H study to identify alternatives for developing a large drainage system to drain Lumberton directly into the Neches River, instead of Pine Island Bayou. | 1250000 | Yes | 100 | 0 | 3678 | 1.9695 | 0.29543 | 2638 | 1.8685 | 0.18685 | 10528 | 1.0778 | 0.16167 | 25 | 1.072 | 0.21441 | 13 | 0.74842 | 0.14968 | 13 | 0.13668 | 0.0068342 | 135.7882 | 1.7854 | 0.17854 | 743.4666 | 0.030657 | 0.0015329 | 1.1949 | 233 | 1.1949 | 0 | 233
051000006 | 5 | Hardin County Update Flood Hazard Mapping | Complete a detailed study within the county extent to delineate an updated flood hazard area, which can be used for regulatory purposes. | 1800000 | Yes | 100 | 0 | 3678 | 1.9695 | 0.29543 | 2638 | 1.8685 | 0.18685 | 10528 | 1.0778 | 0.16167 | 25 | 1.072 | 0.21441 | 13 | 0.74842 | 0.14968 | 13 | 0.13668 | 0.0068342 | 135.796 | 1.7855 | 0.17855 | 743.2415 | 0.030648 | 0.0015324 | 1.195 | 231 | 1.195 | 0 | 231
051000027 | 5 | Hardin County Master Drainage Plan | Perform H&H modeling to identify and define flood risk, develop conceptual alternatives to reduce flood risk, develop OPCC for conceptual alternatives, and rank projects. Conceptual alternatives should evaluate feasibility of nature based solutions. | 1000000 | Yes | 100 | 0 | 3678 | 1.9695 | 0.29543 | 2638 | 1.8685 | 0.18685 | 10528 | 1.0778 | 0.16167 | 25 | 1.072 | 0.21441 | 13 | 0.74842 | 0.14968 | 13 | 0.13668 | 0.0068342 | 135.796 | 1.7855 | 0.17855 | 743.2415 | 0.030648 | 0.0015324 | 1.195 | 231 | 1.195 | 0 | 232
051000089 | 5 | Hardin County South Area Drainage System | H&H study to identify alternatives for developing a drainage system to drain / retain flood waters around the communities of Pinewood, Countrywood, Bevil Oaks, and Rose Hill | 1000000 | Yes | 100 | 0 | 3676 | 1.9685 | 0.29527 | 2636 | 1.8671 | 0.18671 | 10526 | 1.0776 | 0.16164 | 25 | 1.072 | 0.21441 | 13 | 0.74842 | 0.14968 | 13 | 0.13668 | 0.0068342 | 135.7441 | 1.7848 | 0.17848 | 743.4666 | 0.030657 | 0.0015329 | 1.1946 | 234 | 1.1946 | 0 | 234
131000041 | 13 | City of Alice & Jim Wells County Multi-Hazard Mitigation Plan - Construct Storm Drainage Infrastructure (Jim Wells County) | This action proposes constructing new storm drainage infrastructure to reduce the potential impacts of future flood events. | 159000 | Yes | 100 | 0 | 2398 | 1.2841 | 0.19262 | 1145 | 0.81101 | 0.081101 | 8685 | 0.88913 | 0.13337 | 9 | 0.38593 | 0.077187 | 13 | 0.74842 | 0.14968 | 624 | 6.5608 | 0.32804 | 201.2894 | 2.6466 | 0.26466 | 25815.6152 | 1.0645 | 0.053226 | 1.2799 | 214 | 1.2799 | 0 | 214
131000042 | 13 | City of Alice & Jim Wells County Multi-Hazard Mitigation Plan - Purchase Portable Pumps | This action proposes purchasing portable pumps that can be deployed as needed to reduce the potential impacts of future flood events. | 40000 | Yes | 100 | 0 | 2398 | 1.2841 | 0.19262 | 1145 | 0.81101 | 0.081101 | 8685 | 0.88913 | 0.13337 | 9 | 0.38593 | 0.077187 | 13 | 0.74842 | 0.14968 | 624 | 6.5608 | 0.32804 | 201.2894 | 2.6466 | 0.26466 | 25815.6152 | 1.0645 | 0.053226 | 1.2799 | 214 | 1.2799 | 0 | 215
131000043 | 13 | City of Alice & Jim Wells County Multi-Hazard Mitigation Plan - Conduct Dam / Levee Failure Studies (Jim Wells County) | Jim Wells County will work with local dam / levee owners to conduct relevant studies to identify peak flow rates and expected inundations in the event of local dam failures. | 689000 | Yes | 100 | 0 | 2398 | 1.2841 | 0.19262 | 1145 | 0.81101 | 0.081101 | 8685 | 0.88913 | 0.13337 | 9 | 0.38593 | 0.077187 | 13 | 0.74842 | 0.14968 | 624 | 6.5608 | 0.32804 | 201.2894 | 2.6466 | 0.26466 | 25815.6152 | 1.0645 | 0.053226 | 1.2799 | 214 | 1.2799 | 0 | 216
011000181 | 1 | Clay County Drainage Master Plan | Perform H&H modeling, develop conceptual alternatives and OPCC, and rank projects; selected based on HMAPs | 500000 | No | 0 | 0 | 128 | 0.068543 | 0.010281 | 0 | 0 | 0 | 315 | 0.032248 | 0.0048372 | 0 | 0 | 0 | 64 | 3.6845 | 0.7369 | 122 | 1.2827 | 0.064136 | 63.8849 | 0.83997 | 0.083997 | 94917.5703 | 3.914 | 0.1957 | 1.0959 | 248 | 1.0959 | 0 | 248
011000002 | 1 | Clay County FIS | Perform flood insurance study for the county and develop regulatory mapping | 1169000 | No | 0 | 0 | 128 | 0.068543 | 0.010281 | 0 | 0 | 0 | 315 | 0.032248 | 0.0048372 | 0 | 0 | 0 | 64 | 3.6845 | 0.7369 | 122 | 1.2827 | 0.064136 | 63.8849 | 0.83997 | 0.083997 | 94917.5703 | 3.914 | 0.1957 | 1.0959 | 248 | 1.0959 | 0 | 249
061000396 | 6 | Halls Bayou - Right-Of-Way, Design, and Construction of Channel Conveyance Improvements on P118-21-00 | Develop BCA to become a FMP. Part of Halls Ahead Bond Implementation Program, could reduce flood risk for 60+ structures & floodplain by 40+ acres. | 30000 | No | 0 | 0 | 3555 | 1.9037 | 0.28555 | 3132 | 2.2184 | 0.22184 | 12360 | 1.2654 | 0.1898 | 35 | 1.5009 | 0.30017 | 1 | 0.057571 | 0.011514 | 1 | 0.010514 | 0.00052571 | 29.3118 | 0.3854 | 0.03854 | 1.6733 | 6.8999e-05 | 3.4499e-06 | 1.048 | 260 | 1.048 | 0 | 260
011000053 | 1 | Hartley County Drainage Master Plan | Perform H&H modeling, develop conceptual alternatives and OPCC, and rank projects; selected based on HMAPs | 500000 | No | 0 | 0 | 111 | 0.05944 | 0.0089159 | 65 | 0.04604 | 0.004604 | 281 | 0.028767 | 0.0043151 | 5 | 0.21441 | 0.042882 | 61 | 3.5118 | 0.70236 | 63 | 0.66239 | 0.03312 | 83.2156 | 1.0941 | 0.10941 | 91162.8672 | 3.7591 | 0.18796 | 1.0936 | 250 | 1.0936 | 0 | 250
011000019 | 1 | Hartley County FIS | Perform flood insurance study for the county and develop regulatory mapping | 1361000 | No | 0 | 0 | 111 | 0.05944 | 0.0089159 | 65 | 0.04604 | 0.004604 | 281 | 0.028767 | 0.0043151 | 5 | 0.21441 | 0.042882 | 61 | 3.5118 | 0.70236 | 63 | 0.66239 | 0.03312 | 83.2156 | 1.0941 | 0.10941 | 91162.8672 | 3.7591 | 0.18796 | 1.0936 | 250 | 1.0936 | 0 | 251
141000014 | 14 | Develop a Colonia-wide Drainage System at Fort Hancock | Conduct surveys and drainage study to define flood areas, size 5th St crossing structures, develop H&H models, and propose FMPs. Address flooding at Hwy 20, Mustang Rd, and complete Supplemental Watershed Plans for Camp Rice Dam 1, Alamo Dam 3. | 795000 | Yes | 100 | 0 | 57 | 0.030523 | 0.0045785 | 0 | 0 | 0 | 55754 | 5.7078 | 0.85617 | 0 | 0 | 0 | 9 | 0.51813 | 0.10363 | 9 | 0.094627 | 0.0047314 | 5.0165 | 0.065958 | 0.0065958 | 2482.8701 | 0.10238 | 0.0051191 | 0.98083 | 284 | 0.98083 | 0 | 284
061000170 | 6 | Spring Gully Watershed Planning Project Near-Term Planning Project: PA03 | Planning-level study needed. PA03 warrented a near-term solution. Flooded structures centralized in a short reach along the main stem O200-00-00 which the best strategy for the area was buyouts. | 600000 | No | 0 | 0 | 1883 | 1.0083 | 0.15125 | 1509 | 1.0688 | 0.10688 | 9371 | 0.95936 | 0.1439 | 64 | 2.7444 | 0.54889 | 1 | 0.057571 | 0.011514 | 1 | 0.010514 | 0.00052571 | 32.8241 | 0.43158 | 0.043158 | 73.128 | 0.0030155 | 0.00015077 | 1.0063 | 280 | 1.0063 | 0 | 280
061000171 | 6 | Spring Gully Watershed Planning Project- Near-term Planning Project: PA04 | Planning-level study. Lowering WSEL in O203-00-00 to around 29 feet MSL. Most benefit when O203-00-00 and Thompson Road Storm drain system upsized, but Thompson road storm drain design. | 210000 | No | 0 | 0 | 1883 | 1.0083 | 0.15125 | 1509 | 1.0688 | 0.10688 | 9371 | 0.95936 | 0.1439 | 64 | 2.7444 | 0.54889 | 1 | 0.057571 | 0.011514 | 1 | 0.010514 | 0.00052571 | 32.8241 | 0.43158 | 0.043158 | 73.128 | 0.0030155 | 0.00015077 | 1.0063 | 280 | 1.0063 | 0 | 281
061000172 | 6 | Spring Gully Watershed Planning Project - Near-term planning project: PA05 | Planning-level study needed. A stormwater detention basin near confluence of O207-00-00 nd O207-01-00 reuired to lower WSEl . Reduced flow rates only after relief channel in Phase III implemented. | 170000 | No | 0 | 0 | 1883 | 1.0083 | 0.15125 | 1509 | 1.0688 | 0.10688 | 9371 | 0.95936 | 0.1439 | 64 | 2.7444 | 0.54889 | 1 | 0.057571 | 0.011514 | 1 | 0.010514 | 0.00052571 | 32.8241 | 0.43158 | 0.043158 | 73.128 | 0.0030155 | 0.00015077 | 1.0063 | 280 | 1.0063 | 0 | 282
061000334 | 6 | Goose Creek Flood Risk Reduction Phase 1 | Study to develop a Benefit Cost Analysis needed for this project to become a FMP. 1.65 Miles of Goose Creek channel modifications (Downstream of IH 10) with proposed detention basin "J". | 30000 | No | 0 | 0 | 1883 | 1.0083 | 0.15125 | 1509 | 1.0688 | 0.10688 | 9371 | 0.95936 | 0.1439 | 64 | 2.7444 | 0.54889 | 1 | 0.057571 | 0.011514 | 1 | 0.010514 | 0.00052571 | 32.8241 | 0.43158 | 0.043158 | 73.128 | 0.0030155 | 0.00015077 | 1.0063 | 277 | 1.0063 | 0 | 277
061000335 | 6 | Goose Creek Flood Risk Reduction Phase 2 | Study to develop a Benefit Cost Analysis needed for this project to become a FMP. 1.00 Mile of Goose Creek channel modifications (Upstream of IH 10) with proposed detention basin "I". | 30000 | No | 0 | 0 | 1883 | 1.0083 | 0.15125 | 1509 | 1.0688 | 0.10688 | 9371 | 0.95936 | 0.1439 | 64 | 2.7444 | 0.54889 | 1 | 0.057571 | 0.011514 | 1 | 0.010514 | 0.00052571 | 32.8241 | 0.43158 | 0.043158 | 73.128 | 0.0030155 | 0.00015077 | 1.0063 | 277 | 1.0063 | 0 | 278
061000336 | 6 | Goose Creek Flood Risk Reduction Phase 3 | Study to develop a Benefit Cost Analysis needed for this project to become a FMP. Local channel modifications and crossing structure improvements along O117 and O126. | 30000 | No | 0 | 0 | 1883 | 1.0083 | 0.15125 | 1509 | 1.0688 | 0.10688 | 9371 | 0.95936 | 0.1439 | 64 | 2.7444 | 0.54889 | 1 | 0.057571 | 0.011514 | 1 | 0.010514 | 0.00052571 | 32.8241 | 0.43158 | 0.043158 | 73.128 | 0.0030155 | 0.00015077 | 1.0063 | 277 | 1.0063 | 0 | 279
131000022 | 13 | Atascosa McMullen Hazard Mitigation Plan - Atascosa County Action #9 | Upgrade existing floodplain maps. Add new Atlas 14 rainfall frequency data. | 250000 | Yes | 100 | 0 | 1947 | 1.0426 | 0.15639 | 1498 | 1.061 | 0.1061 | 3669 | 0.37562 | 0.056342 | 1 | 0.042882 | 0.0085763 | 28 | 1.612 | 0.32239 | 570 | 5.9931 | 0.29965 | 141.2106 | 1.8567 | 0.18567 | 3068.9084 | 0.12655 | 0.0063274 | 1.1415 | 244 | 1.1415 | 0 | 244
131000023 | 13 | Atascosa McMullen Hazard Mitigation Plan - Atascosa County Action #10 | Upgrade existing floodplain maps. Add new Atlas 14 rainfall frequency data. | 850000 | Yes | 100 | 0 | 1947 | 1.0426 | 0.15639 | 1498 | 1.061 | 0.1061 | 3669 | 0.37562 | 0.056342 | 1 | 0.042882 | 0.0085763 | 28 | 1.612 | 0.32239 | 570 | 5.9931 | 0.29965 | 141.2106 | 1.8567 | 0.18567 | 3068.9084 | 0.12655 | 0.0063274 | 1.1415 | 244 | 1.1415 | 0 | 245
061000037 | 6 | City of Alvin Flood Gauges | Study to identify areas where best to purchase additional flood gauges to be placed at bayous and key high water areas within City of Alvin. | 50000 | No | 0 | 0 | 3445 | 1.8448 | 0.27672 | 2605 | 1.8451 | 0.18451 | 21569 | 2.2081 | 0.33122 | 18 | 0.77187 | 0.15437 | 0 | 0 | 0 | 0 | 0 | 0 | 56.8068 | 0.74691 | 0.074691 | 262.2956 | 0.010816 | 0.00054079 | 1.0221 | 271 | 1.0221 | 0 | 271
061000040 | 6 | City of Alvin Open Space Preservation | Study for open space preservation within adjacent development, dedication of conservation easements or fee simple acquisition of land along Mustang Bayou. | 500000 | No | 0 | 0 | 3445 | 1.8448 | 0.27672 | 2605 | 1.8451 | 0.18451 | 21569 | 2.2081 | 0.33122 | 18 | 0.77187 | 0.15437 | 0 | 0 | 0 | 0 | 0 | 0 | 56.8068 | 0.74691 | 0.074691 | 262.2956 | 0.010816 | 0.00054079 | 1.0221 | 271 | 1.0221 | 0 | 272
061000039 | 6 | City of Alvin Master Drainage Plan | Comprehensive review of current drainage, studies and recommendations for future projects and studies to create a Master Drainage Plan for the City of Alvin. | 100000 | No | 0 | 0 | 3445 | 1.8448 | 0.27672 | 2605 | 1.8451 | 0.18451 | 21569 | 2.2081 | 0.33122 | 18 | 0.77187 | 0.15437 | 0 | 0 | 0 | 0 | 0 | 0 | 56.8068 | 0.74691 | 0.074691 | 262.2956 | 0.010816 | 0.00054079 | 1.0221 | 271 | 1.0221 | 0 | 273
061000043 | 6 | City of Alvin Detention Pond Construction - Mustang and Dickinson Bayou | Further assessment and design of detention ponds needed along Mustang and Dickinson Bayous to reduce flood risk in the City of Alvin. | 200000 | No | 0 | 0 | 3445 | 1.8448 | 0.27672 | 2605 | 1.8451 | 0.18451 | 21569 | 2.2081 | 0.33122 | 18 | 0.77187 | 0.15437 | 0 | 0 | 0 | 0 | 0 | 0 | 56.8068 | 0.74691 | 0.074691 | 262.2956 | 0.010816 | 0.00054079 | 1.0221 | 271 | 1.0221 | 0 | 274
061000067 | 6 | City of Alvin Dickinson Bayou Watershed Study | Study of Dickinson Bayou Watershed to determine drainage improvement alternatives. | 500000 | No | 0 | 0 | 3445 | 1.8448 | 0.27672 | 2605 | 1.8451 | 0.18451 | 21569 | 2.2081 | 0.33122 | 18 | 0.77187 | 0.15437 | 0 | 0 | 0 | 0 | 0 | 0 | 56.8068 | 0.74691 | 0.074691 | 262.2956 | 0.010816 | 0.00054079 | 1.0221 | 271 | 1.0221 | 0 | 275
111000128 | 11 | Victoria County Planning and Development Standards Study | Conduct study for the development and implementation of county wide planning & development standards, sub-division rules, infrastructure rules and building / construction codes. | 100000 | No | 0 | 0 | 1808 | 0.96817 | 0.14523 | 1382 | 0.97888 | 0.097888 | 4019 | 0.41145 | 0.061717 | 60 | 2.5729 | 0.51458 | 5 | 0.28785 | 0.057571 | 0 | 0 | 0 | 98.5057 | 1.2952 | 0.12952 | 33695.707 | 1.3895 | 0.069473 | 1.076 | 252 | 1.076 | 0 | 252
111000129 | 11 | Victoria County Drainage Improvements Study | Study of solutions to increase dimensions of drainage culverts in areas prone to flooding and/or drainage problems, in various county locations. | 150000 | No | 0 | 0 | 1808 | 0.96817 | 0.14523 | 1382 | 0.97888 | 0.097888 | 4019 | 0.41145 | 0.061717 | 60 | 2.5729 | 0.51458 | 5 | 0.28785 | 0.057571 | 0 | 0 | 0 | 98.5057 | 1.2952 | 0.12952 | 33695.707 | 1.3895 | 0.069473 | 1.076 | 252 | 1.076 | 0 | 253
111000130 | 11 | Victoria County FIRMs | Engineering Studies to revise Flood Insurance Rate Maps (FIRMs) throughout the County to establish Base Flood Elevations (BFE) in areas that are currently identified as unstudied Zone As. | 500000 | No | 0 | 0 | 1808 | 0.96817 | 0.14523 | 1382 | 0.97888 | 0.097888 | 4019 | 0.41145 | 0.061717 | 60 | 2.5729 | 0.51458 | 5 | 0.28785 | 0.057571 | 0 | 0 | 0 | 98.5057 | 1.2952 | 0.12952 | 33695.707 | 1.3895 | 0.069473 | 1.076 | 252 | 1.076 | 0 | 254
111000132 | 11 | Victoria County Bridge Improvements Project Planning | Project planning to raise various County bridges above current Base Flood Elevation (BFE) levels to include such improvements as: box culverts, wingback walls, rip rap, channelization, and road base improvement. | 500000 | No | 0 | 0 | 1808 | 0.96817 | 0.14523 | 1382 | 0.97888 | 0.097888 | 4019 | 0.41145 | 0.061717 | 60 | 2.5729 | 0.51458 | 5 | 0.28785 | 0.057571 | 0 | 0 | 0 | 98.5057 | 1.2952 | 0.12952 | 33695.707 | 1.3895 | 0.069473 | 1.076 | 252 | 1.076 | 0 | 255
111000133 | 11 | Victoria County Voluntary Buyout Program Project Planning | Project planning to implement a voluntary acquisition program for repetitive flood properties. | 300000 | No | 0 | 0 | 1808 | 0.96817 | 0.14523 | 1382 | 0.97888 | 0.097888 | 4019 | 0.41145 | 0.061717 | 60 | 2.5729 | 0.51458 | 5 | 0.28785 | 0.057571 | 0 | 0 | 0 | 98.5057 | 1.2952 | 0.12952 | 33695.707 | 1.3895 | 0.069473 | 1.076 | 252 | 1.076 | 0 | 256
101000201 | 10 | Hays County Buyout Project Planning | Project planning for action to mitigate 38 identified properties. Develop technical data required for FMP. | 500000 | No | 0 | 0 | 581 | 0.31112 | 0.046668 | 377 | 0.26703 | 0.026703 | 1437 | 0.14711 | 0.022067 | 2 | 0.085763 | 0.017153 | 68 | 3.9148 | 0.78296 | 0 | 0 | 0 | 15.6089 | 0.20523 | 0.020523 | 11874.7119 | 0.48966 | 0.024483 | 0.94056 | 289 | 0.94056 | 0 | 289
031000028 | 3 | Polk County FEMA Mapping | Create FEMA mapping in previously unmapped areas and update existing FEMA maps as needed. | 1560000 | No | 0 | 0 | 3485 | 1.8662 | 0.27993 | 3119 | 2.2092 | 0.22092 | 5167 | 0.52897 | 0.079346 | 31 | 1.3293 | 0.26587 | 3 | 0.17271 | 0.034542 | 0 | 0 | 0 | 92.3673 | 1.2145 | 0.12145 | 15993.6504 | 0.65951 | 0.032975 | 1.035 | 264 | 1.035 | 0 | 264
031000089 | 3 | Polk County DMP | Evaluate County and identify future projects. | 500000 | No | 0 | 0 | 3485 | 1.8662 | 0.27993 | 3119 | 2.2092 | 0.22092 | 5167 | 0.52897 | 0.079346 | 31 | 1.3293 | 0.26587 | 3 | 0.17271 | 0.034542 | 0 | 0 | 0 | 92.3673 | 1.2145 | 0.12145 | 15993.6504 | 0.65951 | 0.032975 | 1.035 | 264 | 1.035 | 0 | 265
031000157 | 3 | Polk County Road and Drainage Improvements | Evaluate road elevation and drainage improvements. | 500000 | No | 0 | 0 | 3485 | 1.8662 | 0.27993 | 3119 | 2.2092 | 0.22092 | 5167 | 0.52897 | 0.079346 | 31 | 1.3293 | 0.26587 | 3 | 0.17271 | 0.034542 | 0 | 0 | 0 | 92.3673 | 1.2145 | 0.12145 | 15993.6504 | 0.65951 | 0.032975 | 1.035 | 264 | 1.035 | 0 | 266
111000124 | 11 | Kerr ISD Storm Drainage Infrastructure Project Planning | Project planning for proposed project to construct new storm drainage infrastructure to reduce the potential impacts of future flood events. | 100000 | No | 0 | 0 | 1968 | 1.0538 | 0.15808 | 1348 | 0.9548 | 0.09548 | 6355 | 0.6506 | 0.097589 | 4 | 0.17153 | 0.034305 | 43 | 2.4755 | 0.49511 | 0 | 0 | 0 | 41.1347 | 0.54085 | 0.054085 | 2781.7549 | 0.11471 | 0.0057354 | 0.94038 | 290 | 0.94038 | 0 | 290
041000059 | 4 | Hunt County Flood Hazard Mapping | Complete a detailed study within the county extent to delineate an updated flood hazard area, which can be used for regulatory purposes. | 4000000 | Yes | 100 | 0 | 2297 | 1.23 | 0.1845 | 1325 | 0.9385 | 0.09385 | 5968 | 0.61098 | 0.091646 | 45 | 1.9297 | 0.38593 | 10 | 0.57571 | 0.11514 | 10 | 0.10514 | 0.0052571 | 137.46 | 1.8074 | 0.18074 | 5.63 | 0.00023216 | 1.1608e-05 | 1.0571 | 257 | 1.0571 | 0 | 257
131000134 | 13 | Aransas County Flood Response Plan | Aransas County Multi-Jurisdictional Floodplain Management Plan - Action 3.1.f: A flood response plan that will identify outreach projects that can be utilized to implement a flood information program. | 50000 | Yes | 100 | 0 | 3334 | 1.7853 | 0.2678 | 2828 | 2.0031 | 0.20031 | 4790 | 0.49038 | 0.073557 | 4 | 0.17153 | 0.034305 | 0 | 0 | 0 | 548 | 5.7617 | 0.28809 | 103.3479 | 1.3588 | 0.13588 | 571.305 | 0.023558 | 0.0011779 | 1.0011 | 283 | 1.0011 | 0 | 283
051000097 | 5 | Ditch 100 A (East Caldwood) Improvements | Evaluate project to quantify benefits, evaluate impacts, and begin design. Project consists of 2,200 ft of channel to be retrofitted with an underground culvert to allow for shaping and resizing the ditch to allow for continued maintenance. | 75000 | Yes | 100 | 0 | 2893 | 1.5492 | 0.23238 | 2271 | 1.6086 | 0.16086 | 13665 | 1.399 | 0.20984 | 22 | 0.9434 | 0.18868 | 5 | 0.28785 | 0.057571 | 5 | 0.052571 | 0.0026285 | 70.3947 | 0.92556 | 0.092556 | 4386.2329 | 0.18087 | 0.0090434 | 0.95356 | 285 | 0.95356 | 0 | 285
051000098 | 5 | Ditch 119 Crossings at Yount and Edson | Evaluate project to quantify benefits, evaluate impacts, and begin design. Project consists of crossing improvements that will protect about 50 homes and mitigate flood risk on a historically flood prone road. | 50000 | Yes | 100 | 0 | 2893 | 1.5492 | 0.23238 | 2271 | 1.6086 | 0.16086 | 13665 | 1.399 | 0.20984 | 22 | 0.9434 | 0.18868 | 5 | 0.28785 | 0.057571 | 5 | 0.052571 | 0.0026285 | 70.3947 | 0.92556 | 0.092556 | 4386.2329 | 0.18087 | 0.0090434 | 0.95356 | 285 | 0.95356 | 0 | 286
011000041 | 1 | Randall County FIS | Update flood insurance study for the county and develop regulatory mapping | 872000 | No | 0 | 0 | 1781 | 0.95371 | 0.14306 | 1476 | 1.0455 | 0.10455 | 6820 | 0.6982 | 0.10473 | 21 | 0.90051 | 0.1801 | 20 | 1.1514 | 0.23028 | 20 | 0.21028 | 0.010514 | 152.6842 | 2.0075 | 0.20075 | 32847.9297 | 1.3545 | 0.067725 | 1.0417 | 261 | 1.0417 | 0 | 261
011000057 | 1 | Randall County Drainage Master Plan | Perform H&H modeling, develop conceptual alternatives and OPCC, and rank projects; selected based on HMAPs | 500000 | No | 0 | 0 | 1781 | 0.95371 | 0.14306 | 1476 | 1.0455 | 0.10455 | 6820 | 0.6982 | 0.10473 | 21 | 0.90051 | 0.1801 | 20 | 1.1514 | 0.23028 | 20 | 0.21028 | 0.010514 | 152.6842 | 2.0075 | 0.20075 | 32847.9297 | 1.3545 | 0.067725 | 1.0417 | 261 | 1.0417 | 0 | 262
011000190 | 1 | Randall County Culvert Evaluations | Evaluate culverts and low water crossings for capacity and recommend alternatives for improvements. Locations specified by the county; selected based on stakeholder feedback. | 120000 | No | 0 | 0 | 1781 | 0.95371 | 0.14306 | 1476 | 1.0455 | 0.10455 | 6820 | 0.6982 | 0.10473 | 21 | 0.90051 | 0.1801 | 20 | 1.1514 | 0.23028 | 20 | 0.21028 | 0.010514 | 152.6842 | 2.0075 | 0.20075 | 32847.9297 | 1.3545 | 0.067725 | 1.0417 | 261 | 1.0417 | 0 | 263
081001276 | 8 | Carters Creek | Study to determine flood risk across the watershed. | 304000 | No | 0 | 0 | 849 | 0.45463 | 0.068195 | 646 | 0.45757 | 0.045757 | 4897 | 0.50133 | 0.0752 | 8 | 0.34305 | 0.068611 | 43 | 2.4755 | 0.49511 | 152 | 1.5981 | 0.079907 | 17.1146 | 0.22503 | 0.022503 | 1274.5 | 0.052555 | 0.0026277 | 0.85791 | 309 | 0.85791 | 0 | 309
021000005 | 2 | Lamar County FIS | Update County maps to Zone AE | 2465000 | No | 0 | 0 | 1644 | 0.88035 | 0.13205 | 1013 | 0.71751 | 0.071751 | 5441 | 0.55702 | 0.083554 | 33 | 1.4151 | 0.28302 | 15 | 0.86356 | 0.17271 | 0 | 0 | 0 | 221.5152 | 2.9125 | 0.29125 | 42825.2734 | 1.7659 | 0.088296 | 1.1226 | 246 | 1.1226 | 0 | 246
031000020 | 3 | Kaufman County FEMA Mapping | Create FEMA mapping in previously unmapped areas and update existing FEMA maps as needed. | 985000 | No | 0 | 0 | 2086 | 1.117 | 0.16756 | 1672 | 1.1843 | 0.11843 | 4193 | 0.42926 | 0.064389 | 13 | 0.55746 | 0.11149 | 16 | 0.92113 | 0.18423 | 0 | 0 | 0 | 148.1327 | 1.9477 | 0.19477 | 88118.0469 | 3.6336 | 0.18168 | 1.0225 | 270 | 1.0225 | 0 | 270
031000027 | 3 | Parker County FEMA Mapping | Create FEMA mapping in previously unmapped areas and update existing FEMA maps as needed. | 1144000 | No | 0 | 0 | 1953 | 1.0458 | 0.15687 | 1485 | 1.0518 | 0.10518 | 6748 | 0.69083 | 0.10362 | 18 | 0.77187 | 0.15437 | 22 | 1.2666 | 0.25331 | 0 | 0 | 0 | 60.7304 | 0.7985 | 0.07985 | 25497.3398 | 1.0514 | 0.05257 | 0.90578 | 296 | 0.90578 | 0 | 296
031000046 | 3 | Parker County Dam Inundation Study | Conduct a dam inundation study | 569000 | No | 0 | 0 | 1953 | 1.0458 | 0.15687 | 1485 | 1.0518 | 0.10518 | 6748 | 0.69083 | 0.10362 | 18 | 0.77187 | 0.15437 | 22 | 1.2666 | 0.25331 | 0 | 0 | 0 | 60.7304 | 0.7985 | 0.07985 | 25497.3398 | 1.0514 | 0.05257 | 0.90578 | 296 | 0.90578 | 0 | 297
031000088 | 3 | Parker County DMP | Evaluate County and identify future projects. | 500000 | No | 0 | 0 | 1953 | 1.0458 | 0.15687 | 1485 | 1.0518 | 0.10518 | 6748 | 0.69083 | 0.10362 | 18 | 0.77187 | 0.15437 | 22 | 1.2666 | 0.25331 | 0 | 0 | 0 | 60.7304 | 0.7985 | 0.07985 | 25497.3398 | 1.0514 | 0.05257 | 0.90578 | 296 | 0.90578 | 0 | 298
091000075 | 9 | San Angelo Street Flooding 11 | Upgrade, improve, and expand drainage systems throughout the city. Implementation of sediment and scour control measures. | 25000 | Yes | 100 | 0 | 2587 | 1.3853 | 0.2078 | 1821 | 1.2898 | 0.12898 | 8034 | 0.82248 | 0.12337 | 6 | 0.25729 | 0.051458 | 27 | 1.5544 | 0.31088 | 0 | 0 | 0 | 93.6453 | 1.2313 | 0.12313 | 558.4952 | 0.02303 | 0.0011515 | 0.94677 | 287 | 0.94677 | 0 | 287
091000077 | 9 | San Angelo Street Flooding 13 | Heavy street flow. 23rd at Armstrong | 25000 | Yes | 100 | 0 | 2587 | 1.3853 | 0.2078 | 1821 | 1.2898 | 0.12898 | 8034 | 0.82248 | 0.12337 | 6 | 0.25729 | 0.051458 | 27 | 1.5544 | 0.31088 | 0 | 0 | 0 | 93.6453 | 1.2313 | 0.12313 | 558.4952 | 0.02303 | 0.0011515 | 0.94677 | 287 | 0.94677 | 0 | 288
011000037 | 1 | Montague County FIS | Update flood insurance study for the county and develop regulatory mapping | 981000 | No | 0 | 0 | 255 | 0.13655 | 0.020483 | 150 | 0.10625 | 0.010625 | 394 | 0.040336 | 0.0060504 | 0 | 0 | 0 | 53 | 3.0512 | 0.61025 | 136 | 1.4299 | 0.071496 | 36.5724 | 0.48086 | 0.048086 | 49720.9531 | 2.0503 | 0.10251 | 0.8695 | 306 | 0.8695 | 0 | 306
011000044 | 1 | Montague County Drainage Master Plan | Perform H&H modeling, develop conceptual alternatives and OPCC, and rank projects; selected based on HMAPs | 500000 | No | 0 | 0 | 255 | 0.13655 | 0.020483 | 150 | 0.10625 | 0.010625 | 394 | 0.040336 | 0.0060504 | 0 | 0 | 0 | 53 | 3.0512 | 0.61025 | 136 | 1.4299 | 0.071496 | 36.5724 | 0.48086 | 0.048086 | 49720.9531 | 2.0503 | 0.10251 | 0.8695 | 306 | 0.8695 | 0 | 307
051000005 | 5 | Galveston County Update Flood Hazard Mapping | Complete a detailed study within the county extent to delineate an updated flood hazard area, which can be used for regulatory purposes. | 68502 | Yes | 100 | 0 | 4937 | 2.6437 | 0.39656 | 4476 | 3.1704 | 0.31704 | 2373 | 0.24294 | 0.03644 | 8 | 0.34305 | 0.068611 | 0 | 0 | 0 | 0 | 0 | 0 | 142.594 | 1.8749 | 0.18749 | 330.2084 | 0.013616 | 0.00068082 | 1.0068 | 276 | 1.0068 | 0 | 276
021000002 | 2 | Grayson County FIS | Update or improve County to Zone AE | 2313000 | No | 0 | 0 | 2569 | 1.3757 | 0.20635 | 1511 | 1.0702 | 0.10702 | 12470 | 1.2766 | 0.19149 | 23 | 0.98628 | 0.19726 | 8 | 0.46056 | 0.092113 | 0 | 0 | 0 | 180.7404 | 2.3764 | 0.23764 | 10335.2744 | 0.42618 | 0.021309 | 1.0532 | 259 | 1.0532 | 0 | 259
021000057 | 2 | Grayson County Buyout of Repetitive Flood Properties | Work with local jurisdiction in the buy-out of repetitive flood properties. This includes any structures found to be located in flood areas that are in incorporated and unincorporated areas. | 250000 | No | 0 | 0 | 2569 | 1.3757 | 0.20635 | 1511 | 1.0702 | 0.10702 | 12470 | 1.2766 | 0.19149 | 23 | 0.98628 | 0.19726 | 8 | 0.46056 | 0.092113 | 0 | 0 | 0 | 180.7409 | 2.3764 | 0.23764 | 10335.0703 | 0.42617 | 0.021309 | 1.0532 | 258 | 1.0532 | 0 | 258
061000256 | 6 | City of La Porte Master Drainage Plan | Study to develop Master Drainage Plan using future and existing land use and flood/storm water drainage needs including Atlas 14 rainfall. | 410000 | Yes | 100 | 0 | 2533 | 1.3564 | 0.20346 | 2250 | 1.5937 | 0.15937 | 10336 | 1.0582 | 0.15872 | 32 | 1.3722 | 0.27444 | 0 | 0 | 0 | 0 | 0 | 0 | 54.1355 | 0.71179 | 0.071179 | 15.2653 | 0.00062947 | 3.1474e-05 | 0.8672 | 308 | 0.8672 | 0 | 308
031000135 | 3 | Ten Mile Creek Channel Expansion Study | Study to improve and increase the capacity of storm water system by expanding the Ten Mile Creek downstream channel to prevent flooding in flood prone areas to include structural stormwater management projects | 500000 | No | 0 | 0 | 1268 | 0.679 | 0.10185 | 1197 | 0.84784 | 0.084784 | 9136 | 0.9353 | 0.1403 | 9 | 0.38593 | 0.077187 | 33 | 1.8998 | 0.37997 | 0 | 0 | 0 | 39.5327 | 0.51978 | 0.051978 | 2245.936 | 0.092612 | 0.0046306 | 0.84069 | 315 | 0.84069 | 0 | 315
051000093 | 5 | Hardin County Municipal Storm Drain Project | Evaluate project to quantify benefits, evaluate impacts, and begin design. | 2000000 | Yes | 100 | 0 | 3487 | 1.8673 | 0.28009 | 2863 | 2.0279 | 0.20279 | 10916 | 1.1175 | 0.16763 | 8 | 0.34305 | 0.068611 | 5 | 0.28785 | 0.057571 | 5 | 0.052571 | 0.0026285 | 75.0971 | 0.98739 | 0.098739 | 395.4531 | 0.016307 | 0.00081534 | 0.87887 | 299 | 0.87887 | 0 | 299
021000018 | 2 | Bowie County FIS | Update County maps to Zone AE | 2282000 | No | 0 | 0 | 2657 | 1.4228 | 0.21342 | 1546 | 1.095 | 0.1095 | 9746 | 0.99775 | 0.14966 | 19 | 0.81475 | 0.16295 | 7 | 0.40299 | 0.080599 | 0 | 0 | 0 | 313.5515 | 4.1226 | 0.41226 | 30919.4473 | 1.275 | 0.063749 | 1.1921 | 238 | 1.1921 | 0 | 238
021000038 | 2 | City of Texarkana Buyout Study | Study to prepare a strategy and develop a program for voluntary purchase of at-risk properties | 250000 | No | 0 | 0 | 2657 | 1.4228 | 0.21342 | 1546 | 1.095 | 0.1095 | 9746 | 0.99775 | 0.14966 | 19 | 0.81475 | 0.16295 | 7 | 0.40299 | 0.080599 | 0 | 0 | 0 | 313.5515 | 4.1226 | 0.41226 | 30919.4473 | 1.275 | 0.063749 | 1.1921 | 238 | 1.1921 | 0 | 239
031000137 | 3 | Carrollton Flood Warning Barrier System Study | Procure and install flood warning barrier system to prevent motorists from driving into flooded areas. | 300000 | No | 0 | 0 | 1068 | 0.57191 | 0.085786 | 930 | 0.65872 | 0.065872 | 15723 | 1.6096 | 0.24145 | 18 | 0.77187 | 0.15437 | 19 | 1.0938 | 0.21877 | 0 | 0 | 0 | 48.3594 | 0.63584 | 0.063584 | 617.0959 | 0.025446 | 0.0012723 | 0.8311 | 318 | 0.8311 | 0 | 318
031000141 | 3 | Carrollton Drainage Upgrades | Evaluate upgrades to drainage and targeted regrading of streets and properties. Add additional drains and supporting infrastructure in older neighborhoods to increase offloading of flash flood waters. | 1000000 | No | 0 | 0 | 1068 | 0.57191 | 0.085786 | 930 | 0.65872 | 0.065872 | 15723 | 1.6096 | 0.24145 | 18 | 0.77187 | 0.15437 | 19 | 1.0938 | 0.21877 | 0 | 0 | 0 | 48.3594 | 0.63584 | 0.063584 | 617.0959 | 0.025446 | 0.0012723 | 0.8311 | 318 | 0.8311 | 0 | 319
031000037 | 3 | Denton HUC-8 - Hog Branch Flood Risk Identification | Create FEMA mapping in previously unmapped areas and update existing FEMA maps as needed. | 1115000 | No | 0 | 0 | 1002 | 0.53656 | 0.080485 | 752 | 0.53265 | 0.053265 | 4043 | 0.4139 | 0.062086 | 19 | 0.81475 | 0.16295 | 30 | 1.7271 | 0.34542 | 0 | 0 | 0 | 107.2494 | 1.4101 | 0.14101 | 30212.2109 | 1.2458 | 0.062291 | 0.90751 | 295 | 0.90751 | 0 | 295
151000097 | 15 | Starr County | Develop Flood risk maps for the county of Starr and develop CIP | 250000 | Yes | 100 | 0 | 0 | 0 | 0 | 4521 | 3.2022 | 0.32022 | 25455 | 2.606 | 0.39089 | 6 | 0.25729 | 0.051458 | 0 | 0 | 0 | 0 | 0 | 0 | 793.673 | 10.4354 | 1.0435 | 0 | 0 | 0 | 1.8061 | 152 | 1.8061 | 0 | 152
151000098 | 15 | Starr County Drainage District | Develop Flood risk maps for the Starr County Drainage District and develop CIP | 250000 | Yes | 100 | 0 | 0 | 0 | 0 | 4521 | 3.2022 | 0.32022 | 25455 | 2.606 | 0.39089 | 6 | 0.25729 | 0.051458 | 0 | 0 | 0 | 0 | 0 | 0 | 794.504 | 10.4463 | 1.0446 | 0 | 0 | 0 | 1.8072 | 151 | 1.8072 | 0 | 151
151000103 | 15 | Rgc Public Works, Escobares City, And Starr Public Works Roadway Improvements | Improve Roadways, By Widening And Raising, And Create Drainage Culverts Or Bridges. (Morenos Creek And Garceno Creek)(Kelsey Creek, Rio Grande City) | 528000 | Yes | 100 | 0 | 0 | 0 | 0 | 4521 | 3.2022 | 0.32022 | 25455 | 2.606 | 0.39089 | 6 | 0.25729 | 0.051458 | 0 | 0 | 0 | 0 | 0 | 0 | 793.673 | 10.4354 | 1.0435 | 0 | 0 | 0 | 1.8061 | 152 | 1.8061 | 0 | 153
111000054 | 11 | City of San Marcos Regional Detention Study | Study of solutions for regional detention and water quality strategies. | 200000 | No | 0 | 0 | 2270 | 1.2156 | 0.18234 | 1626 | 1.1517 | 0.11517 | 12650 | 1.295 | 0.19426 | 14 | 0.60034 | 0.12007 | 12 | 0.69085 | 0.13817 | 0 | 0 | 0 | 48.1227 | 0.63273 | 0.063273 | 822.4232 | 0.033913 | 0.0016957 | 0.81497 | 328 | 0.81497 | 0 | 328
111000003 | 11 | Caldwell County Bridge Improvements Project Planning | Project planning for proposed project to replace antiquated bridges built before 1950. These bridges cannot support the weight of emergency vehicles. In addition, upgraded bridge infrastructure would reduce backwater flooding at undersized crossings. | 256000 | No | 0 | 0 | 937 | 0.50176 | 0.075263 | 635 | 0.44977 | 0.044977 | 2190 | 0.2242 | 0.03363 | 7 | 0.30017 | 0.060034 | 40 | 2.3028 | 0.46056 | 0 | 0 | 0 | 71.1805 | 0.9359 | 0.09359 | 35718.5 | 1.4729 | 0.073644 | 0.8417 | 314 | 0.8417 | 0 | 314
051000053 | 5 | City of Beaumont Master Drainage Plan | Perform H&H modeling to identify and define flood risk, develop conceptual alternatives to reduce flood risk, develop OPCC for conceptual alternatives, and rank projects. Conceptual alternatives should evaluate feasibility of nature based solutions. | 600000 | Yes | 100 | 0 | 2546 | 1.3634 | 0.2045 | 2102 | 1.4889 | 0.14889 | 12713 | 1.3015 | 0.19522 | 16 | 0.68611 | 0.13722 | 4 | 0.23028 | 0.046056 | 4 | 0.042057 | 0.0021028 | 55.2069 | 0.72587 | 0.072587 | 120.3589 | 0.0049631 | 0.00024815 | 0.80683 | 330 | 0.80683 | 0 | 330
011000046 | 1 | Wilbarger County Drainage Master Plan | Perform H&H modeling, develop conceptual alternatives and OPCC, and rank projects; selected based on HMAPs | 500000 | No | 0 | 0 | 132 | 0.070685 | 0.010603 | 29 | 0.020541 | 0.0020541 | 583 | 0.059685 | 0.0089527 | 2 | 0.085763 | 0.017153 | 39 | 2.2453 | 0.44905 | 45 | 0.47314 | 0.023657 | 87.6218 | 1.1521 | 0.11521 | 101721.125 | 4.1945 | 0.20973 | 0.8364 | 316 | 0.8364 | 0 | 316
011000007 | 1 | Wilbarger County FIS | Perform flood insurance study for the county and develop regulatory mapping | 983000 | No | 0 | 0 | 132 | 0.070685 | 0.010603 | 29 | 0.020541 | 0.0020541 | 583 | 0.059685 | 0.0089527 | 2 | 0.085763 | 0.017153 | 39 | 2.2453 | 0.44905 | 45 | 0.47314 | 0.023657 | 87.6218 | 1.1521 | 0.11521 | 101721.125 | 4.1945 | 0.20973 | 0.8364 | 316 | 0.8364 | 0 | 317
101000180 | 10 | Countywide Floodplain Map Update | Update floodplain maps with Atlas 14 data and provided detailed study | 250000 | No | 0 | 0 | 896 | 0.4798 | 0.07197 | 450 | 0.31874 | 0.031874 | 1256 | 0.12858 | 0.019288 | 5 | 0.21441 | 0.042882 | 31 | 1.7847 | 0.35694 | 0 | 0 | 0 | 12.1547 | 0.15981 | 0.015981 | 93034.9766 | 3.8363 | 0.19182 | 0.73075 | 345 | 0.73075 | 0 | 345
021000003 | 2 | Fannin County FIS | Update County maps to Zone AE | 2471000 | No | 0 | 0 | 1077 | 0.57673 | 0.086509 | 709 | 0.50219 | 0.050219 | 3040 | 0.31122 | 0.046683 | 18 | 0.77187 | 0.15437 | 26 | 1.4968 | 0.29937 | 0 | 0 | 0 | 170.2736 | 2.2388 | 0.22388 | 37510.6953 | 1.5468 | 0.077339 | 0.93837 | 291 | 0.93837 | 0 | 291
031000006 | 3 | Cooke County FEMA Mapping | Create FEMA mapping in previously unmapped areas and update existing FEMA maps as needed. | 1133000 | No | 0 | 0 | 1328 | 0.71113 | 0.10667 | 964 | 0.68281 | 0.068281 | 2077 | 0.21263 | 0.031895 | 6 | 0.25729 | 0.051458 | 32 | 1.8423 | 0.36845 | 0 | 0 | 0 | 81.3614 | 1.0698 | 0.10698 | 40870.1797 | 1.6853 | 0.084265 | 0.818 | 325 | 0.818 | 0 | 325
031000079 | 3 | Cooke County DMP | Evaluate County to identify future projects. | 500000 | No | 0 | 0 | 1328 | 0.71113 | 0.10667 | 964 | 0.68281 | 0.068281 | 2077 | 0.21263 | 0.031895 | 6 | 0.25729 | 0.051458 | 32 | 1.8423 | 0.36845 | 0 | 0 | 0 | 81.3614 | 1.0698 | 0.10698 | 40870.1797 | 1.6853 | 0.084265 | 0.818 | 325 | 0.818 | 0 | 326
031000125 | 3 | Cooke County Low-Water Crossing Barriers Evaluation | Evaluate installation of automatic flood crossing barriers at low water crossing to prevent automobiles from driving through high water. | 500000 | No | 0 | 0 | 1328 | 0.71113 | 0.10667 | 964 | 0.68281 | 0.068281 | 2077 | 0.21263 | 0.031895 | 6 | 0.25729 | 0.051458 | 32 | 1.8423 | 0.36845 | 0 | 0 | 0 | 81.3614 | 1.0698 | 0.10698 | 40870.1797 | 1.6853 | 0.084265 | 0.818 | 325 | 0.818 | 0 | 327
061000399 | 6 | Halls Bayou - Right-Of-Way, Design, and Construction of Channel Conveyance Improvements on P118-25-00 & P118-25-01 | Study to develop a BCR required for this project to become a FMP. Would reduce flood risk for 600+ structures. Facilitates future drainage projects by more outfall depth. | 30000 | No | 0 | 0 | 3188 | 1.7071 | 0.25607 | 2296 | 1.6263 | 0.16263 | 10940 | 1.12 | 0.168 | 13 | 0.55746 | 0.11149 | 1 | 0.057571 | 0.011514 | 1 | 0.010514 | 0.00052571 | 31.8388 | 0.41862 | 0.041862 | 0.22157 | 9.1366e-06 | 4.5683e-07 | 0.75209 | 339 | 0.75209 | 0 | 339
061000400 | 6 | Halls Bayou - Right-Of-Way, Design, and Construction of Channel Conveyance Improvements on P118-27-00 | Develop BCA to become a FMP. Part of Halls Ahead Bond Implementation Program, could reduce flood risk for 150+ structures, size of the floodplain by 90+ acres, frequency & duration of flooding along 3+ miles of roadway in an Atlas 14 1% event. | 30000 | No | 0 | 0 | 3188 | 1.7071 | 0.25607 | 2296 | 1.6263 | 0.16263 | 10940 | 1.12 | 0.168 | 13 | 0.55746 | 0.11149 | 1 | 0.057571 | 0.011514 | 1 | 0.010514 | 0.00052571 | 31.8388 | 0.41862 | 0.041862 | 0.22157 | 9.1366e-06 | 4.5683e-07 | 0.75209 | 339 | 0.75209 | 0 | 340
061000355 | 6 | Halls Bayou Drainage Project Bond C-01 | Study to develop a Benefit Cost Analysis needed for this project to become a FMP. FIF application information unavailable. | 30000 | No | 0 | 0 | 3188 | 1.7071 | 0.25607 | 2296 | 1.6263 | 0.16263 | 10940 | 1.12 | 0.168 | 13 | 0.55746 | 0.11149 | 1 | 0.057571 | 0.011514 | 1 | 0.010514 | 0.00052571 | 31.8388 | 0.41862 | 0.041862 | 0.22157 | 9.1366e-06 | 4.5683e-07 | 0.75209 | 339 | 0.75209 | 0 | 341
081001027 | 8 | Citywide FEMA Flood Study | City wide updates to floodplain mapping. | 241000 | No | 0 | 0 | 1120 | 0.59975 | 0.089963 | 870 | 0.61623 | 0.061623 | 3337 | 0.34163 | 0.051244 | 3 | 0.12864 | 0.025729 | 36 | 2.0725 | 0.41451 | 94 | 0.98833 | 0.049416 | 37.1561 | 0.48854 | 0.048854 | 4193.5601 | 0.17292 | 0.0086462 | 0.74998 | 342 | 0.74998 | 0 | 342
091000127 | 9 | Spaulding St Storm Drain | Raise Spaulding St. at East Angelo Draw by 5.4 feet and install (4) 9 x 8’ box culverts under Spaulding; raise Bell St. at East Angelo Draw by 2.4 feet and install (4) 9 x8’ culverts. | 25000 | No | 0 | 0 | 2587 | 1.3853 | 0.2078 | 1821 | 1.2898 | 0.12898 | 0 | 0 | 0 | 6 | 0.25729 | 0.051458 | 27 | 1.5544 | 0.31088 | 0 | 0 | 0 | 0 | 0 | 0 | 558.4952 | 0.02303 | 0.0011515 | 0.70027 | 348 | 0.70027 | 0 | 348
101000118 | 10 | Sandy Oaks Subdivision | Sandy Oaks Subdivision | 100000 | No | 0 | 0 | 2103 | 1.1261 | 0.16892 | 1079 | 0.76426 | 0.076426 | 3616 | 0.37019 | 0.055528 | 6 | 0.25729 | 0.051458 | 11 | 0.63328 | 0.12666 | 0 | 0 | 0 | 118.8103 | 1.5621 | 0.15621 | 105661.7656 | 4.357 | 0.21785 | 0.85305 | 310 | 0.85305 | 0 | 310
041000058 | 4 | Gregg County Flood Hazard Mapping | Complete a detailed study within the county extent to delineate an updated flood hazard area, which can be used for regulatory purposes. | 2200000 | No | 0 | 0 | 2182 | 1.1684 | 0.17527 | 1544 | 1.0936 | 0.10936 | 11464 | 1.1736 | 0.17604 | 26 | 1.1149 | 0.22298 | 1 | 0.057571 | 0.011514 | 1 | 0.010514 | 0.00052571 | 85.94 | 1.13 | 0.113 | 0.75 | 3.0927e-05 | 1.5463e-06 | 0.8087 | 329 | 0.8087 | 0 | 329
031000013 | 3 | Henderson County FEMA Mapping | Create FEMA mapping in previously unmapped areas and update existing FEMA maps as needed. | 1295000 | No | 0 | 0 | 2066 | 1.1063 | 0.16595 | 1602 | 1.1347 | 0.11347 | 5064 | 0.51843 | 0.077764 | 15 | 0.64322 | 0.12864 | 11 | 0.63328 | 0.12666 | 0 | 0 | 0 | 74.6347 | 0.98131 | 0.098131 | 40351.0195 | 1.6639 | 0.083195 | 0.79381 | 335 | 0.79381 | 0 | 335
031000059 | 3 | City of Denton DMP | Evaluate City and identify future projects. | 1000000 | No | 0 | 0 | 935 | 0.50069 | 0.075103 | 740 | 0.52415 | 0.052415 | 2088 | 0.21376 | 0.032064 | 9 | 0.38593 | 0.077187 | 39 | 2.2453 | 0.44905 | 0 | 0 | 0 | 33.9664 | 0.4466 | 0.04466 | 3799.854 | 0.15669 | 0.0078344 | 0.73831 | 344 | 0.73831 | 0 | 344
141000010 | 14 | Develop city-wide drainage study and stormwater master plan for Pecos | Develop city-wide drainage study and stormwater master plan for City of Pecos and adjacent Lindsay Census Designated Place. Develop detailed H&H models and floodplain maps. Evaluate FMP alternatives. | 92000 | No | 0 | 0 | 2120 | 1.1352 | 0.17029 | 1240 | 0.8783 | 0.08783 | 2536 | 0.25962 | 0.038944 | 3 | 0.12864 | 0.025729 | 18 | 1.0363 | 0.20725 | 295 | 3.1017 | 0.15508 | 89.9185 | 1.1823 | 0.11823 | 536.596 | 0.022127 | 0.0011063 | 0.80446 | 331 | 0.80446 | 0 | 331
061000083 | 6 | Liberty County Drainage Projects | Further study of proposed drainage projects throughout the county- including adding ditches, detention ponds and detention basins in identified locations throughout the county in order to improve drainage. | 2000000 | No | 0 | 0 | 3618 | 1.9374 | 0.29061 | 2271 | 1.6086 | 0.16086 | 4854 | 0.49693 | 0.074539 | 8 | 0.34305 | 0.068611 | 7 | 0.40299 | 0.080599 | 7 | 0.073599 | 0.0036799 | 144.1685 | 1.8956 | 0.18956 | 1379.4773 | 0.056883 | 0.0028442 | 0.8713 | 300 | 0.8713 | 0 | 300
061000135 | 6 | Recanalization Feasibility Study | Dechannelize existing feeder creeks that flow from north to south and improve drainage for strom water runoff. | 486000 | No | 0 | 0 | 3618 | 1.9374 | 0.29061 | 2271 | 1.6086 | 0.16086 | 4854 | 0.49693 | 0.074539 | 8 | 0.34305 | 0.068611 | 7 | 0.40299 | 0.080599 | 7 | 0.073599 | 0.0036799 | 144.1685 | 1.8956 | 0.18956 | 1379.4773 | 0.056883 | 0.0028442 | 0.8713 | 300 | 0.8713 | 0 | 301
061000148 | 6 | Liberty County Culvert Replacement Project | Increase culvert size in identified flood hazard problem areas within Liberty County. | 120000 | No | 0 | 0 | 3618 | 1.9374 | 0.29061 | 2271 | 1.6086 | 0.16086 | 4854 | 0.49693 | 0.074539 | 8 | 0.34305 | 0.068611 | 7 | 0.40299 | 0.080599 | 7 | 0.073599 | 0.0036799 | 144.1685 | 1.8956 | 0.18956 | 1379.4773 | 0.056883 | 0.0028442 | 0.8713 | 300 | 0.8713 | 0 | 302
061000160 | 6 | Liberty County Regional Flood Drainage Plan | Regional drainage study to establish a county wide drainage plan including atlas 14 rainfall. | 486000 | No | 0 | 0 | 3618 | 1.9374 | 0.29061 | 2271 | 1.6086 | 0.16086 | 4854 | 0.49693 | 0.074539 | 8 | 0.34305 | 0.068611 | 7 | 0.40299 | 0.080599 | 7 | 0.073599 | 0.0036799 | 144.1685 | 1.8956 | 0.18956 | 1379.4773 | 0.056883 | 0.0028442 | 0.8713 | 300 | 0.8713 | 0 | 303
061000173 | 6 | Update Liberty County FIRMs to Include Bench Marks | Add bench marks to updated Flood Insurance Rate Maps. | 50000 | No | 0 | 0 | 3618 | 1.9374 | 0.29061 | 2271 | 1.6086 | 0.16086 | 4854 | 0.49693 | 0.074539 | 8 | 0.34305 | 0.068611 | 7 | 0.40299 | 0.080599 | 7 | 0.073599 | 0.0036799 | 144.1685 | 1.8956 | 0.18956 | 1379.4773 | 0.056883 | 0.0028442 | 0.8713 | 300 | 0.8713 | 0 | 304
061000125 | 6 | Update Liberty County Floodplain Maps | Study by participating jurisdictions to update floodway maps throughout the county, including Atlas 14 rainfalls. | 1243000 | No | 0 | 0 | 3618 | 1.9374 | 0.29061 | 2271 | 1.6086 | 0.16086 | 4854 | 0.49693 | 0.074539 | 8 | 0.34305 | 0.068611 | 7 | 0.40299 | 0.080599 | 7 | 0.073599 | 0.0036799 | 144.1685 | 1.8956 | 0.18956 | 1379.4773 | 0.056883 | 0.0028442 | 0.8713 | 300 | 0.8713 | 0 | 305
031000039 | 3 | Chambers County Dam/Levee Failure Inundation Map Updates | Update dam and levee failure inundation maps. | 462000 | No | 0 | 0 | 2452 | 1.313 | 0.19695 | 1807 | 1.2799 | 0.12799 | 7348 | 0.75225 | 0.11284 | 26 | 1.1149 | 0.22298 | 0 | 0 | 0 | 0 | 0 | 0 | 53.1511 | 0.69884 | 0.069884 | 9200.4775 | 0.37939 | 0.018969 | 0.74962 | 343 | 0.74962 | 0 | 343
011000040 | 1 | Potter County FIS | Update flood insurance study for the county and develop regulatory mapping | 929000 | No | 0 | 0 | 1083 | 0.57994 | 0.086991 | 812 | 0.57514 | 0.057514 | 8889 | 0.91001 | 0.1365 | 13 | 0.55746 | 0.11149 | 14 | 0.80599 | 0.1612 | 14 | 0.1472 | 0.0073599 | 78.9782 | 1.0384 | 0.10384 | 53184.332 | 2.1931 | 0.10965 | 0.77455 | 336 | 0.77455 | 0 | 336
011000050 | 1 | Potter County Drainage Master Plan | Perform H&H modeling, develop conceptual alternatives and OPCC, and rank projects; selected based on HMAPs | 500000 | No | 0 | 0 | 1083 | 0.57994 | 0.086991 | 812 | 0.57514 | 0.057514 | 8889 | 0.91001 | 0.1365 | 13 | 0.55746 | 0.11149 | 14 | 0.80599 | 0.1612 | 14 | 0.1472 | 0.0073599 | 78.9782 | 1.0384 | 0.10384 | 53184.332 | 2.1931 | 0.10965 | 0.77455 | 336 | 0.77455 | 0 | 337
011000113 | 1 | Potter County GIS Development | Develop GIS inventory and condition assessment for flood infrastructure; selected based on survey response | 50000 | No | 0 | 0 | 1083 | 0.57994 | 0.086991 | 812 | 0.57514 | 0.057514 | 8889 | 0.91001 | 0.1365 | 13 | 0.55746 | 0.11149 | 14 | 0.80599 | 0.1612 | 14 | 0.1472 | 0.0073599 | 78.9782 | 1.0384 | 0.10384 | 53184.332 | 2.1931 | 0.10965 | 0.77455 | 336 | 0.77455 | 0 | 338
131000067 | 13 | City of Falfurrias City-Wide Flood Study | City wide flood study to evaluate floodplain is required in the City of Falfurrias. | 250000 | Yes | 100 | 0 | 1675 | 0.89695 | 0.13454 | 1248 | 0.88397 | 0.088397 | 5071 | 0.51915 | 0.077872 | 33 | 1.4151 | 0.28302 | 2 | 0.11514 | 0.023028 | 115 | 1.2091 | 0.060456 | 41.3305 | 0.54342 | 0.054342 | 12.3545 | 0.00050944 | 2.5472e-05 | 0.72168 | 346 | 0.72168 | 0 | 346
141000023 | 14 | Develop city-wide drainage study and stormwater master plan for Alpine | Develop city-wide drainage study and stormwater master plan for Alpine. Develop detailed H&H models and floodplain maps. Evaluate FMP alternatives. | 250000 | No | 0 | 0 | 1640 | 0.87821 | 0.13173 | 1181 | 0.83651 | 0.083651 | 4367 | 0.44707 | 0.067061 | 6 | 0.25729 | 0.051458 | 18 | 1.0363 | 0.20725 | 199 | 2.0923 | 0.10462 | 38.0258 | 0.49997 | 0.049997 | 49.9101 | 0.0020581 | 0.0001029 | 0.69587 | 353 | 0.69587 | 0 | 353
031000003 | 3 | Chambers County FEMA Mapping | Create FEMA mapping in previously unmapped areas and update existing FEMA maps as needed. | 874000 | No | 0 | 0 | 2225 | 1.1915 | 0.17872 | 1698 | 1.2027 | 0.12027 | 7117 | 0.72861 | 0.10929 | 26 | 1.1149 | 0.22298 | 0 | 0 | 0 | 0 | 0 | 0 | 53.1511 | 0.69884 | 0.069884 | 4747.4561 | 0.19576 | 0.0097882 | 0.71094 | 347 | 0.71094 | 0 | 347
091000037 | 9 | Gaines County GIS Development | Develop a GIS inventory of stormwater infrastructure | 100000 | No | 0 | 0 | 1890 | 1.0121 | 0.15181 | 814 | 0.57656 | 0.057656 | 2654 | 0.2717 | 0.040756 | 1 | 0.042882 | 0.0085763 | 5 | 0.28785 | 0.057571 | 0 | 0 | 0 | 434.3047 | 5.7103 | 0.57103 | 147852.4219 | 6.0968 | 0.30484 | 1.1922 | 235 | 1.1922 | 0 | 235
091000036 | 9 | Gaines County DMP | Create Drainage Master Plan, including evaluation of potential mitigation projects. | 500000 | No | 0 | 0 | 1890 | 1.0121 | 0.15181 | 814 | 0.57656 | 0.057656 | 2654 | 0.2717 | 0.040756 | 1 | 0.042882 | 0.0085763 | 5 | 0.28785 | 0.057571 | 0 | 0 | 0 | 434.3047 | 5.7103 | 0.57103 | 147852.4219 | 6.0968 | 0.30484 | 1.1922 | 235 | 1.1922 | 0 | 236
091000038 | 9 | Gaines County FEMA Mapping | Create FEMA Mapping in previously unmapped areas | 1272000 | No | 0 | 0 | 1890 | 1.0121 | 0.15181 | 814 | 0.57656 | 0.057656 | 2654 | 0.2717 | 0.040756 | 1 | 0.042882 | 0.0085763 | 5 | 0.28785 | 0.057571 | 0 | 0 | 0 | 434.3047 | 5.7103 | 0.57103 | 147852.4219 | 6.0968 | 0.30484 | 1.1922 | 235 | 1.1922 | 0 | 237
011000059 | 1 | Dallam County Drainage Master Plan | Perform H&H modeling, develop conceptual alternatives and OPCC, and rank projects; selected based on HMAPs | 500000 | No | 0 | 0 | 890 | 0.47659 | 0.071488 | 656 | 0.46465 | 0.046465 | 1951 | 0.19973 | 0.02996 | 2 | 0.085763 | 0.017153 | 22 | 1.2666 | 0.25331 | 22 | 0.23131 | 0.011566 | 177.9454 | 2.3397 | 0.23397 | 91033.7891 | 3.7538 | 0.18769 | 0.8516 | 311 | 0.8516 | 0 | 311
011000032 | 1 | Dallam County FIS | Perform flood insurance study for the county and develop regulatory mapping | 1297000 | No | 0 | 0 | 890 | 0.47659 | 0.071488 | 656 | 0.46465 | 0.046465 | 1951 | 0.19973 | 0.02996 | 2 | 0.085763 | 0.017153 | 22 | 1.2666 | 0.25331 | 22 | 0.23131 | 0.011566 | 177.9454 | 2.3397 | 0.23397 | 91033.7891 | 3.7538 | 0.18769 | 0.8516 | 311 | 0.8516 | 0 | 312
031000041 | 3 | Lake Ray Hubbard and Duck Creek Tributary Inundation Study | Conduct studies to develop inundation maps for Lake Ray Hubbard and Duck Creek Tributary and how it affects the Town of Sunnyvale. | 500000 | No | 0 | 0 | 821 | 0.43964 | 0.065946 | 780 | 0.55248 | 0.055248 | 7134 | 0.73035 | 0.10955 | 7 | 0.30017 | 0.060034 | 28 | 1.612 | 0.32239 | 0 | 0 | 0 | 18.6252 | 0.24489 | 0.024489 | 519.923 | 0.021439 | 0.001072 | 0.63874 | 380 | 0.63874 | 0 | 380
061000194 | 6 | White Oak Bayou - Turkey Gully E106-00-00 | Study to develop a Benefit Cost Analysis needed for this project to become a FMP. Further study of channel improvements from partnership project to restore channel conveyanve including Atlas 14 rainfalls. | 1330000 | No | 0 | 0 | 2540 | 1.3602 | 0.20402 | 2287 | 1.6199 | 0.16199 | 12780 | 1.3084 | 0.19625 | 6 | 0.25729 | 0.051458 | 0 | 0 | 0 | 0 | 0 | 0 | 26.5633 | 0.34926 | 0.034926 | 2.1707 | 8.9512e-05 | 4.4756e-06 | 0.64865 | 374 | 0.64865 | 0 | 374
031000069 | 3 | Cedar Hill-DeSoto-Duncanville DMP | Evaluate City and identify future projects. | 1000000 | No | 0 | 0 | 1289 | 0.69025 | 0.10354 | 1241 | 0.87901 | 0.087901 | 9333 | 0.95547 | 0.14332 | 8 | 0.34305 | 0.068611 | 18 | 1.0363 | 0.20725 | 0 | 0 | 0 | 42.3966 | 0.55744 | 0.055744 | 455.4494 | 0.018781 | 0.00093903 | 0.66731 | 369 | 0.66731 | 0 | 369
111000139 | 11 | Technical Study to Enhance Great Springs Project Regional Flood Mitigation | The study will assess and quantify the flood mitigation impacts of an additional 50,000 acres of land conservation and trail development and identify possible modifications of open space and trail features to enhance flood mitigation. | 250000 | No | 0 | 0 | 382 | 0.20456 | 0.030684 | 294 | 0.20824 | 0.020824 | 802 | 0.082105 | 0.012316 | 3 | 0.12864 | 0.025729 | 44 | 2.5331 | 0.50662 | 0 | 0 | 0 | 18.5364 | 0.24372 | 0.024372 | 6858.2217 | 0.2828 | 0.01414 | 0.63469 | 381 | 0.63469 | 0 | 381
061000223 | 6 | City of Baytown Master Drainage Plan | Study to develop Master Drainage Plan using future and existing land use and flood/storm water drainage needs including Atlas 14 rainfall. | 520000 | Yes | 100 | 0 | 1185 | 0.63456 | 0.095184 | 975 | 0.6906 | 0.06906 | 8063 | 0.82545 | 0.12382 | 36 | 1.5437 | 0.30875 | 1 | 0.057571 | 0.011514 | 1 | 0.010514 | 0.00052571 | 50.1909 | 0.65992 | 0.065992 | 78.8324 | 0.0032507 | 0.00016253 | 0.675 | 364 | 0.675 | 0 | 364
031000198 | 3 | FM 661 at Mountain Creek (Future with Development) | Study update - Channel Improvements; Estimated construction cost of $7,750,000 | 388000 | No | 0 | 0 | 224 | 0.11995 | 0.017993 | 185 | 0.13104 | 0.013104 | 451 | 0.046171 | 0.0069257 | 1 | 0.042882 | 0.0085763 | 48 | 2.7634 | 0.55268 | 0 | 0 | 0 | 7.1561 | 0.094089 | 0.0094089 | 3239.75 | 0.13359 | 0.0066796 | 0.61536 | 389 | 0.61536 | 0 | 389
051000002 | 5 | Angelina County Update Flood Hazard Mapping | Complete a detailed study within the county extent to delineate an updated flood hazard area, which can be used for regulatory purposes. | 3900000 | Yes | 100 | 0 | 1201 | 0.64313 | 0.096469 | 750 | 0.53123 | 0.053123 | 8420 | 0.862 | 0.1293 | 11 | 0.4717 | 0.09434 | 19 | 1.0938 | 0.21877 | 19 | 0.19977 | 0.0099884 | 66.3665 | 0.8726 | 0.08726 | 165.3615 | 0.0068188 | 0.00034094 | 0.68959 | 359 | 0.68959 | 0 | 359
051000024 | 5 | Angelina County Master Drainage Plan | Perform H&H modeling to identify and define flood risk, develop conceptual alternatives to reduce flood risk, develop OPCC for conceptual alternatives, and rank projects. Conceptual alternatives should evaluate feasibility of nature based solutions. | 1700000 | Yes | 100 | 0 | 1201 | 0.64313 | 0.096469 | 750 | 0.53123 | 0.053123 | 8420 | 0.862 | 0.1293 | 11 | 0.4717 | 0.09434 | 19 | 1.0938 | 0.21877 | 19 | 0.19977 | 0.0099884 | 66.3665 | 0.8726 | 0.08726 | 165.3615 | 0.0068188 | 0.00034094 | 0.68959 | 359 | 0.68959 | 0 | 360
061000436 | 6 | Unincorporated Areas of Bacliff and San Leon Roadside Ditches & Driveway Culverts Improvements | Further study of this unfunded CDBG-MIT project consists of various areas of roadside ditch and driveway culvert improvements in Bacliff and San Leon. | 30000 | No | 0 | 0 | 3337 | 1.7869 | 0.26804 | 2777 | 1.967 | 0.1967 | 5906 | 0.60463 | 0.090694 | 5 | 0.21441 | 0.042882 | 0 | 0 | 0 | 0 | 0 | 0 | 50.3564 | 0.6621 | 0.06621 | 48.6221 | 0.002005 | 0.00010025 | 0.66462 | 370 | 0.66462 | 0 | 370
141000025 | 14 | Develop Supplemental Watershed Plans for flood control dams protecting Ozona | Assess & evaluate rehabilitation improvements for NRCS dam identified by TCEQ as "Hydraulically Inadequate". Define upgrades of dam in Supplemental Watershed Plans for Johnsons Draw SCS Site 7 Dam. | 1456000 | Yes | 100 | 0 | 944 | 0.5055 | 0.075826 | 661 | 0.46819 | 0.046819 | 1599 | 0.1637 | 0.024555 | 4 | 0.17153 | 0.034305 | 29 | 1.6695 | 0.33391 | 144 | 1.514 | 0.075702 | 19.7644 | 0.25987 | 0.025987 | 1.8605 | 7.6717e-05 | 3.8358e-06 | 0.61711 | 385 | 0.61711 | 0 | 385
111000145 | 11 | Kendall County Guadalupe River Model Study | Study to complete an HH model for all of the Guadalupe River within Kendall County. | 250000 | No | 0 | 0 | 1374 | 0.73577 | 0.11036 | 716 | 0.50715 | 0.050715 | 1964 | 0.20107 | 0.03016 | 3 | 0.12864 | 0.025729 | 28 | 1.612 | 0.32239 | 0 | 0 | 0 | 44.3776 | 0.58349 | 0.058349 | 24197.6504 | 0.9978 | 0.04989 | 0.6476 | 375 | 0.6476 | 0 | 375
111000146 | 11 | Kendall County Stream Gauges and Flood Hazard Beacons | Study to evaluate locations for stream gauges and flood hazard beacons. | 150000 | No | 0 | 0 | 1374 | 0.73577 | 0.11036 | 716 | 0.50715 | 0.050715 | 1964 | 0.20107 | 0.03016 | 3 | 0.12864 | 0.025729 | 28 | 1.612 | 0.32239 | 0 | 0 | 0 | 44.3776 | 0.58349 | 0.058349 | 24197.6504 | 0.9978 | 0.04989 | 0.6476 | 375 | 0.6476 | 0 | 376
071000022 | 7 | Hockley County Update FEMA Mapping | Update existing FEMA mapping | 987000 | No | 0 | 0 | 1771 | 0.94836 | 0.14225 | 1270 | 0.89955 | 0.089955 | 5273 | 0.53983 | 0.080974 | 5 | 0.21441 | 0.042882 | 9 | 0.51813 | 0.10363 | 0 | 0 | 0 | 625.7158 | 8.227 | 0.8227 | 60113.3281 | 2.4788 | 0.12394 | 1.4063 | 205 | 1.4063 | 0 | 205
071000099 | 7 | Hockley County GIS Development | Develop a GIS inventory of stormwater infrastructure | 100000 | No | 0 | 0 | 1771 | 0.94836 | 0.14225 | 1270 | 0.89955 | 0.089955 | 5273 | 0.53983 | 0.080974 | 5 | 0.21441 | 0.042882 | 9 | 0.51813 | 0.10363 | 0 | 0 | 0 | 625.7158 | 8.227 | 0.8227 | 60113.3281 | 2.4788 | 0.12394 | 1.4063 | 205 | 1.4063 | 0 | 206
071000167 | 7 | Hockley County DCM | Consider stormwater criteria for infrastructure and floodplain ordinances to avoid new exposure to flood hazards. | 100000 | No | 0 | 0 | 1771 | 0.94836 | 0.14225 | 1270 | 0.89955 | 0.089955 | 5273 | 0.53983 | 0.080974 | 5 | 0.21441 | 0.042882 | 9 | 0.51813 | 0.10363 | 0 | 0 | 0 | 625.7158 | 8.227 | 0.8227 | 60113.3281 | 2.4788 | 0.12394 | 1.4063 | 205 | 1.4063 | 0 | 207
061000244 | 6 | City of Hitchcock Master Drainage Plan | Study to develop Master Drainage Plan using future and existing land use and flood/storm water drainage needs including Atlas 14 rainfall. | 720000 | Yes | 100 | 0 | 2655 | 1.4217 | 0.21326 | 2270 | 1.6079 | 0.16079 | 6415 | 0.65674 | 0.098511 | 12 | 0.51458 | 0.10292 | 0 | 0 | 0 | 0 | 0 | 0 | 72.5136 | 0.95342 | 0.095342 | 884.17 | 0.036459 | 0.001823 | 0.67264 | 365 | 0.67264 | 0 | 365
111000119 | 11 | Hunts ISD Storm Drainage Infrastructure Project Planning | Project planning to construct new storm drainage infrastructure to reduce the potential impacts of future flood events. | 100000 | No | 0 | 0 | 629 | 0.33682 | 0.050524 | 283 | 0.20045 | 0.020045 | 744 | 0.076167 | 0.011425 | 1 | 0.042882 | 0.0085763 | 41 | 2.3604 | 0.47208 | 0 | 0 | 0 | 25.8727 | 0.34018 | 0.034018 | 5502.313 | 0.22689 | 0.011345 | 0.60801 | 390 | 0.60801 | 0 | 390
031000030 | 3 | San Jacinto County FEMA Mapping | Create FEMA mapping in previously unmapped areas and update existing FEMA maps as needed. | 907000 | No | 0 | 0 | 2637 | 1.4121 | 0.21181 | 2505 | 1.7743 | 0.17743 | 3161 | 0.32361 | 0.048541 | 13 | 0.55746 | 0.11149 | 0 | 0 | 0 | 0 | 0 | 0 | 82.5285 | 1.0851 | 0.10851 | 11298.6602 | 0.46591 | 0.023295 | 0.68108 | 361 | 0.68108 | 0 | 361
031000090 | 3 | San Jacinto DMP | Evaluate County and Identify future projects. | 500000 | No | 0 | 0 | 2637 | 1.4121 | 0.21181 | 2505 | 1.7743 | 0.17743 | 3161 | 0.32361 | 0.048541 | 13 | 0.55746 | 0.11149 | 0 | 0 | 0 | 0 | 0 | 0 | 82.5285 | 1.0851 | 0.10851 | 11298.6602 | 0.46591 | 0.023295 | 0.68108 | 361 | 0.68108 | 0 | 362
031000162 | 3 | San Jacinto County Drainage and Conveyance Capacity Improvements | Evaluate alternatives to improve drainage and conveyance capacity for Big Creek. | 250000 | No | 0 | 0 | 2637 | 1.4121 | 0.21181 | 2505 | 1.7743 | 0.17743 | 3161 | 0.32361 | 0.048541 | 13 | 0.55746 | 0.11149 | 0 | 0 | 0 | 0 | 0 | 0 | 82.5285 | 1.0851 | 0.10851 | 11298.6602 | 0.46591 | 0.023295 | 0.68108 | 361 | 0.68108 | 0 | 363
011000014 | 1 | Oldham County FIS | Perform flood insurance study for the county and develop regulatory mapping | 1447000 | No | 0 | 0 | 25 | 0.013387 | 0.0020081 | 0 | 0 | 0 | 57 | 0.0058354 | 0.00087531 | 1 | 0.042882 | 0.0085763 | 30 | 1.7271 | 0.34542 | 30 | 0.31542 | 0.015771 | 9.3896 | 0.12346 | 0.012346 | 95133.5547 | 3.9229 | 0.19614 | 0.58114 | 397 | 0.58114 | 0 | 397
151000085 | 15 | Kinney County | Develop Flood risk maps for the county of Kinney and develop CIP | 250000 | Yes | 100 | 0 | 0 | 0 | 0 | 420 | 0.29749 | 0.029749 | 803 | 0.082207 | 0.012331 | 2 | 0.085763 | 0.017153 | 44 | 2.5331 | 0.50662 | 0 | 0 | 0 | 193.156 | 2.5397 | 0.25397 | 0 | 0 | 0 | 0.81982 | 324 | 0.81982 | 0 | 324
061000407 | 6 | Luce Bayou (Z100-00-00-P026) Bypass Channel | Study to develop a Benefit Cost Analysis needed for this project to become a FMP. Construction of channel bypass to provide Luce main stem upstream and local overland flooding relief. | 30000 | No | 0 | 0 | 1939 | 1.0383 | 0.15575 | 1465 | 1.0377 | 0.10377 | 5763 | 0.58999 | 0.088498 | 25 | 1.072 | 0.21441 | 0 | 0 | 0 | 0 | 0 | 0 | 39.7733 | 0.52295 | 0.052295 | 1122.3877 | 0.046282 | 0.0023141 | 0.61703 | 386 | 0.61703 | 0 | 386
061000412 | 6 | Luce Bayou (Z100-00-00-P026) Channelization | Study to develop a Benefit Cost Analysis needed for this project to become a FMP. Construction of channel improvements along Luce main stem. | 30000 | No | 0 | 0 | 1939 | 1.0383 | 0.15575 | 1465 | 1.0377 | 0.10377 | 5763 | 0.58999 | 0.088498 | 25 | 1.072 | 0.21441 | 0 | 0 | 0 | 0 | 0 | 0 | 39.7733 | 0.52295 | 0.052295 | 1122.3877 | 0.046282 | 0.0023141 | 0.61703 | 386 | 0.61703 | 0 | 387
061000413 | 6 | Luce Bayou (Z100-00-00-P026) Upstream Detention | Study to develop a Benefit Cost Analysis needed for this project to become a FMP. Construction of regional detention upstream of Luce Bayou, including acquiring open land north of Harris County. | 30000 | No | 0 | 0 | 1939 | 1.0383 | 0.15575 | 1465 | 1.0377 | 0.10377 | 5763 | 0.58999 | 0.088498 | 25 | 1.072 | 0.21441 | 0 | 0 | 0 | 0 | 0 | 0 | 39.7733 | 0.52295 | 0.052295 | 1122.3877 | 0.046282 | 0.0023141 | 0.61703 | 386 | 0.61703 | 0 | 388
061000168 | 6 | San Jacinto Watershed and Tributary Barrier and Flood Mitigation - East County Project | Planning, H&H studies, design, environmental review, and barrier removal for the 98.6 miles of the San Jacinto Watershed and Tributary Barrier and Flood Mitigation-East County project area. | 1160000 | No | 0 | 0 | 3499 | 1.8737 | 0.28105 | 2371 | 1.6794 | 0.16794 | 4867 | 0.49826 | 0.074739 | 3 | 0.12864 | 0.025729 | 1 | 0.057571 | 0.011514 | 1 | 0.010514 | 0.00052571 | 101.7907 | 1.3384 | 0.13384 | 70.6311 | 0.0029125 | 0.00014563 | 0.69548 | 354 | 0.69548 | 0 | 354
111000116 | 11 | Hays County Southeastern Property Acquisition Project Planning | Project planning for property acquisition project to mitigate repetitive loss flooding where drainage projects were analyzed and deemed ineffective for cost/ benefit reasons in southeastern Hays County. | 800000 | No | 0 | 0 | 1420 | 0.7604 | 0.11406 | 1067 | 0.75576 | 0.075576 | 6688 | 0.68469 | 0.1027 | 12 | 0.51458 | 0.10292 | 14 | 0.80599 | 0.1612 | 0 | 0 | 0 | 25.0836 | 0.3298 | 0.03298 | 1058.0074 | 0.043627 | 0.0021814 | 0.59161 | 396 | 0.59161 | 0 | 396
011000082 | 1 | Amarillo City Drainage Master Plan | Perform H&H modeling, develop conceptual alternatives and OPCC, and rank projects. Update existing drainage mater plan. | 1000000 | No | 0 | 0 | 1703 | 0.91194 | 0.13679 | 1382 | 0.97888 | 0.097888 | 12344 | 1.2637 | 0.18956 | 7 | 0.30017 | 0.060034 | 6 | 0.34542 | 0.069085 | 6 | 0.063085 | 0.0031542 | 102.8803 | 1.3527 | 0.13527 | 212.7554 | 0.0087731 | 0.00043865 | 0.69222 | 356 | 0.69222 | 0 | 356
011000172 | 1 | Pump Station Rehab (City of Amarillo) | Evaluate six current pump stations to identify improvements; selected based on stakeholder feedback | 125000 | No | 0 | 0 | 1703 | 0.91194 | 0.13679 | 1382 | 0.97888 | 0.097888 | 12344 | 1.2637 | 0.18956 | 7 | 0.30017 | 0.060034 | 6 | 0.34542 | 0.069085 | 6 | 0.063085 | 0.0031542 | 102.8803 | 1.3527 | 0.13527 | 212.7554 | 0.0087731 | 0.00043865 | 0.69222 | 356 | 0.69222 | 0 | 357
011000173 | 1 | Convert Playa ASAPP Models into ICPR (City of Amarillo) | Create Streamline Technologies ICPR Version 4 model of Amarillo Playas in order to more easily update and use models | 500000 | No | 0 | 0 | 1703 | 0.91194 | 0.13679 | 1382 | 0.97888 | 0.097888 | 12344 | 1.2637 | 0.18956 | 7 | 0.30017 | 0.060034 | 6 | 0.34542 | 0.069085 | 6 | 0.063085 | 0.0031542 | 102.8803 | 1.3527 | 0.13527 | 212.7554 | 0.0087731 | 0.00043865 | 0.69222 | 356 | 0.69222 | 0 | 358
031000167 | 3 | Lower Hardisty Storm Drain Improvements | Evaluate alternatives for storm drain improvements | 125000 | No | 0 | 0 | 933 | 0.49961 | 0.074942 | 825 | 0.58435 | 0.058435 | 4781 | 0.48946 | 0.073418 | 6 | 0.25729 | 0.051458 | 25 | 1.4393 | 0.28785 | 0 | 0 | 0 | 20.7313 | 0.27258 | 0.027258 | 36.857 | 0.0015198 | 7.5991e-05 | 0.57344 | 399 | 0.57344 | 0 | 399
091000046 | 9 | Howard County GIS Development | Develop a GIS inventory of stormwater infrastructure | 100000 | No | 0 | 0 | 1372 | 0.7347 | 0.1102 | 662 | 0.4689 | 0.04689 | 4038 | 0.41339 | 0.062009 | 2 | 0.085763 | 0.017153 | 20 | 1.1514 | 0.23028 | 0 | 0 | 0 | 196.1177 | 2.5786 | 0.25786 | 37027.9258 | 1.5269 | 0.076343 | 0.80074 | 332 | 0.80074 | 0 | 332
091000045 | 9 | Howard County DMP | Create Drainage Master Plan, including evaluation of potential mitigation projects. | 500000 | No | 0 | 0 | 1372 | 0.7347 | 0.1102 | 662 | 0.4689 | 0.04689 | 4038 | 0.41339 | 0.062009 | 2 | 0.085763 | 0.017153 | 20 | 1.1514 | 0.23028 | 0 | 0 | 0 | 196.1177 | 2.5786 | 0.25786 | 37027.9258 | 1.5269 | 0.076343 | 0.80074 | 332 | 0.80074 | 0 | 333
091000047 | 9 | Howard County FEMA Mapping | Update existing FEMA Mapping | 896000 | No | 0 | 0 | 1372 | 0.7347 | 0.1102 | 662 | 0.4689 | 0.04689 | 4038 | 0.41339 | 0.062009 | 2 | 0.085763 | 0.017153 | 20 | 1.1514 | 0.23028 | 0 | 0 | 0 | 196.1177 | 2.5786 | 0.25786 | 37027.9258 | 1.5269 | 0.076343 | 0.80074 | 332 | 0.80074 | 0 | 334
101000204 | 10 | Shoal Creek - Nueces St Flood Risk Reduction Project Project Planning | Project planning for project which includes the construction of approximately 15,980 linear feet of upgraded storm drain pipe and numerous new storm drain inlets throughout the area. Develop technical data required for FMP. | 100000 | No | 0 | 0 | 653 | 0.34968 | 0.052451 | 464 | 0.32865 | 0.032865 | 19198 | 1.9654 | 0.29481 | 1 | 0.042882 | 0.0085763 | 12 | 0.69085 | 0.13817 | 0 | 0 | 0 | 13.9595 | 0.18354 | 0.018354 | 51.6729 | 0.0021308 | 0.00010654 | 0.54533 | 405 | 0.54533 | 0 | 405
061000283 | 6 | City of South Houston Master Drainage Plan | Study to develop Master Drainage Plan using future and existing land use and flood/storm water drainage needs including Atlas 14 rainfall. | 210000 | Yes | 100 | 0 | 1422 | 0.76147 | 0.11422 | 945 | 0.66935 | 0.066935 | 9644 | 0.98731 | 0.1481 | 22 | 0.9434 | 0.18868 | 0 | 0 | 0 | 0 | 0 | 0 | 19.3527 | 0.25445 | 0.025445 | 0 | 0 | 0 | 0.54338 | 406 | 0.54338 | 0 | 406
031000275 | 3 | Houston County Lake Dam Emergency Action Plan | Develop Emergency Action Plan for Houston County Lake Dam | 1000000 | No | 0 | 0 | 737 | 0.39466 | 0.059199 | 440 | 0.31165 | 0.031165 | 711 | 0.072789 | 0.010918 | 5 | 0.21441 | 0.042882 | 18 | 1.0363 | 0.20725 | 0 | 0 | 0 | 110.1064 | 1.4477 | 0.14477 | 79761.3438 | 3.289 | 0.16445 | 0.66064 | 371 | 0.66064 | 0 | 371
031000033 | 3 | Walker County FEMA Mapping | Create FEMA mapping in previously unmapped areas and update existing FEMA maps as needed. | 1276000 | No | 0 | 0 | 1654 | 0.8857 | 0.13286 | 1480 | 1.0483 | 0.10483 | 4303 | 0.44052 | 0.066078 | 11 | 0.4717 | 0.09434 | 5 | 0.28785 | 0.057571 | 0 | 0 | 0 | 58.5924 | 0.77038 | 0.077038 | 28691.2695 | 1.1831 | 0.059155 | 0.59187 | 395 | 0.59187 | 0 | 395
021000062 | 2 | North Sulphur River Channel Stability and Flooding Study | Channel stability along North Sulphur River and Highway 24 | 950000 | No | 0 | 0 | 915 | 0.48998 | 0.073496 | 625 | 0.44269 | 0.044269 | 3150 | 0.32248 | 0.048372 | 19 | 0.81475 | 0.16295 | 10 | 0.57571 | 0.11514 | 0 | 0 | 0 | 84.6813 | 1.1134 | 0.11134 | 31562.7832 | 1.3015 | 0.065075 | 0.62065 | 382 | 0.62065 | 0 | 382
131000126 | 13 | Beeville City-wide Drainage Study | Beeville City-wide Drainage Study | 250000 | Yes | 100 | 0 | 671 | 0.35932 | 0.053897 | 477 | 0.33786 | 0.033786 | 2931 | 0.30006 | 0.045009 | 18 | 0.77187 | 0.15437 | 13 | 0.74842 | 0.14968 | 136 | 1.4299 | 0.071496 | 13.4281 | 0.17656 | 0.017656 | 13.6893 | 0.00056448 | 2.8224e-05 | 0.52593 | 414 | 0.52593 | 0 | 414
011000055 | 1 | Hall County Drainage Master Plan | Perform H&H modeling, develop conceptual alternatives and OPCC, and rank projects; selected based on HMAPs | 500000 | No | 0 | 0 | 66 | 0.035343 | 0.0053014 | 11 | 0.0077914 | 0.00077914 | 63 | 0.0064496 | 0.00096745 | 5 | 0.21441 | 0.042882 | 22 | 1.2666 | 0.25331 | 22 | 0.23131 | 0.011566 | 73.7614 | 0.96983 | 0.096983 | 90608.1641 | 3.7363 | 0.18681 | 0.5986 | 393 | 0.5986 | 0 | 393
011000021 | 1 | Hall County FIS | Perform flood insurance study for the county and develop regulatory mapping | 892000 | No | 0 | 0 | 66 | 0.035343 | 0.0053014 | 11 | 0.0077914 | 0.00077914 | 63 | 0.0064496 | 0.00096745 | 5 | 0.21441 | 0.042882 | 22 | 1.2666 | 0.25331 | 22 | 0.23131 | 0.011566 | 73.7614 | 0.96983 | 0.096983 | 90608.1641 | 3.7363 | 0.18681 | 0.5986 | 393 | 0.5986 | 0 | 394
101000105 | 10 | Update and Maintain Emergency Management Plan | Update and Maintain Emergency Management Plan | 25000 | No | 0 | 0 | 294 | 0.15743 | 0.023615 | 181 | 0.1282 | 0.01282 | 592 | 0.060606 | 0.0090909 | 0 | 0 | 0 | 35 | 2.015 | 0.40299 | 0 | 0 | 0 | 5.9332 | 0.07801 | 0.007801 | 25477.8145 | 1.0506 | 0.05253 | 0.50885 | 428 | 0.50885 | 0 | 428
101000106 | 10 | Various Locations - Upgrade Low Water Crossings | Various Locations - Upgrade Low Water Crossings | 100000 | No | 0 | 0 | 294 | 0.15743 | 0.023615 | 181 | 0.1282 | 0.01282 | 592 | 0.060606 | 0.0090909 | 0 | 0 | 0 | 35 | 2.015 | 0.40299 | 0 | 0 | 0 | 5.9332 | 0.07801 | 0.007801 | 25477.8145 | 1.0506 | 0.05253 | 0.50885 | 428 | 0.50885 | 0 | 429
141000033 | 14 | Develop city-wide drainage study and stormwater master plan for City of Socorro | Develop city-wide drainage study and stormwater master plan for Socorro. Develop detailed H&H models and floodplain maps. Evaluate FMP alternatives. | 73000 | No | 0 | 0 | 2578 | 1.3805 | 0.20707 | 2267 | 1.6057 | 0.16057 | 7825 | 0.80109 | 0.12016 | 0 | 0 | 0 | 0 | 0 | 0 | 0 | 0 | 0 | 43.7321 | 0.575 | 0.0575 | 3083.54 | 0.12715 | 0.0063576 | 0.55167 | 404 | 0.55167 | 0 | 404
031000273 | 3 | City of Plano DMP | Evaluate alternatives for citywide drainage improvements for areas with history of flooding. | 250000 | No | 0 | 0 | 381 | 0.20402 | 0.030603 | 326 | 0.23091 | 0.023091 | 5528 | 0.56593 | 0.08489 | 9 | 0.38593 | 0.077187 | 24 | 1.3817 | 0.27634 | 0 | 0 | 0 | 18.4384 | 0.24243 | 0.024243 | 695.4033 | 0.028675 | 0.0014338 | 0.51779 | 417 | 0.51779 | 0 | 417
151000124 | 15 | Val Verde County | Develop Flood risk maps for the county of Val Verde and develop CIP | 500000 | Yes | 100 | 0 | 0 | 0 | 0 | 1387 | 0.98242 | 0.098242 | 5620 | 0.57535 | 0.086302 | 2 | 0.085763 | 0.017153 | 25 | 1.4393 | 0.28785 | 0 | 0 | 0 | 121.385 | 1.596 | 0.1596 | 0 | 0 | 0 | 0.64915 | 373 | 0.64915 | 0 | 373
131000037 | 13 | City of Alice & Jim Wells County Multi-Hazard Mitigation Plan - Construct Storm Drainage Infrastructure (City of Alice) | This action proposes constructing new storm drainage infrastructure to reduce the potential impacts of future flood events. | 159000 | Yes | 100 | 0 | 893 | 0.47819 | 0.071729 | 572 | 0.40515 | 0.040515 | 6681 | 0.68397 | 0.1026 | 8 | 0.34305 | 0.068611 | 4 | 0.23028 | 0.046056 | 296 | 3.1122 | 0.15561 | 19.2977 | 0.25373 | 0.025373 | 131.8397 | 0.0054365 | 0.00027182 | 0.51076 | 420 | 0.51076 | 0 | 420
131000039 | 13 | City of Alice & Jim Wells County Multi-Hazard Mitigation Plan - Conduct Dam / Levee Failure Studies (City of Alice) | The City of Alice will work with local dam / levee owners to conduct relevant studies to identify peak flow rates and expected inundations in the event of local dam failures | 106000 | Yes | 100 | 0 | 893 | 0.47819 | 0.071729 | 572 | 0.40515 | 0.040515 | 6681 | 0.68397 | 0.1026 | 8 | 0.34305 | 0.068611 | 4 | 0.23028 | 0.046056 | 296 | 3.1122 | 0.15561 | 19.2977 | 0.25373 | 0.025373 | 131.8397 | 0.0054365 | 0.00027182 | 0.51076 | 420 | 0.51076 | 0 | 421
131000040 | 13 | City of Alice & Jim Wells County Multi-Hazard Mitigation Plan - Construct New Levees and Improve Existing System | This action proposes constructing new levees and improving existing ones to reduce the potential impacts of future flood events by reducing the likelihood of levee failure. | 159000 | Yes | 100 | 0 | 893 | 0.47819 | 0.071729 | 572 | 0.40515 | 0.040515 | 6681 | 0.68397 | 0.1026 | 8 | 0.34305 | 0.068611 | 4 | 0.23028 | 0.046056 | 296 | 3.1122 | 0.15561 | 19.2977 | 0.25373 | 0.025373 | 131.8397 | 0.0054365 | 0.00027182 | 0.51076 | 420 | 0.51076 | 0 | 422
121000114 | 12 | Low Water Crossing Upgrades | Prioritize low water crossings within Karnes County and upgrade with higher level of flood protection, warnings, and signage | 305000 | No | 0 | 0 | 340 | 0.18207 | 0.02731 | 161 | 0.11404 | 0.011404 | 422 | 0.043202 | 0.0064804 | 0 | 0 | 0 | 0 | 0 | 0 | 757 | 7.9592 | 0.39796 | 58.8 | 0.77311 | 0.077311 | 16557.1992 | 0.68274 | 0.034137 | 0.5546 | 401 | 0.5546 | 0 | 401
121000115 | 12 | Early warning flood systems | Conduct feasibility analysis for need and location for placement and installation of an early warning system. Install early warning systems for non incorporated communities | 150000 | No | 0 | 0 | 340 | 0.18207 | 0.02731 | 161 | 0.11404 | 0.011404 | 422 | 0.043202 | 0.0064804 | 0 | 0 | 0 | 0 | 0 | 0 | 757 | 7.9592 | 0.39796 | 58.8 | 0.77311 | 0.077311 | 16557.1992 | 0.68274 | 0.034137 | 0.5546 | 401 | 0.5546 | 0 | 402
121000160 | 12 | Update flood information and policies | Study to compile information on residential property in flood zones, establish a volunteer acquisition / elevation program based on FEMA protocol in association with SARA studies, and review permitting process based on the 100-year flood event | 100000 | Yes | 100 | 0 | 340 | 0.18207 | 0.02731 | 161 | 0.11404 | 0.011404 | 422 | 0.043202 | 0.0064804 | 0 | 0 | 0 | 0 | 0 | 0 | 757 | 7.9592 | 0.39796 | 58.8 | 0.77311 | 0.077311 | 16557.1992 | 0.68274 | 0.034137 | 0.5546 | 401 | 0.5546 | 0 | 403
141000008 | 14 | Sediment Control at Alamito and Terneros Creek | Design sediment control structures on Alamito Creek and Terneros Creek upstream of confluence with the Rio Grande to reduce sediment in the Rio Grande and reduce USIBWC maintenance burden. | 111000 | No | 0 | 0 | 444 | 0.23776 | 0.035664 | 173 | 0.12254 | 0.012254 | 1599 | 0.1637 | 0.024555 | 0 | 0 | 0 | 24 | 1.3817 | 0.27634 | 132 | 1.3879 | 0.069393 | 46.9575 | 0.61741 | 0.061741 | 28207.5996 | 1.1632 | 0.058158 | 0.5381 | 411 | 0.5381 | 0 | 411
051000064 | 5 | City of Lufkin Detention Pond Construction and Improvements | Evaluate project to quantify benefits, evaluate impacts, and begin design for a retention pond behind Inez Timms property. Increase holding capacity of existing retention ponds throughout the city. | 82500 | Yes | 100 | 0 | 969 | 0.51889 | 0.077834 | 619 | 0.43844 | 0.043844 | 7640 | 0.78215 | 0.11732 | 5 | 0.21441 | 0.042882 | 16 | 0.92113 | 0.18423 | 16 | 0.16823 | 0.0084113 | 34.0212 | 0.44732 | 0.044732 | 37.2525 | 0.0015361 | 7.6806e-05 | 0.51933 | 416 | 0.51933 | 0 | 416
031000169 | 3 | Calloway Branch Erosion Control Study | Evaluate erosion control measures in Calloway Branch to eliminate erosion of stream bank. | 50000 | No | 0 | 0 | 584 | 0.31273 | 0.046909 | 531 | 0.37611 | 0.037611 | 3457 | 0.35391 | 0.053087 | 5 | 0.21441 | 0.042882 | 25 | 1.4393 | 0.28785 | 0 | 0 | 0 | 21.5639 | 0.28353 | 0.028353 | 335.1591 | 0.01382 | 0.00069102 | 0.49738 | 430 | 0.49738 | 0 | 430
031000177 | 3 | TRE & SH-10 Culvert Improvements | Valley View watershed; Estimated construction cost of $750,000; from 2017 study | 250000 | No | 0 | 0 | 584 | 0.31273 | 0.046909 | 531 | 0.37611 | 0.037611 | 3457 | 0.35391 | 0.053087 | 5 | 0.21441 | 0.042882 | 25 | 1.4393 | 0.28785 | 0 | 0 | 0 | 21.5639 | 0.28353 | 0.028353 | 335.1591 | 0.01382 | 0.00069102 | 0.49738 | 430 | 0.49738 | 0 | 431
031000178 | 3 | Pipeline Road Bridge Improvement | Walker watershed; Estimated construction cost of $1,700,000; from 2020 study | 250000 | No | 0 | 0 | 584 | 0.31273 | 0.046909 | 531 | 0.37611 | 0.037611 | 3457 | 0.35391 | 0.053087 | 5 | 0.21441 | 0.042882 | 25 | 1.4393 | 0.28785 | 0 | 0 | 0 | 21.5639 | 0.28353 | 0.028353 | 335.1591 | 0.01382 | 0.00069102 | 0.49738 | 430 | 0.49738 | 0 | 432
071000013 | 7 | Lamb County Initial FEMA Mapping | Create FEMA Mapping in previously unmapped areas | 890000 | No | 0 | 0 | 438 | 0.23455 | 0.035182 | 208 | 0.14733 | 0.014733 | 932 | 0.095414 | 0.014312 | 3 | 0.12864 | 0.025729 | 24 | 1.3817 | 0.27634 | 0 | 0 | 0 | 612.3271 | 8.051 | 0.8051 | 46012.8164 | 1.8974 | 0.094868 | 1.2663 | 220 | 1.2663 | 0 | 220
071000065 | 7 | Lamb County DMP | Evaluate county to identify future projects, analyze roads/stream crossing for emergency response vehicles to high hazard areas | 500000 | No | 0 | 0 | 438 | 0.23455 | 0.035182 | 208 | 0.14733 | 0.014733 | 932 | 0.095414 | 0.014312 | 3 | 0.12864 | 0.025729 | 24 | 1.3817 | 0.27634 | 0 | 0 | 0 | 612.3271 | 8.051 | 0.8051 | 46012.8164 | 1.8974 | 0.094868 | 1.2663 | 220 | 1.2663 | 0 | 221
071000103 | 7 | Lamb County GIS Development | Develop a GIS inventory of stormwater infrastructure | 100000 | No | 0 | 0 | 438 | 0.23455 | 0.035182 | 208 | 0.14733 | 0.014733 | 932 | 0.095414 | 0.014312 | 3 | 0.12864 | 0.025729 | 24 | 1.3817 | 0.27634 | 0 | 0 | 0 | 612.3271 | 8.051 | 0.8051 | 46012.8164 | 1.8974 | 0.094868 | 1.2663 | 220 | 1.2663 | 0 | 222
071000176 | 7 | Lamb County DCM | Consider stormwater criteria for infrastructure and floodplain ordinances to avoid new exposure to flood hazards. | 100000 | No | 0 | 0 | 438 | 0.23455 | 0.035182 | 208 | 0.14733 | 0.014733 | 932 | 0.095414 | 0.014312 | 3 | 0.12864 | 0.025729 | 24 | 1.3817 | 0.27634 | 0 | 0 | 0 | 612.3271 | 8.051 | 0.8051 | 46012.8164 | 1.8974 | 0.094868 | 1.2663 | 220 | 1.2663 | 0 | 223
041000025 | 4 | Longview Drainage Master Plan | Perform study of existing culverts and drainage capabilities in town. Identify upgrades to drainage infrastructure capacity where needed. | 1100000 | Yes | 100 | 0 | 1379 | 0.73844 | 0.11077 | 1024 | 0.7253 | 0.07253 | 12707 | 1.3009 | 0.19513 | 9 | 0.38593 | 0.077187 | 0 | 0 | 0 | 0 | 0 | 0 | 41.052 | 0.53976 | 0.053976 | 294.6653 | 0.012151 | 0.00060753 | 0.5102 | 423 | 0.5102 | 0 | 423
041000039 | 4 | City of Longview Critical Facilities Flood Protection Study | Ensure that critical facilities owned by the jurisdiction are protected from flood. | 85000 | Yes | 100 | 0 | 1379 | 0.73844 | 0.11077 | 1024 | 0.7253 | 0.07253 | 12707 | 1.3009 | 0.19513 | 9 | 0.38593 | 0.077187 | 0 | 0 | 0 | 0 | 0 | 0 | 41.052 | 0.53976 | 0.053976 | 294.6653 | 0.012151 | 0.00060753 | 0.5102 | 423 | 0.5102 | 0 | 424
061000082 | 6 | Stream and River Flood Program | Conduct a flood mitigation outreach program using information from the river and stream flood study to increase awareness of specific riverine flooding problems and provide guidance on mitigation in affected communities. | 20000 | No | 0 | 0 | 1067 | 0.57137 | 0.085706 | 708 | 0.50148 | 0.050148 | 2410 | 0.24672 | 0.037009 | 6 | 0.25729 | 0.051458 | 19 | 1.0938 | 0.21877 | 19 | 0.19977 | 0.0099884 | 40.9138 | 0.53794 | 0.053794 | 1357.3173 | 0.05597 | 0.0027985 | 0.50967 | 425 | 0.50967 | 0 | 425
061000129 | 6 | Waller County Flood Damage Prevention Planning | Establish watershed-based planning and studies to address flood hazards with neighborhing and constituent communities. | 1160000 | No | 0 | 0 | 1067 | 0.57137 | 0.085706 | 708 | 0.50148 | 0.050148 | 2410 | 0.24672 | 0.037009 | 6 | 0.25729 | 0.051458 | 19 | 1.0938 | 0.21877 | 19 | 0.19977 | 0.0099884 | 40.9138 | 0.53794 | 0.053794 | 1357.3173 | 0.05597 | 0.0027985 | 0.50967 | 425 | 0.50967 | 0 | 426
061000310 | 6 | Waller Flood Mapping Updates | County wide study to produce flood mappping updates including Atlas 14 rainfall. | 2300000 | Yes | 100 | 0 | 1067 | 0.57137 | 0.085706 | 708 | 0.50148 | 0.050148 | 2410 | 0.24672 | 0.037009 | 6 | 0.25729 | 0.051458 | 19 | 1.0938 | 0.21877 | 19 | 0.19977 | 0.0099884 | 40.9138 | 0.53794 | 0.053794 | 1357.3173 | 0.05597 | 0.0027985 | 0.50967 | 425 | 0.50967 | 0 | 427
041000057 | 4 | Terry Bayou Detention Ponds Study | Flood Protection Planning Study Cow Bayou & Adams Bayou Alternative | 600000 | Yes | 100 | 0 | 2444 | 1.3087 | 0.19631 | 2143 | 1.5179 | 0.15179 | 5198 | 0.53215 | 0.079822 | 0 | 0 | 0 | 1 | 0.057571 | 0.011514 | 1 | 0.010514 | 0.00052571 | 55.2852 | 0.7269 | 0.07269 | 3308.2795 | 0.13642 | 0.0068209 | 0.51947 | 415 | 0.51947 | 0 | 415
031000034 | 3 | Wise County FEMA Mapping | Create FEMA mapping in previously unmapped areas and update existing FEMA maps as needed. | 1317000 | No | 0 | 0 | 601 | 0.32183 | 0.048275 | 476 | 0.33715 | 0.033715 | 1545 | 0.15817 | 0.023725 | 11 | 0.4717 | 0.09434 | 16 | 0.92113 | 0.18423 | 0 | 0 | 0 | 99.848 | 1.3128 | 0.13128 | 29584.5098 | 1.2199 | 0.060997 | 0.57656 | 398 | 0.57656 | 0 | 398
061000266 | 6 | City of Nassau Bay Master Drainage Plan | Study to develop Master Drainage Plan using future and existing land use and flood/storm water drainage needs including Atlas 14 rainfall. | 180000 | Yes | 100 | 0 | 1022 | 0.54727 | 0.082091 | 945 | 0.66935 | 0.066935 | 7735 | 0.79187 | 0.11878 | 19 | 0.81475 | 0.16295 | 0 | 0 | 0 | 0 | 0 | 0 | 17.5247 | 0.23042 | 0.023042 | 0.50871 | 2.0977e-05 | 1.0488e-06 | 0.4538 | 474 | 0.4538 | 0 | 474
031000093 | 3 | Wise County DMP | Evaluate County and identify future projects. | 500000 | No | 0 | 0 | 492 | 0.26346 | 0.039519 | 363 | 0.25711 | 0.025711 | 1338 | 0.13698 | 0.020547 | 11 | 0.4717 | 0.09434 | 16 | 0.92113 | 0.18423 | 0 | 0 | 0 | 99.848 | 1.3128 | 0.13128 | 30832.7695 | 1.2714 | 0.06357 | 0.5592 | 400 | 0.5592 | 0 | 400
111000101 | 11 | City of Cuero Drainage Improvements Study | Study of solutions to improve drainage and stormwater system to reduce drainage and flooding issues. | 150000 | No | 0 | 0 | 1991 | 1.0662 | 0.15992 | 1533 | 1.0858 | 0.10858 | 3213 | 0.32893 | 0.04934 | 10 | 0.42882 | 0.085763 | 2 | 0.11514 | 0.023028 | 0 | 0 | 0 | 35.1633 | 0.46233 | 0.046233 | 116.2376 | 0.0047931 | 0.00023966 | 0.47311 | 451 | 0.47311 | 0 | 451
111000102 | 11 | City of Cuero City Public Service Station Project Planning | Project planning for proposed project to retrofit or floodproof City Public Service Station currently under renovation. Facility will serve as secondary location for community offices and critical utility service data and equipment | 100000 | No | 0 | 0 | 1991 | 1.0662 | 0.15992 | 1533 | 1.0858 | 0.10858 | 3213 | 0.32893 | 0.04934 | 10 | 0.42882 | 0.085763 | 2 | 0.11514 | 0.023028 | 0 | 0 | 0 | 35.1633 | 0.46233 | 0.046233 | 116.2376 | 0.0047931 | 0.00023966 | 0.47311 | 451 | 0.47311 | 0 | 452
111000104 | 11 | Green DeWitt County Drainage District Channel Improvements Project Planning | Project planning for proposed project to install drop basket structure and reconstruct drainage channels to control flooding and erosion. Structure will assist in stabilizing banks and holding bottoms of channel on grade | 250000 | No | 0 | 0 | 1991 | 1.0662 | 0.15992 | 1533 | 1.0858 | 0.10858 | 3213 | 0.32893 | 0.04934 | 10 | 0.42882 | 0.085763 | 2 | 0.11514 | 0.023028 | 0 | 0 | 0 | 35.1633 | 0.46233 | 0.046233 | 116.2376 | 0.0047931 | 0.00023966 | 0.47311 | 451 | 0.47311 | 0 | 453
111000143 | 11 | Dewitt County Drainage District 1 Cuero Levee Study | Feasibility study of potential levee to protect City from river flooding with risk to life/safety and catastrophic damage, as has been experienced in Cuero on numerous occasions. | 250000 | No | 0 | 0 | 1991 | 1.0662 | 0.15992 | 1533 | 1.0858 | 0.10858 | 3213 | 0.32893 | 0.04934 | 10 | 0.42882 | 0.085763 | 2 | 0.11514 | 0.023028 | 0 | 0 | 0 | 35.1633 | 0.46233 | 0.046233 | 116.2376 | 0.0047931 | 0.00023966 | 0.47311 | 451 | 0.47311 | 0 | 454
101000166 | 10 | Ave J Bridge Replacement | Replace bridge that heavily floods and was damaged during 2018 flood event. | 100000 | No | 0 | 0 | 405 | 0.21687 | 0.032531 | 233 | 0.16504 | 0.016504 | 2006 | 0.20536 | 0.030805 | 1 | 0.042882 | 0.0085763 | 29 | 1.6695 | 0.33391 | 0 | 0 | 0 | 10.6256 | 0.13971 | 0.013971 | 1984.2437 | 0.081821 | 0.0040911 | 0.44039 | 485 | 0.44039 | 0 | 485
041000006 | 4 | Van Zandt County Flood Hazard Mapping | Complete a detailed study within the county extent to delineate an updated flood hazard area, which can be used for regulatory purposes. | 2230000 | Yes | 100 | 0 | 1080 | 0.57833 | 0.08675 | 452 | 0.32015 | 0.032015 | 1954 | 0.20004 | 0.030006 | 13 | 0.55746 | 0.11149 | 9 | 0.51813 | 0.10363 | 9 | 0.094627 | 0.0047314 | 78.9742 | 1.0384 | 0.10384 | 26372.4473 | 1.0875 | 0.054374 | 0.52683 | 413 | 0.52683 | 0 | 413
051000155 | 5 | Bridge City Drainage Outfall Improvement Project | Improve and extend three major drainage ditches and extend a neighborhood outfall to reduce structural flooding in residences within the area. | 200000 | Yes | 100 | 0 | 1889 | 1.0115 | 0.15173 | 1635 | 1.1581 | 0.11581 | 5591 | 0.57238 | 0.085857 | 6 | 0.25729 | 0.051458 | 1 | 0.057571 | 0.011514 | 1 | 0.010514 | 0.00052571 | 36.4042 | 0.47865 | 0.047865 | 5.928 | 0.00024444 | 1.2222e-05 | 0.46477 | 456 | 0.46477 | 0 | 456
101000076 | 10 | Tres Palacios River | Install automated flood warning systems on Tres Palacios River | 50000 | No | 0 | 0 | 1805 | 0.96656 | 0.14498 | 1207 | 0.85492 | 0.085492 | 3840 | 0.39312 | 0.058968 | 1 | 0.042882 | 0.0085763 | 5 | 0.28785 | 0.057571 | 0 | 0 | 0 | 75.8345 | 0.99709 | 0.099709 | 28385.5879 | 1.1705 | 0.058525 | 0.51383 | 419 | 0.51383 | 0 | 419
111000069 | 11 | City of Victoria Drainage Improvement Study | Study of solutions to increase dimensions of drainage culverts in areas prone to flooding and/or drainage problems in various City locations. | 1000000 | No | 0 | 0 | 1139 | 0.60993 | 0.091489 | 933 | 0.66085 | 0.066085 | 3181 | 0.32566 | 0.048848 | 24 | 1.0292 | 0.20583 | 0 | 0 | 0 | 0 | 0 | 0 | 36.1535 | 0.47535 | 0.047535 | 110.6871 | 0.0045642 | 0.00022821 | 0.46002 | 458 | 0.46002 | 0 | 458
111000070 | 11 | City of Victoria Harden Critical Infrastructure Project Planning | Project planning to harden city buildings, critical infrastructure, and government buildings. Hardening of non-governmental facilities that have been identified as crucial in the response and recovery to/of emergencies and disasters. | 100000 | No | 0 | 0 | 1139 | 0.60993 | 0.091489 | 933 | 0.66085 | 0.066085 | 3181 | 0.32566 | 0.048848 | 24 | 1.0292 | 0.20583 | 0 | 0 | 0 | 0 | 0 | 0 | 36.1535 | 0.47535 | 0.047535 | 110.6871 | 0.0045642 | 0.00022821 | 0.46002 | 458 | 0.46002 | 0 | 459
111000071 | 11 | City of Victoria Voluntary Buyout Program Project Planning | Project planning to implement a voluntary acquisition program for repetitive flood properties. | 150000 | No | 0 | 0 | 1139 | 0.60993 | 0.091489 | 933 | 0.66085 | 0.066085 | 3181 | 0.32566 | 0.048848 | 24 | 1.0292 | 0.20583 | 0 | 0 | 0 | 0 | 0 | 0 | 36.1535 | 0.47535 | 0.047535 | 110.6871 | 0.0045642 | 0.00022821 | 0.46002 | 458 | 0.46002 | 0 | 460
111000072 | 11 | City of Victoria Flood Gate Project Planning | Project planning for proposed project to rehabilitate, repair, or replace the City of Victoria’s existing flood gates, install additional flood gates as appropriate, and construct a storm water lift station in an area to be determined by study. | 45000 | No | 0 | 0 | 1139 | 0.60993 | 0.091489 | 933 | 0.66085 | 0.066085 | 3181 | 0.32566 | 0.048848 | 24 | 1.0292 | 0.20583 | 0 | 0 | 0 | 0 | 0 | 0 | 36.1535 | 0.47535 | 0.047535 | 110.6871 | 0.0045642 | 0.00022821 | 0.46002 | 458 | 0.46002 | 0 | 461
111000073 | 11 | City of Victoria Regional Drainage Solutions Project Planning | Project planning for proposed project for five regional drainage solutions within the City: the Gardens Apartment diversion, Shenandoah ditch improvements, Anthony Road outfall improvements, Lone Tree Road outfall improvements, and Clegg Ditch outfall. | 1327962 | No | 0 | 0 | 1139 | 0.60993 | 0.091489 | 933 | 0.66085 | 0.066085 | 3181 | 0.32566 | 0.048848 | 24 | 1.0292 | 0.20583 | 0 | 0 | 0 | 0 | 0 | 0 | 36.1535 | 0.47535 | 0.047535 | 110.6871 | 0.0045642 | 0.00022821 | 0.46002 | 458 | 0.46002 | 0 | 462
111000074 | 11 | City of Victoria - Storm Sewer Improvements Project Planning | Project planning for project to replace storm sewer pipe under 18-inch diameter (29.9 miles). As a result of overland flow analysis and Storm Sewer System Level of Service Analysis, it was determined to replace all pipe less than 18-inch diameter. | 3946100 | No | 0 | 0 | 1139 | 0.60993 | 0.091489 | 933 | 0.66085 | 0.066085 | 3181 | 0.32566 | 0.048848 | 24 | 1.0292 | 0.20583 | 0 | 0 | 0 | 0 | 0 | 0 | 36.1535 | 0.47535 | 0.047535 | 110.6871 | 0.0045642 | 0.00022821 | 0.46002 | 458 | 0.46002 | 0 | 463
111000075 | 11 | City of Victoria Clean and Televise Storm Sewers Project Planning | Project planning for proposed project to clean and televise storm sewers (165.7 miles). As a result of overland flow analysis and Storm Sewer System Level of Service Analysis, it was determined to clean and televise storm sewers. | 1662106 | No | 0 | 0 | 1139 | 0.60993 | 0.091489 | 933 | 0.66085 | 0.066085 | 3181 | 0.32566 | 0.048848 | 24 | 1.0292 | 0.20583 | 0 | 0 | 0 | 0 | 0 | 0 | 36.1535 | 0.47535 | 0.047535 | 110.6871 | 0.0045642 | 0.00022821 | 0.46002 | 458 | 0.46002 | 0 | 464
111000076 | 11 | City of Victoria Regrade Priority Ditches and Driveway Culverts Project Planning | Project planning for proposed drainage improvements. As a result of a roadside ditch capacity evaluation, it was determined that 23 miles of ditch and 669 driveway culverts are negatively impacting conveyance capacity and need to be regraded. | 1165853 | No | 0 | 0 | 1139 | 0.60993 | 0.091489 | 933 | 0.66085 | 0.066085 | 3181 | 0.32566 | 0.048848 | 24 | 1.0292 | 0.20583 | 0 | 0 | 0 | 0 | 0 | 0 | 36.1535 | 0.47535 | 0.047535 | 110.6871 | 0.0045642 | 0.00022821 | 0.46002 | 458 | 0.46002 | 0 | 465
111000077 | 11 | City of Victoria Repair Channel Failures & Sediment Removal Project Planning | Project planning for proposed channel improvements. Using field visits and drone footage, it was determined to repair 33,657 sq ft of concreted lined channel, 11,829 sq ft of earthen channel, and remove 227,099 sq ft of sediment. | 276201 | No | 0 | 0 | 1139 | 0.60993 | 0.091489 | 933 | 0.66085 | 0.066085 | 3181 | 0.32566 | 0.048848 | 24 | 1.0292 | 0.20583 | 0 | 0 | 0 | 0 | 0 | 0 | 36.1535 | 0.47535 | 0.047535 | 110.6871 | 0.0045642 | 0.00022821 | 0.46002 | 458 | 0.46002 | 0 | 466
111000078 | 11 | City of Victoria Stream Restoration Study | Study to implement a stream restoration/channelization program to ensure adequate drainage/diversion of storm water, throughout various City low water crossings, streambeds, creek sheds, tributaries, and riverine areas. | 500000 | No | 0 | 0 | 1139 | 0.60993 | 0.091489 | 933 | 0.66085 | 0.066085 | 3181 | 0.32566 | 0.048848 | 24 | 1.0292 | 0.20583 | 0 | 0 | 0 | 0 | 0 | 0 | 36.1535 | 0.47535 | 0.047535 | 110.6871 | 0.0045642 | 0.00022821 | 0.46002 | 458 | 0.46002 | 0 | 467
051000045 | 5 | City of Lufkin Master Drainage Plan | Perform H&H modeling to identify and define flood risk, develop conceptual alternatives to reduce flood risk, develop OPCC for conceptual alternatives, and rank projects. Conceptual alternatives should evaluate feasibility of nature based solutions. | 1000000 | Yes | 100 | 0 | 868 | 0.46481 | 0.069721 | 552 | 0.39098 | 0.039098 | 7464 | 0.76413 | 0.11462 | 5 | 0.21441 | 0.042882 | 12 | 0.69085 | 0.13817 | 12 | 0.12617 | 0.0063085 | 23.3432 | 0.30692 | 0.030692 | 3.2341 | 0.00013336 | 6.6679e-06 | 0.4415 | 484 | 0.4415 | 0 | 484
061000089 | 6 | Update City of Friendswood Storm Surge Maps to Reflect the NWS Predictions | Study to update city storm surge maps based upon the NWS predicted storm surge and projected track for landfall. The new maps may more accurately display water depth in areas within the city. | 140000 | No | 0 | 0 | 1680 | 0.89963 | 0.13494 | 1601 | 1.134 | 0.1134 | 5467 | 0.55969 | 0.083953 | 2 | 0.085763 | 0.017153 | 5 | 0.28785 | 0.057571 | 5 | 0.052571 | 0.0026285 | 37.7204 | 0.49596 | 0.049596 | 18.3731 | 0.00075762 | 3.7881e-05 | 0.45928 | 468 | 0.45928 | 0 | 468
061000424 | 6 | City of Friendswood - Clear Creek Inline & Offline Detention - Bay Area Blvd. Phase I | This project, which includes terraces, detention, and a trail network, will reduce water surface elevations on Clear Creek within the City of Friendswood and will make the Blackhawk Wastewater Treatment Facility more resilient. | 30000 | No | 0 | 0 | 1680 | 0.89963 | 0.13494 | 1601 | 1.134 | 0.1134 | 5467 | 0.55969 | 0.083953 | 2 | 0.085763 | 0.017153 | 5 | 0.28785 | 0.057571 | 5 | 0.052571 | 0.0026285 | 37.7204 | 0.49596 | 0.049596 | 18.3731 | 0.00075762 | 3.7881e-05 | 0.45928 | 468 | 0.45928 | 0 | 469
061000142 | 6 | Shadowbend Drainage Improvements Phase 2 | Further study of component of 1993 master Drainage Plan Phase 1 to include Atlas 14 rainfall. | 950000 | No | 0 | 0 | 1680 | 0.89963 | 0.13494 | 1601 | 1.134 | 0.1134 | 5467 | 0.55969 | 0.083953 | 2 | 0.085763 | 0.017153 | 5 | 0.28785 | 0.057571 | 5 | 0.052571 | 0.0026285 | 37.7204 | 0.49596 | 0.049596 | 18.3731 | 0.00075762 | 3.7881e-05 | 0.45928 | 468 | 0.45928 | 0 | 470
061000237 | 6 | City of Friendswood Master Drainage Plan | Study to develop Master Drainage Plan using future and existing land use and flood/storm water drainage needs including Atlas 14 rainfall. | 750000 | Yes | 100 | 0 | 1680 | 0.89963 | 0.13494 | 1601 | 1.134 | 0.1134 | 5467 | 0.55969 | 0.083953 | 2 | 0.085763 | 0.017153 | 5 | 0.28785 | 0.057571 | 5 | 0.052571 | 0.0026285 | 37.7204 | 0.49596 | 0.049596 | 18.3731 | 0.00075762 | 3.7881e-05 | 0.45928 | 468 | 0.45928 | 0 | 471
101000184 | 10 | City-wide Flood Warning Systems | Implement warning systems | 250000 | No | 0 | 0 | 1901 | 1.018 | 0.1527 | 1455 | 1.0306 | 0.10306 | 6429 | 0.65817 | 0.098726 | 6 | 0.25729 | 0.051458 | 0 | 0 | 0 | 0 | 0 | 0 | 57.1004 | 0.75077 | 0.075077 | 1117.7175 | 0.04609 | 0.0023045 | 0.48332 | 445 | 0.48332 | 0 | 445
101000185 | 10 | City-wide Drainage Master Plan | Update/implement Drainage Master Plan | 250000 | No | 0 | 0 | 1901 | 1.018 | 0.1527 | 1455 | 1.0306 | 0.10306 | 6429 | 0.65817 | 0.098726 | 6 | 0.25729 | 0.051458 | 0 | 0 | 0 | 0 | 0 | 0 | 57.1004 | 0.75077 | 0.075077 | 1117.7175 | 0.04609 | 0.0023045 | 0.48332 | 445 | 0.48332 | 0 | 446
071000165 | 7 | Hale County DCM | Consider stormwater criteria for infrastructure and floodplain ordinances to avoid new exposure to flood hazards. | 100000 | No | 0 | 0 | 1318 | 0.70578 | 0.10587 | 824 | 0.58364 | 0.058364 | 3089 | 0.31624 | 0.047436 | 0 | 0 | 0 | 6 | 0.34542 | 0.069085 | 0 | 0 | 0 | 221.6094 | 2.9138 | 0.29138 | 59708.4062 | 2.4621 | 0.12311 | 0.69523 | 355 | 0.69523 | 0 | 355
011000035 | 1 | Hansford County FIS | Perform flood insurance study for the county and develop regulatory mapping | 841000 | No | 0 | 0 | 38 | 0.020349 | 0.0030523 | 5 | 0.0035415 | 0.00035415 | 44 | 0.0045045 | 0.00067568 | 9 | 0.38593 | 0.077187 | 19 | 1.0938 | 0.21877 | 19 | 0.19977 | 0.0099884 | 15.9778 | 0.21008 | 0.021008 | 44978.0625 | 1.8547 | 0.092735 | 0.42377 | 505 | 0.42377 | 0 | 505
061000174 | 6 | Carpenters Planing Study N110-00-00 Diversion to P103-00/P103-03 | Feasibility study needed to evaluate a designed interconnection to lower Greens Bayou. | 1200000 | No | 0 | 0 | 812 | 0.43482 | 0.065223 | 489 | 0.34636 | 0.034636 | 4689 | 0.48004 | 0.072006 | 24 | 1.0292 | 0.20583 | 2 | 0.11514 | 0.023028 | 2 | 0.021028 | 0.0010514 | 18.8263 | 0.24753 | 0.024753 | 96.263 | 0.0039695 | 0.00019847 | 0.42673 | 502 | 0.42673 | 0 | 502
061000464 | 6 | Carpenters Bayou (West Acres, Shadowglen & Old River Terrace Neighborhood) | Further study to develop a BCA required to elevate project to FMP. The project is to reduce flooding in the Problem Area #5 identified by the Carpenters Bayou Watershed Planning Project Report, 2021. | 30000 | No | 0 | 0 | 812 | 0.43482 | 0.065223 | 489 | 0.34636 | 0.034636 | 4689 | 0.48004 | 0.072006 | 24 | 1.0292 | 0.20583 | 2 | 0.11514 | 0.023028 | 2 | 0.021028 | 0.0010514 | 18.8263 | 0.24753 | 0.024753 | 96.263 | 0.0039695 | 0.00019847 | 0.42673 | 502 | 0.42673 | 0 | 503
141000024 | 14 | Develop Supplemental Watershed Plans for flood control dams protecting Sonora | Assess & evaluate rehabilitation improvements for 7 NRCS dams identified by TCEQ as "Hydraulically Inadequate". Define upgrades of dams in Supplemental Watershed Plans for Dry Devils & Lowry Dams 3, 4, 5, 7, 8, 10, & 12. | 1456000 | Yes | 100 | 0 | 682 | 0.36521 | 0.054781 | 419 | 0.29678 | 0.029678 | 1106 | 0.11323 | 0.016984 | 2 | 0.085763 | 0.017153 | 20 | 1.1514 | 0.23028 | 97 | 1.0199 | 0.050994 | 14.9832 | 0.197 | 0.0197 | 0.35989 | 1.484e-05 | 7.42e-07 | 0.41957 | 513 | 0.41957 | 0 | 513
071000021 | 7 | Haskell County Update FEMA Mapping | Update existing FEMA mapping | 1024000 | No | 0 | 0 | 788 | 0.42197 | 0.063295 | 294 | 0.20824 | 0.020824 | 708 | 0.072482 | 0.010872 | 1 | 0.042882 | 0.0085763 | 15 | 0.86356 | 0.17271 | 0 | 0 | 0 | 226.3879 | 2.9766 | 0.29766 | 59647.6094 | 2.4596 | 0.12298 | 0.69692 | 349 | 0.69692 | 0 | 349
071000061 | 7 | Haskell County DMP | Evaluate county to identify future projects, analyze roads/stream crossing for emergency response vehicles to high hazard areas | 500000 | No | 0 | 0 | 788 | 0.42197 | 0.063295 | 294 | 0.20824 | 0.020824 | 708 | 0.072482 | 0.010872 | 1 | 0.042882 | 0.0085763 | 15 | 0.86356 | 0.17271 | 0 | 0 | 0 | 226.3879 | 2.9766 | 0.29766 | 59647.6094 | 2.4596 | 0.12298 | 0.69692 | 349 | 0.69692 | 0 | 350
071000098 | 7 | Haskell County GIS Development | Develop a GIS inventory of stormwater infrastructure | 100000 | No | 0 | 0 | 788 | 0.42197 | 0.063295 | 294 | 0.20824 | 0.020824 | 708 | 0.072482 | 0.010872 | 1 | 0.042882 | 0.0085763 | 15 | 0.86356 | 0.17271 | 0 | 0 | 0 | 226.3879 | 2.9766 | 0.29766 | 59647.6094 | 2.4596 | 0.12298 | 0.69692 | 349 | 0.69692 | 0 | 351
071000166 | 7 | Haskell County DCM | Consider stormwater criteria for infrastructure and floodplain ordinances to avoid new exposure to flood hazards. | 100000 | No | 0 | 0 | 788 | 0.42197 | 0.063295 | 294 | 0.20824 | 0.020824 | 708 | 0.072482 | 0.010872 | 1 | 0.042882 | 0.0085763 | 15 | 0.86356 | 0.17271 | 0 | 0 | 0 | 226.3879 | 2.9766 | 0.29766 | 59647.6094 | 2.4596 | 0.12298 | 0.69692 | 349 | 0.69692 | 0 | 352
051000012 | 5 | Nacogdoches County Update Flood Hazard Mapping | Complete a detailed study within the county extent to delineate an updated flood hazard area, which can be used for regulatory purposes. | 4400000 | Yes | 100 | 0 | 585 | 0.31326 | 0.046989 | 238 | 0.16858 | 0.016858 | 5475 | 0.5605 | 0.084076 | 1 | 0.042882 | 0.0085763 | 20 | 1.1514 | 0.23028 | 20 | 0.21028 | 0.010514 | 38.3166 | 0.50379 | 0.050379 | 239.8163 | 0.0098889 | 0.00049445 | 0.44817 | 480 | 0.44817 | 0 | 480
051000033 | 5 | Nacogdoches County Master Drainage Plan | Perform H&H modeling to identify and define flood risk, develop conceptual alternatives to reduce flood risk, develop OPCC for conceptual alternatives, and rank projects. Conceptual alternatives should evaluate feasibility of nature based solutions. | 1900000 | Yes | 100 | 0 | 585 | 0.31326 | 0.046989 | 238 | 0.16858 | 0.016858 | 5475 | 0.5605 | 0.084076 | 1 | 0.042882 | 0.0085763 | 20 | 1.1514 | 0.23028 | 20 | 0.21028 | 0.010514 | 38.3166 | 0.50379 | 0.050379 | 239.8163 | 0.0098889 | 0.00049445 | 0.44817 | 480 | 0.44817 | 0 | 481
061000315 | 6 | Addicks Reservoir - Right-Of-Way Acquisition, Design and Construction of Channel Conveyance Improvements, Bypass Channel, and Detention for South Mayde Creek | Study to develop a BCA needed for this project to become a FMP. This project is part of the South Mayde Creek Plan to reduce flood risk 70+ homes & reduce the rainfall event by 340+ acres in pre-Atlas 1% rainfall event. | 30000 | No | 0 | 0 | 944 | 0.5055 | 0.075826 | 854 | 0.60489 | 0.060489 | 5217 | 0.53409 | 0.080114 | 21 | 0.90051 | 0.1801 | 0 | 0 | 0 | 0 | 0 | 0 | 15.6626 | 0.20594 | 0.020594 | 19.4295 | 0.00080119 | 4.0059e-05 | 0.41717 | 515 | 0.41717 | 0 | 515
101000111 | 10 | Adopt Flood Insurance Rate Maps | Adopt DFIRM | 250000 | No | 0 | 0 | 1220 | 0.6533 | 0.097995 | 889 | 0.62968 | 0.062968 | 4826 | 0.49406 | 0.074109 | 2 | 0.085763 | 0.017153 | 12 | 0.69085 | 0.13817 | 0 | 0 | 0 | 29.4424 | 0.38711 | 0.038711 | 1404.3951 | 0.057911 | 0.0028955 | 0.432 | 501 | 0.432 | 0 | 501
061000358 | 6 | Little Cypress Creek - Management, Right-of-Way Acquisition, Design and Construction of the Little Cypress Creek Frontier Program | Study to develop a BCR required for this to become a FMP. The Little Cypress Creek Frontier program will reduce the risk of flooding and include detention, sediment control, vegetation management and other flood risk management projects. | 30000 | No | 0 | 0 | 1213 | 0.64955 | 0.097433 | 1029 | 0.72885 | 0.072885 | 2896 | 0.29648 | 0.044472 | 15 | 0.64322 | 0.12864 | 4 | 0.23028 | 0.046056 | 4 | 0.042057 | 0.0021028 | 18.5899 | 0.24442 | 0.024442 | 192.0175 | 0.0079179 | 0.0003959 | 0.41643 | 516 | 0.41643 | 0 | 516
041000032 | 4 | City of Greenville Critical Facilities Flood Protection Study | Feasibility study to elevated or flood proofing of critical structures and/or the construction of barriers around critical structures | 300000 | No | 0 | 0 | 429 | 0.22973 | 0.034459 | 254 | 0.17991 | 0.017991 | 6227 | 0.63749 | 0.095624 | 28 | 1.2007 | 0.24014 | 0 | 0 | 0 | 0 | 0 | 0 | 26.4218 | 0.3474 | 0.03474 | 1338.8505 | 0.055208 | 0.0027604 | 0.42571 | 504 | 0.42571 | 0 | 504
031000134 | 3 | Farmers Branch Retention Pond Dredging | Dredge the retention ponds along the creeks within the City. | 125000 | No | 0 | 0 | 510 | 0.2731 | 0.040965 | 456 | 0.32299 | 0.032299 | 9710 | 0.99406 | 0.14911 | 2 | 0.085763 | 0.017153 | 13 | 0.74842 | 0.14968 | 0 | 0 | 0 | 23.7206 | 0.31188 | 0.031188 | 316.3754 | 0.013046 | 0.0006523 | 0.42105 | 507 | 0.42105 | 0 | 507
061000291 | 6 | City of Texas City Master Drainage Plan | Study to develop Master Drainage Plan using future and existing land use and flood/storm water drainage needs including Atlas 14 rainfall. | 950000 | Yes | 100 | 0 | 1285 | 0.68811 | 0.10322 | 701 | 0.49652 | 0.049652 | 3595 | 0.36804 | 0.055206 | 16 | 0.68611 | 0.13722 | 3 | 0.17271 | 0.034542 | 3 | 0.031542 | 0.0015771 | 46.2231 | 0.60775 | 0.060775 | 569.9099 | 0.023501 | 0.001175 | 0.44337 | 483 | 0.44337 | 0 | 483
111000120 | 11 | Ingram ISD Construct New Storm Drainage Infrastructure | Project planning to construct new storm drainage infrastructure to reduce the potential impacts of future flood events. | 100000 | No | 0 | 0 | 606 | 0.32451 | 0.048676 | 331 | 0.23445 | 0.023445 | 844 | 0.086405 | 0.012961 | 1 | 0.042882 | 0.0085763 | 24 | 1.3817 | 0.27634 | 0 | 0 | 0 | 18.6536 | 0.24526 | 0.024526 | 4971.3804 | 0.205 | 0.01025 | 0.40477 | 520 | 0.40477 | 0 | 520
111000121 | 11 | Ingram ISD Improve Existing Storm Drainage Infrastructure | Project planning to upgrade existing storm drainage infrastructure to reduce the potential impacts of future flood events. | 100000 | No | 0 | 0 | 606 | 0.32451 | 0.048676 | 331 | 0.23445 | 0.023445 | 844 | 0.086405 | 0.012961 | 1 | 0.042882 | 0.0085763 | 24 | 1.3817 | 0.27634 | 0 | 0 | 0 | 18.6536 | 0.24526 | 0.024526 | 4971.3804 | 0.205 | 0.01025 | 0.40477 | 520 | 0.40477 | 0 | 521
111000001 | 11 | Blanco County Low Water Crossing Improvements Study | Study of solutions to upgrade and/or raise low water crossing in the county. The low water crossings most frequently and most severely flooded will be assessed for elevation and improvement (e.g., curbed and/or pedestrian walkways) roadways. | 250000 | No | 0 | 0 | 167 | 0.089427 | 0.013414 | 122 | 0.086413 | 0.0086413 | 256 | 0.026208 | 0.0039312 | 0 | 0 | 0 | 30 | 1.7271 | 0.34542 | 0 | 0 | 0 | 14.2014 | 0.18672 | 0.018672 | 4091.8206 | 0.16873 | 0.0084364 | 0.39852 | 524 | 0.39852 | 0 | 524
111000002 | 11 | Blanco County Soil Conservation Plan | Develop soil conservation plan which provides information on proper land stewardship including diagram, soil map, assessment of vegetation and wildlife fuels, schedule for applying conservation practices; plan for operation and maintenance. | 100000 | No | 0 | 0 | 167 | 0.089427 | 0.013414 | 122 | 0.086413 | 0.0086413 | 256 | 0.026208 | 0.0039312 | 0 | 0 | 0 | 30 | 1.7271 | 0.34542 | 0 | 0 | 0 | 14.2014 | 0.18672 | 0.018672 | 4091.8206 | 0.16873 | 0.0084364 | 0.39852 | 524 | 0.39852 | 0 | 525
111000137 | 11 | Emergency power generators at critical infrastructure/key resource locations project planning | Project planning to install emergency generators at critical facilities to provide back-up power from hazard events. | 100000 | No | 0 | 0 | 167 | 0.089427 | 0.013414 | 122 | 0.086413 | 0.0086413 | 256 | 0.026208 | 0.0039312 | 0 | 0 | 0 | 30 | 1.7271 | 0.34542 | 0 | 0 | 0 | 14.2014 | 0.18672 | 0.018672 | 4091.8206 | 0.16873 | 0.0084364 | 0.39852 | 524 | 0.39852 | 0 | 526
101000210 | 10 | City of El Campo Drainage Master Plan Update | Watershed Study | 612500 | No | 0 | 0 | 1820 | 0.9746 | 0.14619 | 1293 | 0.91584 | 0.091584 | 4600 | 0.47093 | 0.070639 | 1 | 0.042882 | 0.0085763 | 4 | 0.23028 | 0.046056 | 0 | 0 | 0 | 45.2332 | 0.59474 | 0.059474 | 5707.292 | 0.23534 | 0.011767 | 0.43429 | 489 | 0.43429 | 0 | 489
011000042 | 1 | Gray County FIS | Update flood insurance study for the county and develop regulatory mapping | 908000 | No | 0 | 0 | 295 | 0.15797 | 0.023696 | 161 | 0.11404 | 0.011404 | 1429 | 0.14629 | 0.021944 | 2 | 0.085763 | 0.017153 | 14 | 0.80599 | 0.1612 | 14 | 0.1472 | 0.0073599 | 49.3628 | 0.64903 | 0.064903 | 63862.5547 | 2.6334 | 0.13167 | 0.43933 | 486 | 0.43933 | 0 | 486
031000237 | 3 | Arbor Creek Pedestrian Bridge Repair and Channel Bottom Stabilization | Evaluate stabilization 270 feet south of Johnson Creek and 290 feet east of SH 161; Estimated construction cost of $270,900 | 250000 | No | 0 | 0 | 405 | 0.21687 | 0.032531 | 360 | 0.25499 | 0.025499 | 4090 | 0.41872 | 0.062807 | 8 | 0.34305 | 0.068611 | 16 | 0.92113 | 0.18423 | 0 | 0 | 0 | 12.7188 | 0.16723 | 0.016723 | 56.0657 | 0.0023119 | 0.00011559 | 0.39051 | 534 | 0.39051 | 0 | 534
031000193 | 3 | Duncan Perry Rd at Johnson Creek | Study update - Channel Improvements; Estimated construction cost of $5,374,200 | 269000 | No | 0 | 0 | 405 | 0.21687 | 0.032531 | 360 | 0.25499 | 0.025499 | 4090 | 0.41872 | 0.062807 | 8 | 0.34305 | 0.068611 | 16 | 0.92113 | 0.18423 | 0 | 0 | 0 | 12.7051 | 0.16705 | 0.016705 | 50.4922 | 0.0020821 | 0.0001041 | 0.39048 | 535 | 0.39048 | 0 | 535
031000200 | 3 | Carrier Parkway & Egyptian Way | Study update - Storm Drain Improvements; Estimated construction cost of $3,165,300 | 250000 | No | 0 | 0 | 405 | 0.21687 | 0.032531 | 360 | 0.25499 | 0.025499 | 4090 | 0.41872 | 0.062807 | 8 | 0.34305 | 0.068611 | 16 | 0.92113 | 0.18423 | 0 | 0 | 0 | 12.7051 | 0.16705 | 0.016705 | 50.4922 | 0.0020821 | 0.0001041 | 0.39048 | 535 | 0.39048 | 0 | 536
031000244 | 3 | Johnson Creek Avenue J Stabilization | Bridge abutment repair and channel bank stabilization; Estimated construction cost of $168,500 | 250000 | No | 0 | 0 | 405 | 0.21687 | 0.032531 | 360 | 0.25499 | 0.025499 | 4090 | 0.41872 | 0.062807 | 8 | 0.34305 | 0.068611 | 16 | 0.92113 | 0.18423 | 0 | 0 | 0 | 12.7051 | 0.16705 | 0.016705 | 50.4922 | 0.0020821 | 0.0001041 | 0.39048 | 535 | 0.39048 | 0 | 537
031000250 | 3 | Johnson Creek Stabilization | Replacement of failed inline channel structure east of SH 161 and sediment removal; Estimated construction cost of $1,979,000; south channel bank stabilization north of Babbling Brook from Quest to Shadow Pass; Estimated construction cost of $831,700 | 250000 | No | 0 | 0 | 405 | 0.21687 | 0.032531 | 360 | 0.25499 | 0.025499 | 4090 | 0.41872 | 0.062807 | 8 | 0.34305 | 0.068611 | 16 | 0.92113 | 0.18423 | 0 | 0 | 0 | 12.7051 | 0.16705 | 0.016705 | 50.4922 | 0.0020821 | 0.0001041 | 0.39048 | 535 | 0.39048 | 0 | 538
031000240 | 3 | Arbor Creek Channel Bottom Stabilization | Channelization, Stabilization, and Bank Armoring from SH 161 East to Johnson Creek Confluence; Estimated construction cost of $2,096,900; from Duncan Perry to SH 161; Estimated construction cost of $991,600 | 250000 | No | 0 | 0 | 405 | 0.21687 | 0.032531 | 360 | 0.25499 | 0.025499 | 4090 | 0.41872 | 0.062807 | 8 | 0.34305 | 0.068611 | 16 | 0.92113 | 0.18423 | 0 | 0 | 0 | 12.7051 | 0.16705 | 0.016705 | 50.4922 | 0.0020821 | 0.0001041 | 0.39048 | 535 | 0.39048 | 0 | 539
031000206 | 3 | Duncan Perry Rd, Heritage Court and Goodwin Branch | Study update - Storm Drain Improvements; Estimated construction cost of $1,175,300 | 250000 | No | 0 | 0 | 405 | 0.21687 | 0.032531 | 360 | 0.25499 | 0.025499 | 4090 | 0.41872 | 0.062807 | 8 | 0.34305 | 0.068611 | 16 | 0.92113 | 0.18423 | 0 | 0 | 0 | 12.7051 | 0.16705 | 0.016705 | 50.4922 | 0.0020821 | 0.0001041 | 0.39048 | 535 | 0.39048 | 0 | 540
081000048 | 8 | Covington Woods Jess Pirtle Bridge Channel Improvements | Determination of necessary repairs to ditch A-22 channel flow line | 111000 | No | 0 | 0 | 1300 | 0.69614 | 0.10442 | 1205 | 0.85351 | 0.085351 | 5682 | 0.5817 | 0.087254 | 2 | 0.085763 | 0.017153 | 0 | 0 | 0 | 143 | 1.5035 | 0.075176 | 19.3227 | 0.25406 | 0.025406 | 1142.65 | 0.047118 | 0.0023559 | 0.39712 | 527 | 0.39712 | 0 | 527
081000058 | 8 | Sugar Lakes Drainage Improvements | Determination of necessary storm drain improvements and lake control structure modifications. | 348000 | No | 0 | 0 | 1300 | 0.69614 | 0.10442 | 1205 | 0.85351 | 0.085351 | 5682 | 0.5817 | 0.087254 | 2 | 0.085763 | 0.017153 | 0 | 0 | 0 | 143 | 1.5035 | 0.075176 | 19.3227 | 0.25406 | 0.025406 | 1142.65 | 0.047118 | 0.0023559 | 0.39712 | 527 | 0.39712 | 0 | 528
031000152 | 3 | City of Liberty WWTP Levee Study | Study to evaluate constructing levee floodwall around waste water treatment plant | 80000 | No | 0 | 0 | 493 | 0.264 | 0.0396 | 457 | 0.3237 | 0.03237 | 1105 | 0.11312 | 0.016969 | 28 | 1.2007 | 0.24014 | 3 | 0.17271 | 0.034542 | 0 | 0 | 0 | 33.5747 | 0.44145 | 0.044145 | 3323.3701 | 0.13704 | 0.006852 | 0.41461 | 517 | 0.41461 | 0 | 517
031000082 | 3 | Houston County DMP | Evaluate County and Identify future projects. | 500000 | No | 0 | 0 | 454 | 0.24311 | 0.036467 | 250 | 0.17708 | 0.017708 | 391 | 0.040029 | 0.0060043 | 5 | 0.21441 | 0.042882 | 18 | 1.0363 | 0.20725 | 0 | 0 | 0 | 110.1064 | 1.4477 | 0.14477 | 28799.8496 | 1.1876 | 0.059379 | 0.51446 | 418 | 0.51446 | 0 | 418
031000064 | 3 | Haltom City DMP | Evaluate City and identify future projects. | 500000 | No | 0 | 0 | 1049 | 0.56173 | 0.08426 | 854 | 0.60489 | 0.060489 | 6002 | 0.61446 | 0.092168 | 6 | 0.25729 | 0.051458 | 7 | 0.40299 | 0.080599 | 0 | 0 | 0 | 22.5207 | 0.29611 | 0.029611 | 71.5099 | 0.0029487 | 0.00014744 | 0.39873 | 523 | 0.39873 | 0 | 523
031000278 | 3 | Spring Creek Retaining Walls | Implement results from the 2021 Spring Creek Erosion and Retaining Wall Assessment project. This project identified 19 locations with recommended repairs/maintenance to erosion structures. | 250000 | No | 0 | 0 | 274 | 0.14672 | 0.022009 | 255 | 0.18062 | 0.018062 | 2604 | 0.26659 | 0.039988 | 8 | 0.34305 | 0.068611 | 19 | 1.0938 | 0.21877 | 0 | 0 | 0 | 13.1728 | 0.1732 | 0.01732 | 83.0247 | 0.0034236 | 0.00017118 | 0.38493 | 542 | 0.38493 | 0 | 542
061000178 | 6 | Barker Reservoir Watershed Study | Watershed wide study using latest data, including MAAPnext models and Atlas 14 rainfall. Study to identify flooding issues within watershed, identify projects to reduce flooding, and provide cost estimates and benefit and cost metrics for each project. | 620000 | Yes | 100 | 0 | 1052 | 0.56334 | 0.084501 | 833 | 0.59002 | 0.059002 | 4313 | 0.44154 | 0.066232 | 11 | 0.4717 | 0.09434 | 5 | 0.28785 | 0.057571 | 5 | 0.052571 | 0.0026285 | 34.0537 | 0.44775 | 0.044775 | 753.0047 | 0.031051 | 0.0015525 | 0.4106 | 519 | 0.4106 | 0 | 519
061000045 | 6 | City of Manvel Flora St. Drainage Improvements | Study of possbile Flora Street drainage improvements: widen and reshape ditches, and upgrade culverts to restore adequate drainage to mitigate flooding in Manvel neighborhoods. | 100000 | No | 0 | 0 | 1250 | 0.66937 | 0.1004 | 966 | 0.68422 | 0.068422 | 8190 | 0.83845 | 0.12577 | 8 | 0.34305 | 0.068611 | 0 | 0 | 0 | 0 | 0 | 0 | 43.3129 | 0.56949 | 0.056949 | 178.8015 | 0.007373 | 0.00036865 | 0.42052 | 508 | 0.42052 | 0 | 508
061000047 | 6 | City of Manvel Various Drainage Improvements | Study of various drainage improvements, including storm sewer rehabilitation and ditch deepening. | 460000 | No | 0 | 0 | 1250 | 0.66937 | 0.1004 | 966 | 0.68422 | 0.068422 | 8190 | 0.83845 | 0.12577 | 8 | 0.34305 | 0.068611 | 0 | 0 | 0 | 0 | 0 | 0 | 43.3129 | 0.56949 | 0.056949 | 178.8015 | 0.007373 | 0.00036865 | 0.42052 | 508 | 0.42052 | 0 | 509
061000260 | 6 | City of Manvel Master Drainage Plan | Study to develop Master Drainage Plan using future and existing land use and flood/storm water drainage needs including Atlas 14 rainfall. | 460000 | Yes | 100 | 0 | 1250 | 0.66937 | 0.1004 | 966 | 0.68422 | 0.068422 | 8190 | 0.83845 | 0.12577 | 8 | 0.34305 | 0.068611 | 0 | 0 | 0 | 0 | 0 | 0 | 43.3129 | 0.56949 | 0.056949 | 178.8015 | 0.007373 | 0.00036865 | 0.42052 | 508 | 0.42052 | 0 | 510
061000415 | 6 | City of Manvel Rogers Rd. Drainage Improvements | Further study Alleluia Trail Rogers Rd & All Roads off Rogers drainage improvements, including storm sewer rehabilitation and ditch deepening. | 30000 | No | 0 | 0 | 1250 | 0.66937 | 0.1004 | 966 | 0.68422 | 0.068422 | 8190 | 0.83845 | 0.12577 | 8 | 0.34305 | 0.068611 | 0 | 0 | 0 | 0 | 0 | 0 | 43.3129 | 0.56949 | 0.056949 | 178.8015 | 0.007373 | 0.00036865 | 0.42052 | 508 | 0.42052 | 0 | 511
061000041 | 6 | City of Manvel SH. 6 Drainage Improvements | Further study of state Highway 6 drainage improvements, including storm sewer upgrades to meet current capacities, ditch deepening, and sub regional detention ponds. Project will also widen and reshape ditches, and upgrade culverts. | 3000000 | No | 0 | 0 | 1250 | 0.66937 | 0.1004 | 966 | 0.68422 | 0.068422 | 8190 | 0.83845 | 0.12577 | 8 | 0.34305 | 0.068611 | 0 | 0 | 0 | 0 | 0 | 0 | 43.3129 | 0.56949 | 0.056949 | 178.8015 | 0.007373 | 0.00036865 | 0.42052 | 508 | 0.42052 | 0 | 512
051000117 | 5 | Main B Channel Improvements | H&H study to identify alternatives for Main B Channel | 100000 | Yes | 100 | 0 | 876 | 0.46909 | 0.070364 | 741 | 0.52485 | 0.052485 | 5960 | 0.61016 | 0.091524 | 17 | 0.72899 | 0.1458 | 0 | 0 | 0 | 0 | 0 | 0 | 18.9679 | 0.24939 | 0.024939 | 8.2443 | 0.00033996 | 1.6998e-05 | 0.38513 | 541 | 0.38513 | 0 | 541
041000060 | 4 | Jasper County Flood Hazard Mapping | Complete a detailed study within the county extent to delineate an updated flood hazard area, which can be used for regulatory purposes. | 700000 | Yes | 100 | 0 | 945 | 0.50604 | 0.075906 | 915 | 0.6481 | 0.06481 | 1739 | 0.17803 | 0.026705 | 15 | 0.64322 | 0.12864 | 5 | 0.28785 | 0.057571 | 5 | 0.052571 | 0.0026285 | 66.96 | 0.8804 | 0.08804 | 1.67 | 6.8863e-05 | 3.4432e-06 | 0.44431 | 482 | 0.44431 | 0 | 482
061000397 | 6 | Halls Bayou - Right-Of-Way, Design, and Construction of Channel Conveyance Improvements on P118-23-00 and P118-23-02 | Study to develop a BCR required for this project to become a FMP. Would reduce flood risk for 300+ structures, size of floodplain by 200+ acres. Facilitates future drainage projects by more outfall depth. | 30000 | No | 0 | 0 | 1432 | 0.76683 | 0.11502 | 1009 | 0.71468 | 0.071468 | 5511 | 0.56419 | 0.084629 | 8 | 0.34305 | 0.068611 | 1 | 0.057571 | 0.011514 | 1 | 0.010514 | 0.00052571 | 9.6468 | 0.12684 | 0.012684 | 0 | 0 | 0 | 0.36445 | 554 | 0.36445 | 0 | 554
061000354 | 6 | Halls Bayou Drainage Project Bond C-26 & C-27 | Study to develop a Benefit Cost Analysis needed for this project to become a FMP. FIF application information unavailable. | 30000 | No | 0 | 0 | 1432 | 0.76683 | 0.11502 | 1009 | 0.71468 | 0.071468 | 5511 | 0.56419 | 0.084629 | 8 | 0.34305 | 0.068611 | 1 | 0.057571 | 0.011514 | 1 | 0.010514 | 0.00052571 | 9.6468 | 0.12684 | 0.012684 | 0 | 0 | 0 | 0.36445 | 554 | 0.36445 | 0 | 555
071000062 | 7 | Jones County DMP | Evaluate county to identify future projects, analyze roads/stream crossing for emergency response vehicles to high hazard areas | 500000 | No | 0 | 0 | 1145 | 0.61314 | 0.091971 | 499 | 0.35344 | 0.035344 | 1118 | 0.11446 | 0.017168 | 2 | 0.085763 | 0.017153 | 8 | 0.46056 | 0.092113 | 0 | 0 | 0 | 189.0489 | 2.4857 | 0.24857 | 47148.8594 | 1.9442 | 0.09721 | 0.59952 | 391 | 0.59952 | 0 | 391
071000168 | 7 | Jones County DCM | Consider stormwater criteria for infrastructure and floodplain ordinances to avoid new exposure to flood hazards. | 100000 | No | 0 | 0 | 1145 | 0.61314 | 0.091971 | 499 | 0.35344 | 0.035344 | 1118 | 0.11446 | 0.017168 | 2 | 0.085763 | 0.017153 | 8 | 0.46056 | 0.092113 | 0 | 0 | 0 | 189.0489 | 2.4857 | 0.24857 | 47148.8594 | 1.9442 | 0.09721 | 0.59952 | 391 | 0.59952 | 0 | 392
011000029 | 1 | Deaf Smith County FIS | Perform flood insurance study for the county and develop regulatory mapping | 1283000 | No | 0 | 0 | 120 | 0.064259 | 0.0096389 | 45 | 0.031874 | 0.0031874 | 388 | 0.039722 | 0.0059582 | 0 | 0 | 0 | 18 | 1.0363 | 0.20725 | 25 | 0.26285 | 0.013143 | 76.4337 | 1.005 | 0.1005 | 54135.2969 | 2.2323 | 0.11161 | 0.45129 | 479 | 0.45129 | 0 | 479
061000453 | 6 | Rivershire West - Grand Lake Creek Watershed | Develop a benefits cost analysis in support of this project identied in the City of Conroe Master Drainage Plan. | 30000 | No | 0 | 0 | 879 | 0.4707 | 0.070605 | 682 | 0.48306 | 0.048306 | 4662 | 0.47727 | 0.071591 | 6 | 0.25729 | 0.051458 | 9 | 0.51813 | 0.10363 | 9 | 0.094627 | 0.0047314 | 16.5634 | 0.21778 | 0.021778 | 5.4304 | 0.00022393 | 1.1196e-05 | 0.37211 | 545 | 0.37211 | 0 | 545
031000148 | 3 | Houston County dike for critical facilities | Evaluate alternatives to build earthen dike to elevate emergency vehicle access road to critical facilities to provide protection to 500-year flood level | 500000 | No | 0 | 0 | 21 | 0.011245 | 0.0016868 | 8 | 0.0056664 | 0.00056664 | 36 | 0.0036855 | 0.00055283 | 5 | 0.21441 | 0.042882 | 18 | 1.0363 | 0.20725 | 0 | 0 | 0 | 110.1064 | 1.4477 | 0.14477 | 46988.3086 | 1.9376 | 0.096879 | 0.49459 | 434 | 0.49459 | 0 | 434
031000085 | 3 | Leon County DMP | Evaluate County and identify future projects. | 500000 | No | 0 | 0 | 730 | 0.39091 | 0.058636 | 491 | 0.34778 | 0.034778 | 816 | 0.083538 | 0.012531 | 6 | 0.25729 | 0.051458 | 5 | 0.28785 | 0.057571 | 0 | 0 | 0 | 99.5588 | 1.309 | 0.1309 | 64155.3203 | 2.6455 | 0.13227 | 0.47815 | 450 | 0.47815 | 0 | 450
081000954 | 8 | A12 | New Broade Street off-channel detention. | 257000 | No | 0 | 0 | 388 | 0.20777 | 0.031166 | 325 | 0.2302 | 0.02302 | 1255 | 0.12848 | 0.019272 | 0 | 0 | 0 | 20 | 1.1514 | 0.23028 | 81 | 0.85165 | 0.042582 | 8.4579 | 0.11121 | 0.011121 | 215.848 | 0.0089006 | 0.00044503 | 0.35789 | 565 | 0.35789 | 0 | 565
101000092 | 10 | Citywide Drainage Study | Initiate study of storm water drainage system to assess impacts from flooding & flash flooding | 250000 | No | 0 | 0 | 776 | 0.41554 | 0.062331 | 521 | 0.36903 | 0.036903 | 2432 | 0.24898 | 0.037347 | 3 | 0.12864 | 0.025729 | 9 | 0.51813 | 0.10363 | 0 | 0 | 0 | 0.10309 | 0.0013554 | 0.00013554 | 37405.8398 | 1.5424 | 0.077122 | 0.34319 | 576 | 0.34319 | 0 | 576
101000093 | 10 | Various Streets - Upgrade Existing Roadway Crossings and Bridges | Increase dimensions of drainage culverts | 100000 | No | 0 | 0 | 776 | 0.41554 | 0.062331 | 521 | 0.36903 | 0.036903 | 2432 | 0.24898 | 0.037347 | 3 | 0.12864 | 0.025729 | 9 | 0.51813 | 0.10363 | 0 | 0 | 0 | 0.10309 | 0.0013554 | 0.00013554 | 37405.8398 | 1.5424 | 0.077122 | 0.34319 | 576 | 0.34319 | 0 | 577
101000095 | 10 | Identify and Buyout Repetitive Loss Properties | Implement a voluntary acquisition program for repetitive flood properties | 250000 | No | 0 | 0 | 776 | 0.41554 | 0.062331 | 521 | 0.36903 | 0.036903 | 2432 | 0.24898 | 0.037347 | 3 | 0.12864 | 0.025729 | 9 | 0.51813 | 0.10363 | 0 | 0 | 0 | 0.10309 | 0.0013554 | 0.00013554 | 37405.8398 | 1.5424 | 0.077122 | 0.34319 | 576 | 0.34319 | 0 | 578
101000096 | 10 | Harden County Buildings, Critical Infrastructure, and Government Buildings | Harden county buildings, critical infrastructure, and government buildings | 100000 | No | 0 | 0 | 776 | 0.41554 | 0.062331 | 521 | 0.36903 | 0.036903 | 2432 | 0.24898 | 0.037347 | 3 | 0.12864 | 0.025729 | 9 | 0.51813 | 0.10363 | 0 | 0 | 0 | 0.10309 | 0.0013554 | 0.00013554 | 37405.8398 | 1.5424 | 0.077122 | 0.34319 | 576 | 0.34319 | 0 | 579
091000054 | 9 | Martin County FEMA Mapping | Create FEMA Mapping in previously unmapped areas | 788000 | No | 0 | 0 | 902 | 0.48301 | 0.072452 | 451 | 0.31945 | 0.031945 | 1987 | 0.20342 | 0.030513 | 3 | 0.12864 | 0.025729 | 5 | 0.28785 | 0.057571 | 0 | 0 | 0 | 229.1122 | 3.0124 | 0.30124 | 60436.1523 | 2.4921 | 0.12461 | 0.64406 | 377 | 0.64406 | 0 | 377
091000053 | 9 | Martin County DMP | Create Drainage Master Plan, including evaluation of potential mitigation projects. | 500000 | No | 0 | 0 | 902 | 0.48301 | 0.072452 | 451 | 0.31945 | 0.031945 | 1987 | 0.20342 | 0.030513 | 3 | 0.12864 | 0.025729 | 5 | 0.28785 | 0.057571 | 0 | 0 | 0 | 229.1122 | 3.0124 | 0.30124 | 60436.1523 | 2.4921 | 0.12461 | 0.64406 | 377 | 0.64406 | 0 | 378
091000055 | 9 | Martin County GIS Development | Develop a GIS inventory of stormwater infrastructure | 100000 | No | 0 | 0 | 902 | 0.48301 | 0.072452 | 451 | 0.31945 | 0.031945 | 1987 | 0.20342 | 0.030513 | 3 | 0.12864 | 0.025729 | 5 | 0.28785 | 0.057571 | 0 | 0 | 0 | 229.1122 | 3.0124 | 0.30124 | 60436.1523 | 2.4921 | 0.12461 | 0.64406 | 377 | 0.64406 | 0 | 379
031000140 | 3 | Cooks Creek Drainage Infrastructure Improvements | Evaluation of improvements to drainage infrastructure along Cooks Creek between Bee St and Spring Valley. | 2000000 | No | 0 | 0 | 216 | 0.11567 | 0.01735 | 121 | 0.085705 | 0.0085705 | 13436 | 1.3755 | 0.20633 | 6 | 0.25729 | 0.051458 | 5 | 0.28785 | 0.057571 | 0 | 0 | 0 | 21.5138 | 0.28287 | 0.028287 | 129.374 | 0.0053348 | 0.00026674 | 0.36983 | 549 | 0.36983 | 0 | 549
031000031 | 3 | Trinity County FEMA Mapping | Create FEMA mapping in previously unmapped areas and update existing FEMA maps as needed. | 989000 | No | 0 | 0 | 1312 | 0.70257 | 0.10538 | 1128 | 0.79897 | 0.079897 | 1895 | 0.194 | 0.0291 | 11 | 0.4717 | 0.09434 | 1 | 0.057571 | 0.011514 | 0 | 0 | 0 | 53.7748 | 0.70704 | 0.070704 | 9960.1729 | 0.41071 | 0.020536 | 0.41148 | 518 | 0.41148 | 0 | 518
151000096 | 15 | Maverick County | Develop Flood risk maps for the county of Maverick and develop CIP | 500000 | Yes | 100 | 0 | 0 | 0 | 0 | 1832 | 1.2976 | 0.12976 | 8495 | 0.86968 | 0.13045 | 1 | 0.042882 | 0.0085763 | 6 | 0.34542 | 0.069085 | 0 | 0 | 0 | 239.107 | 3.1438 | 0.31438 | 0 | 0 | 0 | 0.65226 | 372 | 0.65226 | 0 | 372
051000109 | 5 | Halbouty Add two pumps (open spots in structure) | H&H study to size pump upgrades and improve existing level of service. | 100000 | Yes | 100 | 0 | 251 | 0.13441 | 0.020161 | 99 | 0.070122 | 0.0070122 | 1628 | 0.16667 | 0.025 | 33 | 1.4151 | 0.28302 | 0 | 0 | 0 | 0 | 0 | 0 | 6.6933 | 0.088005 | 0.0088005 | 163.9209 | 0.0067594 | 0.00033797 | 0.34433 | 572 | 0.34433 | 0 | 572
051000111 | 5 | Main C Diversion - Build New Pump Station and Channel | H&H study to size pump upgrades and improve existing level of service. | 100000 | Yes | 100 | 0 | 251 | 0.13441 | 0.020161 | 99 | 0.070122 | 0.0070122 | 1628 | 0.16667 | 0.025 | 33 | 1.4151 | 0.28302 | 0 | 0 | 0 | 0 | 0 | 0 | 6.6933 | 0.088005 | 0.0088005 | 163.9209 | 0.0067594 | 0.00033797 | 0.34433 | 572 | 0.34433 | 0 | 573
051000116 | 5 | Main C Diversion Channel Improvements | H&H study to identify alternatives for Main C Diversion Channel | 100000 | Yes | 100 | 0 | 251 | 0.13441 | 0.020161 | 99 | 0.070122 | 0.0070122 | 1628 | 0.16667 | 0.025 | 33 | 1.4151 | 0.28302 | 0 | 0 | 0 | 0 | 0 | 0 | 6.6933 | 0.088005 | 0.0088005 | 163.9209 | 0.0067594 | 0.00033797 | 0.34433 | 572 | 0.34433 | 0 | 574
051000120 | 5 | Halbouty Detention Pond Excavation | H&H study to identify additional detention required to expand existing level of service | 100000 | Yes | 100 | 0 | 251 | 0.13441 | 0.020161 | 99 | 0.070122 | 0.0070122 | 1628 | 0.16667 | 0.025 | 33 | 1.4151 | 0.28302 | 0 | 0 | 0 | 0 | 0 | 0 | 6.6933 | 0.088005 | 0.0088005 | 163.9209 | 0.0067594 | 0.00033797 | 0.34433 | 572 | 0.34433 | 0 | 575
031000122 | 3 | Hackberry Gully and Cotton Bayou Shelving Study | Evaluate shelving the entire length of Hackberry Gully and Cotton Bayou from South of I-10 to Cotton Lake; thereby increasing their flow capacity. | 1250000 | No | 0 | 0 | 1037 | 0.55531 | 0.083296 | 897 | 0.63535 | 0.063535 | 5159 | 0.52815 | 0.079223 | 12 | 0.51458 | 0.10292 | 0 | 0 | 0 | 0 | 0 | 0 | 14.4518 | 0.19002 | 0.019002 | 1544.696 | 0.063696 | 0.0031848 | 0.35116 | 568 | 0.35116 | 0 | 568
011000052 | 1 | Hutchinson County Drainage Master Plan | Perform H&H modeling, develop conceptual alternatives and OPCC, and rank projects; selected based on HMAPs | 500000 | No | 0 | 0 | 428 | 0.22919 | 0.034379 | 0 | 0 | 0 | 925 | 0.094697 | 0.014205 | 2 | 0.085763 | 0.017153 | 10 | 0.57571 | 0.11514 | 10 | 0.10514 | 0.0052571 | 29.8675 | 0.3927 | 0.03927 | 70011.9922 | 2.887 | 0.14435 | 0.36975 | 550 | 0.36975 | 0 | 550
011000017 | 1 | Hutchinson County FIS | Perform flood insurance study for the county and develop regulatory mapping | 895000 | No | 0 | 0 | 428 | 0.22919 | 0.034379 | 0 | 0 | 0 | 925 | 0.094697 | 0.014205 | 2 | 0.085763 | 0.017153 | 10 | 0.57571 | 0.11514 | 10 | 0.10514 | 0.0052571 | 29.8675 | 0.3927 | 0.03927 | 70011.9922 | 2.887 | 0.14435 | 0.36975 | 550 | 0.36975 | 0 | 551
041000018 | 4 | Wood County Flood Hazard Mapping | Complete a detailed study within the county extent to delineate an updated flood hazard area, which can be used for regulatory purposes. | 3200000 | Yes | 100 | 0 | 1546 | 0.82787 | 0.12418 | 813 | 0.57585 | 0.057585 | 2449 | 0.25072 | 0.037608 | 7 | 0.30017 | 0.060034 | 1 | 0.057571 | 0.011514 | 1 | 0.010514 | 0.00052571 | 105.1063 | 1.382 | 0.1382 | 18534.2422 | 0.76427 | 0.038213 | 0.46786 | 455 | 0.46786 | 0 | 455
091000103 | 9 | Terry County FEMA Mapping | Update existing FEMA Mapping & create FEMA mapping in previously unmapped areas | 1011000 | No | 0 | 0 | 499 | 0.26721 | 0.040082 | 183 | 0.12962 | 0.012962 | 1118 | 0.11446 | 0.017168 | 0 | 0 | 0 | 6 | 0.34542 | 0.069085 | 0 | 0 | 0 | 633.6799 | 8.3318 | 0.83318 | 89576.4922 | 3.6937 | 0.18469 | 1.1572 | 241 | 1.1572 | 0 | 241
091000104 | 9 | Terry County GIS Development | Develop a GIS inventory of stormwater infrastructure | 100000 | No | 0 | 0 | 499 | 0.26721 | 0.040082 | 183 | 0.12962 | 0.012962 | 1118 | 0.11446 | 0.017168 | 0 | 0 | 0 | 6 | 0.34542 | 0.069085 | 0 | 0 | 0 | 633.6799 | 8.3318 | 0.83318 | 89576.4922 | 3.6937 | 0.18469 | 1.1572 | 241 | 1.1572 | 0 | 242
091000102 | 9 | Terry County DMP | Create Drainage Master Plan, including evaluation of potential mitigation projects. | 500000 | No | 0 | 0 | 499 | 0.26721 | 0.040082 | 183 | 0.12962 | 0.012962 | 1118 | 0.11446 | 0.017168 | 0 | 0 | 0 | 6 | 0.34542 | 0.069085 | 0 | 0 | 0 | 633.6799 | 8.3318 | 0.83318 | 89576.4922 | 3.6937 | 0.18469 | 1.1572 | 241 | 1.1572 | 0 | 243
021000008 | 2 | Red River County FIS | Develop FIS for the County | 2606000 | No | 0 | 0 | 391 | 0.20938 | 0.031407 | 138 | 0.097746 | 0.0097746 | 374 | 0.038288 | 0.0057433 | 5 | 0.21441 | 0.042882 | 16 | 0.92113 | 0.18423 | 0 | 0 | 0 | 156.6603 | 2.0598 | 0.20598 | 24045.2793 | 0.99152 | 0.049576 | 0.52959 | 412 | 0.52959 | 0 | 412
031000091 | 3 | Trinity County DMP | Evaluate County and identify future projects. | 500000 | No | 0 | 0 | 1200 | 0.64259 | 0.096389 | 1035 | 0.7331 | 0.07331 | 1768 | 0.181 | 0.02715 | 11 | 0.4717 | 0.09434 | 1 | 0.057571 | 0.011514 | 0 | 0 | 0 | 53.7748 | 0.70704 | 0.070704 | 9902.6631 | 0.40834 | 0.020417 | 0.39382 | 531 | 0.39382 | 0 | 531
091000029 | 9 | Dawson County DMP | Create Drainage Master Plan, including evaluation of potential mitigation projects. | 500000 | No | 0 | 0 | 474 | 0.25382 | 0.038074 | 9 | 0.0063748 | 0.00063748 | 763 | 0.078112 | 0.011717 | 0 | 0 | 0 | 9 | 0.51813 | 0.10363 | 0 | 0 | 0 | 537.8655 | 7.072 | 0.7072 | 81984.1016 | 3.3807 | 0.16903 | 1.0303 | 267 | 1.0303 | 0 | 267
091000028 | 9 | Dawson County GIS Development | Develop a GIS inventory of stormwater infrastructure | 100000 | No | 0 | 0 | 474 | 0.25382 | 0.038074 | 9 | 0.0063748 | 0.00063748 | 763 | 0.078112 | 0.011717 | 0 | 0 | 0 | 9 | 0.51813 | 0.10363 | 0 | 0 | 0 | 537.8655 | 7.072 | 0.7072 | 81984.1016 | 3.3807 | 0.16903 | 1.0303 | 267 | 1.0303 | 0 | 268
091000030 | 9 | Dawson County FEMA Mapping | Create FEMA Mapping in previously unmapped areas | 812000 | No | 0 | 0 | 474 | 0.25382 | 0.038074 | 9 | 0.0063748 | 0.00063748 | 763 | 0.078112 | 0.011717 | 0 | 0 | 0 | 9 | 0.51813 | 0.10363 | 0 | 0 | 0 | 537.8655 | 7.072 | 0.7072 | 81984.1016 | 3.3807 | 0.16903 | 1.0303 | 267 | 1.0303 | 0 | 269
031000016 | 3 | Houston County FEMA Mapping | Create FEMA mapping in previously unmapped areas and update existing FEMA maps as needed. | 1809000 | No | 0 | 0 | 290 | 0.15529 | 0.023294 | 192 | 0.13599 | 0.013599 | 321 | 0.032862 | 0.0049294 | 5 | 0.21441 | 0.042882 | 18 | 1.0363 | 0.20725 | 0 | 0 | 0 | 110.1064 | 1.4477 | 0.14477 | 12612.3496 | 0.52008 | 0.026004 | 0.46273 | 457 | 0.46273 | 0 | 457
101000098 | 10 | Tres Palacios, Blue Creek, East Mustang Creek | Construct regional detention/retention ponds | 150000 | No | 0 | 0 | 1589 | 0.8509 | 0.12763 | 1139 | 0.80676 | 0.080676 | 4199 | 0.42987 | 0.064481 | 1 | 0.042882 | 0.0085763 | 3 | 0.17271 | 0.034542 | 0 | 0 | 0 | 34.7179 | 0.45648 | 0.045648 | 873.9836 | 0.036039 | 0.001802 | 0.36336 | 562 | 0.36336 | 0 | 562
101000099 | 10 | Use Digital Maps of All Hazards and Educate Residents | Use GIS mapping to overlay peoperties with known hazards; notifiy residents | 100000 | No | 0 | 0 | 1589 | 0.8509 | 0.12763 | 1139 | 0.80676 | 0.080676 | 4199 | 0.42987 | 0.064481 | 1 | 0.042882 | 0.0085763 | 3 | 0.17271 | 0.034542 | 0 | 0 | 0 | 34.7179 | 0.45648 | 0.045648 | 873.9836 | 0.036039 | 0.001802 | 0.36336 | 562 | 0.36336 | 0 | 563
091000070 | 9 | Runnels County FEMA Mapping | Create FEMA Mapping in previously unmapped areas | 1047000 | No | 0 | 0 | 164 | 0.087821 | 0.013173 | 41 | 0.029041 | 0.0029041 | 179 | 0.018325 | 0.0027488 | 1 | 0.042882 | 0.0085763 | 18 | 1.0363 | 0.20725 | 0 | 0 | 0 | 124.6898 | 1.6394 | 0.16394 | 39553.1328 | 1.631 | 0.08155 | 0.48015 | 447 | 0.48015 | 0 | 447
091000069 | 9 | Runnels County DMP | Create Drainage Master Plan, including evaluation of potential mitigation projects. | 500000 | No | 0 | 0 | 164 | 0.087821 | 0.013173 | 41 | 0.029041 | 0.0029041 | 179 | 0.018325 | 0.0027488 | 1 | 0.042882 | 0.0085763 | 18 | 1.0363 | 0.20725 | 0 | 0 | 0 | 124.6898 | 1.6394 | 0.16394 | 39553.1328 | 1.631 | 0.08155 | 0.48015 | 447 | 0.48015 | 0 | 448
091000071 | 9 | Runnels County GIS Development | Develop a GIS inventory of stormwater infrastructure | 100000 | No | 0 | 0 | 164 | 0.087821 | 0.013173 | 41 | 0.029041 | 0.0029041 | 179 | 0.018325 | 0.0027488 | 1 | 0.042882 | 0.0085763 | 18 | 1.0363 | 0.20725 | 0 | 0 | 0 | 124.6898 | 1.6394 | 0.16394 | 39553.1328 | 1.631 | 0.08155 | 0.48015 | 447 | 0.48015 | 0 | 449
011000027 | 1 | Donley County FIS | Perform flood insurance study for the county and develop regulatory mapping | 957000 | No | 0 | 0 | 219 | 0.11727 | 0.017591 | 18 | 0.01275 | 0.001275 | 629 | 0.064394 | 0.0096591 | 2 | 0.085763 | 0.017153 | 9 | 0.51813 | 0.10363 | 9 | 0.094627 | 0.0047314 | 46.0732 | 0.60578 | 0.060578 | 76552.1719 | 3.1567 | 0.15783 | 0.37245 | 544 | 0.37245 | 0 | 544
041000005 | 4 | Harrison County Flood Hazard Mapping | Complete a detailed study within the county extent to delineate an updated flood hazard area, which can be used for regulatory purposes. | 1850000 | Yes | 100 | 0 | 1086 | 0.58154 | 0.087232 | 782 | 0.55389 | 0.055389 | 6481 | 0.66349 | 0.099524 | 3 | 0.12864 | 0.025729 | 2 | 0.11514 | 0.023028 | 2 | 0.021028 | 0.0010514 | 81.9274 | 1.0772 | 0.10772 | 9144.0117 | 0.37706 | 0.018853 | 0.41853 | 514 | 0.41853 | 0 | 514
071000024 | 7 | Nolan County Update FEMA Mapping | Update existing FEMA mapping | 920000 | No | 0 | 0 | 264 | 0.14137 | 0.021206 | 172 | 0.12183 | 0.012183 | 412 | 0.042179 | 0.0063268 | 1 | 0.042882 | 0.0085763 | 21 | 1.209 | 0.2418 | 0 | 0 | 0 | 40.9714 | 0.5387 | 0.05387 | 9929.2949 | 0.40944 | 0.020472 | 0.36443 | 556 | 0.36443 | 0 | 556
071000068 | 7 | Nolan County DMP | Evaluate county to identify future projects, analyze roads/stream crossing for emergency response vehicles to high hazard areas | 500000 | No | 0 | 0 | 264 | 0.14137 | 0.021206 | 172 | 0.12183 | 0.012183 | 412 | 0.042179 | 0.0063268 | 1 | 0.042882 | 0.0085763 | 21 | 1.209 | 0.2418 | 0 | 0 | 0 | 40.9714 | 0.5387 | 0.05387 | 9929.2949 | 0.40944 | 0.020472 | 0.36443 | 556 | 0.36443 | 0 | 557
071000106 | 7 | Nolan County GIS Development | Develop a GIS inventory of stormwater infrastructure | 100000 | No | 0 | 0 | 264 | 0.14137 | 0.021206 | 172 | 0.12183 | 0.012183 | 412 | 0.042179 | 0.0063268 | 1 | 0.042882 | 0.0085763 | 21 | 1.209 | 0.2418 | 0 | 0 | 0 | 40.9714 | 0.5387 | 0.05387 | 9929.2949 | 0.40944 | 0.020472 | 0.36443 | 556 | 0.36443 | 0 | 558
071000181 | 7 | Nolan County Buyout Program | Acquire and demolish repetitive loss properties. | 1000000 | No | 0 | 0 | 264 | 0.14137 | 0.021206 | 172 | 0.12183 | 0.012183 | 412 | 0.042179 | 0.0063268 | 1 | 0.042882 | 0.0085763 | 21 | 1.209 | 0.2418 | 0 | 0 | 0 | 40.9714 | 0.5387 | 0.05387 | 9929.2949 | 0.40944 | 0.020472 | 0.36443 | 556 | 0.36443 | 0 | 559
071000182 | 7 | Nolan County DCM | Consider stormwater criteria for infrastructure and floodplain ordinances to avoid new exposure to flood hazards. | 100000 | No | 0 | 0 | 264 | 0.14137 | 0.021206 | 172 | 0.12183 | 0.012183 | 412 | 0.042179 | 0.0063268 | 1 | 0.042882 | 0.0085763 | 21 | 1.209 | 0.2418 | 0 | 0 | 0 | 40.9714 | 0.5387 | 0.05387 | 9929.2949 | 0.40944 | 0.020472 | 0.36443 | 556 | 0.36443 | 0 | 560
071000183 | 7 | Nolan County Floodplain Open Space Program | Acquire and preserve open spaces adjacent to floodplain areas. Protect floodplains in their natural state. | 1000000 | No | 0 | 0 | 264 | 0.14137 | 0.021206 | 172 | 0.12183 | 0.012183 | 412 | 0.042179 | 0.0063268 | 1 | 0.042882 | 0.0085763 | 21 | 1.209 | 0.2418 | 0 | 0 | 0 | 40.9714 | 0.5387 | 0.05387 | 9929.2949 | 0.40944 | 0.020472 | 0.36443 | 556 | 0.36443 | 0 | 561
041000008 | 4 | Sabine County Flood Hazard Mapping | Complete a detailed study within the county extent to delineate an updated flood hazard area, which can be used for regulatory purposes. | 1100000 | Yes | 100 | 0 | 1611 | 0.86268 | 0.1294 | 1245 | 0.88184 | 0.088184 | 764 | 0.078215 | 0.011732 | 0 | 0 | 0 | 6 | 0.34542 | 0.069085 | 6 | 0.063085 | 0.0031542 | 32.7987 | 0.43124 | 0.043124 | 2311.0696 | 0.095298 | 0.0047649 | 0.34945 | 569 | 0.34945 | 0 | 569
041000009 | 4 | Sabine County Drainage Master Plan | Perform H&H modeling to identify and define flood risk, develop conceptual alternatives to reduce flood risk, develop OPCC for conceptual alternatives, and rank projects. Conceptual alternatives should evaluate feasibility of nature based solutions. | 460000 | Yes | 100 | 0 | 1611 | 0.86268 | 0.1294 | 1245 | 0.88184 | 0.088184 | 764 | 0.078215 | 0.011732 | 0 | 0 | 0 | 6 | 0.34542 | 0.069085 | 6 | 0.063085 | 0.0031542 | 32.7987 | 0.43124 | 0.043124 | 2311.0696 | 0.095298 | 0.0047649 | 0.34945 | 569 | 0.34945 | 0 | 570
061000389 | 6 | White Oak - SPT and E116 (E116-00-00) Improvements : PA01 thru PA-05 | Study to develop a Benefit Cost Analysis needed for these projects to become a FMP. The "E116-00-00 Flood Reduction Feasibilty Study" was completed in March 2022 and provides a decrease riverine and urban flood risk in the area. | 30000 | No | 0 | 0 | 1174 | 0.62867 | 0.0943 | 1074 | 0.76072 | 0.076072 | 4852 | 0.49673 | 0.074509 | 7 | 0.30017 | 0.060034 | 0 | 0 | 0 | 0 | 0 | 0 | 14.7971 | 0.19456 | 0.019456 | 4.9462 | 0.00020396 | 1.0198e-05 | 0.32438 | 591 | 0.32438 | 0 | 591
031000002 | 3 | Anderson County FEMA Mapping | Create FEMA mapping in previously unmapped areas and update existing FEMA maps as needed. | 1500000 | No | 0 | 0 | 667 | 0.35717 | 0.053576 | 416 | 0.29466 | 0.029466 | 1408 | 0.14414 | 0.021622 | 6 | 0.25729 | 0.051458 | 6 | 0.34542 | 0.069085 | 0 | 0 | 0 | 73.3435 | 0.96434 | 0.096434 | 36103.8398 | 1.4888 | 0.074438 | 0.39608 | 529 | 0.39608 | 0 | 529
031000078 | 3 | Anderson County DMP | Evaluate County and identify future projects. | 500000 | No | 0 | 0 | 667 | 0.35717 | 0.053576 | 416 | 0.29466 | 0.029466 | 1408 | 0.14414 | 0.021622 | 6 | 0.25729 | 0.051458 | 6 | 0.34542 | 0.069085 | 0 | 0 | 0 | 73.3435 | 0.96434 | 0.096434 | 36103.8398 | 1.4888 | 0.074438 | 0.39608 | 529 | 0.39608 | 0 | 530
041000014 | 4 | Panola County Flood Hazard Mapping | Complete a detailed study within the county extent to delineate an updated flood hazard area, which can be used for regulatory purposes. | 3700000 | Yes | 100 | 0 | 750 | 0.40162 | 0.060243 | 317 | 0.22453 | 0.022453 | 1870 | 0.19144 | 0.028716 | 2 | 0.085763 | 0.017153 | 10 | 0.57571 | 0.11514 | 10 | 0.10514 | 0.0052571 | 118.7803 | 1.5617 | 0.15617 | 24459.4258 | 1.0086 | 0.05043 | 0.45557 | 472 | 0.45557 | 0 | 472
041000015 | 4 | Panola County Drainage Master Plan | Perform H&H modeling to identify and define flood risk, develop conceptual alternatives to reduce flood risk, develop OPCC for conceptual alternatives, and rank projects. Conceptual alternatives should evaluate feasibility of nature based solutions. | 1700000 | Yes | 100 | 0 | 750 | 0.40162 | 0.060243 | 317 | 0.22453 | 0.022453 | 1870 | 0.19144 | 0.028716 | 2 | 0.085763 | 0.017153 | 10 | 0.57571 | 0.11514 | 10 | 0.10514 | 0.0052571 | 118.7803 | 1.5617 | 0.15617 | 24459.4258 | 1.0086 | 0.05043 | 0.45557 | 472 | 0.45557 | 0 | 473
031000058 | 3 | City of Dayton DMP | Evaluate City and identify future projects. | 250000 | No | 0 | 0 | 727 | 0.3893 | 0.058395 | 687 | 0.48661 | 0.048661 | 2181 | 0.22328 | 0.033492 | 18 | 0.77187 | 0.15437 | 0 | 0 | 0 | 0 | 0 | 0 | 17.8669 | 0.23492 | 0.023492 | 1731.985 | 0.071419 | 0.003571 | 0.32198 | 592 | 0.32198 | 0 | 592
021000060 | 2 | City of Texarkana Gauges | Install depth gauges and radio-controlled guard arms at three flood-prone underpasses and warning lights and a “Do Not Enter” sign at flood-prone residential intersection. | 100000 | No | 0 | 0 | 836 | 0.44767 | 0.067151 | 574 | 0.40657 | 0.040657 | 5788 | 0.59255 | 0.088882 | 9 | 0.38593 | 0.077187 | 2 | 0.11514 | 0.023028 | 0 | 0 | 0 | 48.2372 | 0.63423 | 0.063423 | 41.4926 | 0.001711 | 8.5548e-05 | 0.36041 | 564 | 0.36041 | 0 | 564
011000028 | 1 | Armstrong County FIS | Perform flood insurance study for the county and develop regulatory mapping | 863000 | No | 0 | 0 | 24 | 0.012852 | 0.0019278 | 0 | 0 | 0 | 13 | 0.0013309 | 0.00019963 | 0 | 0 | 0 | 14 | 0.80599 | 0.1612 | 27 | 0.28388 | 0.014194 | 25.4017 | 0.33399 | 0.033399 | 56990.4961 | 2.35 | 0.1175 | 0.32842 | 588 | 0.32842 | 0 | 588
031000113 | 3 | Main & Wilson Streets Drainage Study Update | Area 18 | 50000 | No | 0 | 0 | 348 | 0.18635 | 0.027953 | 319 | 0.22595 | 0.022595 | 4557 | 0.46652 | 0.069979 | 4 | 0.17153 | 0.034305 | 12 | 0.69085 | 0.13817 | 0 | 0 | 0 | 9.194 | 0.12088 | 0.012088 | 8.2853 | 0.00034165 | 1.7082e-05 | 0.30511 | 610 | 0.30511 | 0 | 610
071000141 | 7 | City of Levelland DCM | Consider stormwater criteria for infrastructure and floodplain ordinances to avoid new exposure to flood hazards. | 100000 | No | 0 | 0 | 1277 | 0.68382 | 0.10257 | 1018 | 0.72106 | 0.072106 | 4738 | 0.48505 | 0.072758 | 5 | 0.21441 | 0.042882 | 0 | 0 | 0 | 0 | 0 | 0 | 46.0388 | 0.60533 | 0.060533 | 718.1817 | 0.029615 | 0.0014807 | 0.35233 | 567 | 0.35233 | 0 | 567
031000029 | 3 | Rockwall County FEMA Mapping | Create FEMA mapping in previously unmapped areas and update existing FEMA maps as needed. | 252000 | No | 0 | 0 | 411 | 0.22009 | 0.033013 | 371 | 0.26278 | 0.026278 | 1553 | 0.15899 | 0.023848 | 3 | 0.12864 | 0.025729 | 15 | 0.86356 | 0.17271 | 0 | 0 | 0 | 33.7625 | 0.44392 | 0.044392 | 4484.9888 | 0.18494 | 0.009247 | 0.33522 | 587 | 0.33522 | 0 | 587
021000010 | 2 | Titus County FIS | Update County maps to Zone AE | 1219000 | No | 0 | 0 | 596 | 0.31915 | 0.047873 | 315 | 0.22312 | 0.022312 | 2890 | 0.29586 | 0.04438 | 8 | 0.34305 | 0.068611 | 9 | 0.51813 | 0.10363 | 0 | 0 | 0 | 87.1113 | 1.1454 | 0.11454 | 1569.9438 | 0.064737 | 0.0032369 | 0.40457 | 522 | 0.40457 | 0 | 522
111000061 | 11 | City of Seguin Drainage Improvements Study | Study of solutions to increase drainage capacity, add stormwater detention and/or retention basins, and implement drainage improvements as deemed necessary to reduce flood risk. | 1100000 | No | 0 | 0 | 846 | 0.45303 | 0.067954 | 642 | 0.45473 | 0.045473 | 2283 | 0.23372 | 0.035058 | 5 | 0.21441 | 0.042882 | 8 | 0.46056 | 0.092113 | 0 | 0 | 0 | 25.2025 | 0.33137 | 0.033137 | 1157.0762 | 0.047713 | 0.0023856 | 0.319 | 593 | 0.319 | 0 | 593
111000062 | 11 | City of Seguin Low Water Crossing Improvements Study | Study of solutions for drainage improvements at low water crossings. | 1500000 | No | 0 | 0 | 846 | 0.45303 | 0.067954 | 642 | 0.45473 | 0.045473 | 2283 | 0.23372 | 0.035058 | 5 | 0.21441 | 0.042882 | 8 | 0.46056 | 0.092113 | 0 | 0 | 0 | 25.2025 | 0.33137 | 0.033137 | 1157.0762 | 0.047713 | 0.0023856 | 0.319 | 593 | 0.319 | 0 | 594
111000063 | 11 | City of Seguin Ingress Egress Improvements Project Planning | Project planning for proposed project to provide/construct additional means of access into single-entry neighborhoods; Update subdivision codes for a higher level of ingress and egress. | 250000 | No | 0 | 0 | 846 | 0.45303 | 0.067954 | 642 | 0.45473 | 0.045473 | 2283 | 0.23372 | 0.035058 | 5 | 0.21441 | 0.042882 | 8 | 0.46056 | 0.092113 | 0 | 0 | 0 | 25.2025 | 0.33137 | 0.033137 | 1157.0762 | 0.047713 | 0.0023856 | 0.319 | 593 | 0.319 | 0 | 595
111000064 | 11 | City of Seguin City-wide Drainage Improvements Project Planning | Project planning to increase Regional Detention, Channel & Drainage System Improvements. | 200000 | No | 0 | 0 | 846 | 0.45303 | 0.067954 | 642 | 0.45473 | 0.045473 | 2283 | 0.23372 | 0.035058 | 5 | 0.21441 | 0.042882 | 8 | 0.46056 | 0.092113 | 0 | 0 | 0 | 25.2025 | 0.33137 | 0.033137 | 1157.0762 | 0.047713 | 0.0023856 | 0.319 | 593 | 0.319 | 0 | 596
111000065 | 11 | City of Seguin Voluntary Buyout Program Project Planning | Project planning to develop an acquisition and elevation program in flood hazard areas. Elevate or acquire and demolish repetitive loss properties. Acquire high risk vacant land and maintain as open space. | 300000 | No | 0 | 0 | 846 | 0.45303 | 0.067954 | 642 | 0.45473 | 0.045473 | 2283 | 0.23372 | 0.035058 | 5 | 0.21441 | 0.042882 | 8 | 0.46056 | 0.092113 | 0 | 0 | 0 | 25.2025 | 0.33137 | 0.033137 | 1157.0762 | 0.047713 | 0.0023856 | 0.319 | 593 | 0.319 | 0 | 597
111000066 | 11 | City of Seguin Citywide Drainage Project Planning | Project planning for four priority drainage projects within the City of Seguin that would greatly improve the safety of their 25,520 residents. Project areas include North Guadalupe, North Heideke, Mays Creek and Walnut Branch. | 4304000 | No | 0 | 0 | 846 | 0.45303 | 0.067954 | 642 | 0.45473 | 0.045473 | 2283 | 0.23372 | 0.035058 | 5 | 0.21441 | 0.042882 | 8 | 0.46056 | 0.092113 | 0 | 0 | 0 | 25.2025 | 0.33137 | 0.033137 | 1157.0762 | 0.047713 | 0.0023856 | 0.319 | 593 | 0.319 | 0 | 598
111000010 | 11 | City of Cibolo and Seguin Road Access and Conditions Study | Study to evaluate access and road conditions for response vehicles, develop and implement options to improve access and/or add redundant access routes in high risk areas. | 500000 | No | 0 | 0 | 846 | 0.45303 | 0.067954 | 642 | 0.45473 | 0.045473 | 2283 | 0.23372 | 0.035058 | 5 | 0.21441 | 0.042882 | 8 | 0.46056 | 0.092113 | 0 | 0 | 0 | 25.2025 | 0.33137 | 0.033137 | 1157.0762 | 0.047713 | 0.0023856 | 0.319 | 593 | 0.319 | 0 | 599
111000011 | 11 | City of Cibolo and Seguin USACE Study | Undertake a comprehensive study of flood risk and reduction alternatives, with the assistance of the U.S. Army Corps of Engineers. Project planning to implement feasible alternatives for flood reduction. | 1000000 | No | 0 | 0 | 846 | 0.45303 | 0.067954 | 642 | 0.45473 | 0.045473 | 2283 | 0.23372 | 0.035058 | 5 | 0.21441 | 0.042882 | 8 | 0.46056 | 0.092113 | 0 | 0 | 0 | 25.2025 | 0.33137 | 0.033137 | 1157.0762 | 0.047713 | 0.0023856 | 0.319 | 593 | 0.319 | 0 | 600
021000017 | 2 | Cass County FIS | Update County maps to Zone AE | 2419000 | No | 0 | 0 | 574 | 0.30737 | 0.046106 | 303 | 0.21462 | 0.021462 | 2148 | 0.2199 | 0.032985 | 12 | 0.51458 | 0.10292 | 7 | 0.40299 | 0.080599 | 0 | 0 | 0 | 159.4901 | 2.097 | 0.2097 | 858.6043 | 0.035405 | 0.0017702 | 0.49554 | 433 | 0.49554 | 0 | 433
041000003 | 4 | Smith County Flood Hazard Mapping | Complete a detailed study within the county extent to delineate an updated flood hazard area, which can be used for regulatory purposes. | 4275000 | Yes | 100 | 0 | 1303 | 0.69775 | 0.10466 | 767 | 0.54327 | 0.054327 | 2893 | 0.29617 | 0.044426 | 7 | 0.30017 | 0.060034 | 0 | 0 | 0 | 0 | 0 | 0 | 61.1952 | 0.80461 | 0.080461 | 10558.5508 | 0.43539 | 0.021769 | 0.36568 | 552 | 0.36568 | 0 | 552
041000004 | 4 | Smith County Drainage Master Plan | Perform H&H modeling to identify and define flood risk, develop conceptual alternatives to reduce flood risk, develop OPCC for conceptual alternatives, and rank projects. Conceptual alternatives should evaluate feasibility of nature based solutions. | 1900000 | Yes | 100 | 0 | 1303 | 0.69775 | 0.10466 | 767 | 0.54327 | 0.054327 | 2893 | 0.29617 | 0.044426 | 7 | 0.30017 | 0.060034 | 0 | 0 | 0 | 0 | 0 | 0 | 61.1952 | 0.80461 | 0.080461 | 10558.5508 | 0.43539 | 0.021769 | 0.36568 | 552 | 0.36568 | 0 | 553
031000293 | 3 | Quil Miller Creek Watershed Study | Study to improve knowledge of flood risks and facilitate the analysis of proposed developments within or adjacent to the floodplain. | 265000 | No | 0 | 0 | 234 | 0.12531 | 0.018796 | 215 | 0.15229 | 0.015229 | 596 | 0.061016 | 0.0091524 | 2 | 0.085763 | 0.017153 | 19 | 1.0938 | 0.21877 | 0 | 0 | 0 | 6.3263 | 0.083179 | 0.0083179 | 1015.493 | 0.041874 | 0.0020937 | 0.28951 | 634 | 0.28951 | 0 | 634
071000001 | 7 | Bailey County Initial FEMA Mapping | Create FEMA Mapping in previously unmapped areas | 711000 | No | 0 | 0 | 475 | 0.25436 | 0.038154 | 46 | 0.032582 | 0.0032582 | 759 | 0.077703 | 0.011655 | 1 | 0.042882 | 0.0085763 | 13 | 0.74842 | 0.14968 | 0 | 0 | 0 | 499.0328 | 6.5614 | 0.65614 | 32566.7969 | 1.3429 | 0.067145 | 0.93461 | 292 | 0.93461 | 0 | 292
071000085 | 7 | Bailey County GIS Development | Develop a GIS inventory of stormwater infrastructure | 100000 | No | 0 | 0 | 475 | 0.25436 | 0.038154 | 46 | 0.032582 | 0.0032582 | 759 | 0.077703 | 0.011655 | 1 | 0.042882 | 0.0085763 | 13 | 0.74842 | 0.14968 | 0 | 0 | 0 | 499.0328 | 6.5614 | 0.65614 | 32566.7969 | 1.3429 | 0.067145 | 0.93461 | 292 | 0.93461 | 0 | 293
071000121 | 7 | Bailey County DCM | Consider stormwater criteria for infrastructure and floodplain ordinances to avoid new exposure to flood hazards. | 100000 | No | 0 | 0 | 475 | 0.25436 | 0.038154 | 46 | 0.032582 | 0.0032582 | 759 | 0.077703 | 0.011655 | 1 | 0.042882 | 0.0085763 | 13 | 0.74842 | 0.14968 | 0 | 0 | 0 | 499.0328 | 6.5614 | 0.65614 | 32566.7969 | 1.3429 | 0.067145 | 0.93461 | 292 | 0.93461 | 0 | 294
031000170 | 3 | Mansfield Stream Stabilization Study | Evaluate alternatives to protect public infrastructure and private property from damages due to streambank erosion. Alternatives could include Saddlehorn/Walnut Creek sewer interceptor aerial crossing and Brookfield Hogpen sewer interceptor | 182000 | No | 0 | 0 | 422 | 0.22598 | 0.033897 | 385 | 0.2727 | 0.02727 | 2492 | 0.25512 | 0.038268 | 4 | 0.17153 | 0.034305 | 12 | 0.69085 | 0.13817 | 0 | 0 | 0 | 30.2112 | 0.39722 | 0.039722 | 778.5173 | 0.032103 | 0.0016051 | 0.31324 | 604 | 0.31324 | 0 | 604
011000016 | 1 | Roberts County FIS | Perform flood insurance study for the county and develop regulatory mapping | 870000 | No | 0 | 0 | 90 | 0.048194 | 0.0072291 | 1 | 0.00070831 | 7.0831e-05 | 60 | 0.0061425 | 0.00092138 | 2 | 0.085763 | 0.017153 | 5 | 0.28785 | 0.057571 | 5 | 0.052571 | 0.0026285 | 20.5535 | 0.27024 | 0.027024 | 91030.6016 | 3.7537 | 0.18768 | 0.30028 | 613 | 0.30028 | 0 | 613
011000051 | 1 | Roberts County Drainage Master Plan | Perform H&H modeling, develop conceptual alternatives and OPCC, and rank projects; selected based on HMAPs | 500000 | No | 0 | 0 | 90 | 0.048194 | 0.0072291 | 1 | 0.00070831 | 7.0831e-05 | 60 | 0.0061425 | 0.00092138 | 2 | 0.085763 | 0.017153 | 5 | 0.28785 | 0.057571 | 5 | 0.052571 | 0.0026285 | 20.5535 | 0.27024 | 0.027024 | 91030.6016 | 3.7537 | 0.18768 | 0.30028 | 613 | 0.30028 | 0 | 614
061000329 | 6 | I100-WP06 for Vince Bayou Watershed Planning Project | Study to develop a Benefit Cost Analysis needed for this project to become a FMP. Right-of-way acquisition, design, and construction of a stormwater detention basin and schannel widening near Strawberry Road and Young Street. | 30000 | No | 0 | 0 | 948 | 0.50765 | 0.076147 | 709 | 0.50219 | 0.050219 | 4153 | 0.42516 | 0.063775 | 8 | 0.34305 | 0.068611 | 1 | 0.057571 | 0.011514 | 1 | 0.010514 | 0.00052571 | 14.0786 | 0.18511 | 0.018511 | 1.5509 | 6.3951e-05 | 3.1976e-06 | 0.28931 | 636 | 0.28931 | 0 | 636
061000330 | 6 | I100-WP10 for Vince Bayou Watershed Planning Project | Study to develop a Benefit Cost Analysis needed for this project to become a FMP. Right-of-way acquisition, Design, and Consruction of Two Stormwater Detention Basins near Westside Dr. and Westside. Ct. | 30000 | No | 0 | 0 | 948 | 0.50765 | 0.076147 | 709 | 0.50219 | 0.050219 | 4153 | 0.42516 | 0.063775 | 8 | 0.34305 | 0.068611 | 1 | 0.057571 | 0.011514 | 1 | 0.010514 | 0.00052571 | 14.0786 | 0.18511 | 0.018511 | 1.5509 | 6.3951e-05 | 3.1976e-06 | 0.28931 | 636 | 0.28931 | 0 | 637
061000331 | 6 | I100-WP07 for Vince Bayou Watershed Planning Project | Study to develop a BCR needed for this project to become a FMP. Pasadena (CIP) Street Lowering (Various). Right-of-way acuisition, Design, and Consruction of Stormwaters Detention Basin and construction of Culverts near Pasadena Blvd.. | 30000 | No | 0 | 0 | 948 | 0.50765 | 0.076147 | 709 | 0.50219 | 0.050219 | 4153 | 0.42516 | 0.063775 | 8 | 0.34305 | 0.068611 | 1 | 0.057571 | 0.011514 | 1 | 0.010514 | 0.00052571 | 14.0786 | 0.18511 | 0.018511 | 1.5509 | 6.3951e-05 | 3.1976e-06 | 0.28931 | 636 | 0.28931 | 0 | 638
061000332 | 6 | I100-WP11 for Vince Bayou Watershed Planning Project | Study to develop a Benefit Cost Analysis needed for this project to become a FMP. Right-of-way acquisition, Design, and Consruction of Stormwater Detention Basins near Spencer Hwy. and Tulip Street. | 30000 | No | 0 | 0 | 948 | 0.50765 | 0.076147 | 709 | 0.50219 | 0.050219 | 4153 | 0.42516 | 0.063775 | 8 | 0.34305 | 0.068611 | 1 | 0.057571 | 0.011514 | 1 | 0.010514 | 0.00052571 | 14.0786 | 0.18511 | 0.018511 | 1.5509 | 6.3951e-05 | 3.1976e-06 | 0.28931 | 636 | 0.28931 | 0 | 639
011000026 | 1 | Collingsworth County FIS | Perform flood insurance study for the county and develop regulatory mapping | 909000 | No | 0 | 0 | 105 | 0.056227 | 0.008434 | 15 | 0.010625 | 0.0010625 | 136 | 0.013923 | 0.0020885 | 5 | 0.21441 | 0.042882 | 5 | 0.28785 | 0.057571 | 5 | 0.052571 | 0.0026285 | 65.5017 | 0.86123 | 0.086123 | 75245.8516 | 3.1028 | 0.15514 | 0.35593 | 566 | 0.35593 | 0 | 566
061000433 | 6 | Spring Shadows South | Study to develop a Benefit Cost Analysis needed to elevate project to a FMP. FIF application information unavailable. | 30000 | No | 0 | 0 | 1006 | 0.53871 | 0.080806 | 935 | 0.66227 | 0.066227 | 4553 | 0.46611 | 0.069917 | 6 | 0.25729 | 0.051458 | 0 | 0 | 0 | 0 | 0 | 0 | 11.761 | 0.15464 | 0.015464 | 0 | 0 | 0 | 0.28387 | 642 | 0.28387 | 0 | 642
101000209 | 10 | Jackson County Phase 2 DMP | Watershed Study | 4000000 | No | 0 | 0 | 717 | 0.38395 | 0.057592 | 483 | 0.34211 | 0.034211 | 774 | 0.079238 | 0.011886 | 1 | 0.042882 | 0.0085763 | 3 | 0.17271 | 0.034542 | 0 | 0 | 0 | 58.8365 | 0.77359 | 0.077359 | 58758.9141 | 2.423 | 0.12115 | 0.34531 | 571 | 0.34531 | 0 | 571
021000058 | 2 | Harrison County Property Acquisition | Acquisition and management strategies of land to preserve open space within Region 2 for flood mitigation and water quality in the floodplain. | 250000 | No | 0 | 0 | 898 | 0.48087 | 0.072131 | 740 | 0.52415 | 0.052415 | 2056 | 0.21048 | 0.031573 | 6 | 0.25729 | 0.051458 | 5 | 0.28785 | 0.057571 | 0 | 0 | 0 | 96.5579 | 1.2696 | 0.12696 | 255.0025 | 0.010515 | 0.00052576 | 0.39263 | 532 | 0.39263 | 0 | 532
021000015 | 2 | Harrison County FIS | Update County maps to Zone AE | 2162000 | No | 0 | 0 | 898 | 0.48087 | 0.072131 | 740 | 0.52415 | 0.052415 | 2056 | 0.21048 | 0.031573 | 6 | 0.25729 | 0.051458 | 5 | 0.28785 | 0.057571 | 0 | 0 | 0 | 96.5557 | 1.2695 | 0.12695 | 254.9899 | 0.010515 | 0.00052573 | 0.39263 | 533 | 0.39263 | 0 | 533
111000009 | 11 | Center Point ISD Drainage Improvements Study | Study of solutions to construct new storm drainage infrastructure to reduce the potential impacts of future flood events. | 100000 | No | 0 | 0 | 462 | 0.2474 | 0.03711 | 293 | 0.20753 | 0.020753 | 730 | 0.074734 | 0.01121 | 0 | 0 | 0 | 16 | 0.92113 | 0.18423 | 0 | 0 | 0 | 22.8559 | 0.30051 | 0.030051 | 4927.8335 | 0.2032 | 0.01016 | 0.29351 | 623 | 0.29351 | 0 | 623
061000297 | 6 | City of West University Place Master Drainage Plan | Study to develop refine Master Drainage Plan and Projects using future and existing land use and flood/storm water drainage needs including Atlas 14 rainfall. | 190000 | No | 0 | 0 | 940 | 0.50336 | 0.075504 | 923 | 0.65377 | 0.065377 | 4613 | 0.47226 | 0.070839 | 6 | 0.25729 | 0.051458 | 0 | 0 | 0 | 0 | 0 | 0 | 11.8923 | 0.15636 | 0.015636 | 0 | 0 | 0 | 0.27881 | 644 | 0.27881 | 0 | 644
071000012 | 7 | Knox County Initial FEMA Mapping | Create FEMA Mapping in previously unmapped areas | 871000 | No | 0 | 0 | 968 | 0.51836 | 0.077754 | 526 | 0.37257 | 0.037257 | 1310 | 0.13411 | 0.020117 | 4 | 0.17153 | 0.034305 | 2 | 0.11514 | 0.023028 | 0 | 0 | 0 | 130.4964 | 1.7158 | 0.17158 | 33293.2188 | 1.3729 | 0.068643 | 0.43268 | 493 | 0.43268 | 0 | 493
071000064 | 7 | Knox County DMP | Evaluate county to identify future projects, analyze roads/stream crossing for emergency response vehicles to high hazard areas | 500000 | No | 0 | 0 | 968 | 0.51836 | 0.077754 | 526 | 0.37257 | 0.037257 | 1310 | 0.13411 | 0.020117 | 4 | 0.17153 | 0.034305 | 2 | 0.11514 | 0.023028 | 0 | 0 | 0 | 130.4964 | 1.7158 | 0.17158 | 33293.2188 | 1.3729 | 0.068643 | 0.43268 | 493 | 0.43268 | 0 | 494
071000102 | 7 | Knox County GIS Development | Develop a GIS inventory of stormwater infrastructure | 100000 | No | 0 | 0 | 968 | 0.51836 | 0.077754 | 526 | 0.37257 | 0.037257 | 1310 | 0.13411 | 0.020117 | 4 | 0.17153 | 0.034305 | 2 | 0.11514 | 0.023028 | 0 | 0 | 0 | 130.4964 | 1.7158 | 0.17158 | 33293.2188 | 1.3729 | 0.068643 | 0.43268 | 493 | 0.43268 | 0 | 495
071000116 | 7 | Lake Benjamin Dam Evaluation | Perform full H&H analysis and dam assessment of Lake Benjamin Dam. Assess needs for slope stability and spillway improvements. | 58000 | No | 0 | 0 | 968 | 0.51836 | 0.077754 | 526 | 0.37257 | 0.037257 | 1310 | 0.13411 | 0.020117 | 4 | 0.17153 | 0.034305 | 2 | 0.11514 | 0.023028 | 0 | 0 | 0 | 130.4964 | 1.7158 | 0.17158 | 33293.2188 | 1.3729 | 0.068643 | 0.43268 | 493 | 0.43268 | 0 | 496
071000174 | 7 | Knox County Tax Incentive Program | Consider providing tax incentives for development of low-hazard land parcels. | 25000 | No | 0 | 0 | 968 | 0.51836 | 0.077754 | 526 | 0.37257 | 0.037257 | 1310 | 0.13411 | 0.020117 | 4 | 0.17153 | 0.034305 | 2 | 0.11514 | 0.023028 | 0 | 0 | 0 | 130.4964 | 1.7158 | 0.17158 | 33293.2188 | 1.3729 | 0.068643 | 0.43268 | 493 | 0.43268 | 0 | 497
071000172 | 7 | Knox County DCM | Consider stormwater criteria for infrastructure and floodplain ordinances to avoid new exposure to flood hazards. | 100000 | No | 0 | 0 | 968 | 0.51836 | 0.077754 | 526 | 0.37257 | 0.037257 | 1310 | 0.13411 | 0.020117 | 4 | 0.17153 | 0.034305 | 2 | 0.11514 | 0.023028 | 0 | 0 | 0 | 130.4964 | 1.7158 | 0.17158 | 33293.2188 | 1.3729 | 0.068643 | 0.43268 | 493 | 0.43268 | 0 | 498
071000175 | 7 | Knox Flood Protection Lift Station Program | Flood-proof sewage treatment plants in flood hazard / low-lying areas. | 100000 | No | 0 | 0 | 968 | 0.51836 | 0.077754 | 526 | 0.37257 | 0.037257 | 1310 | 0.13411 | 0.020117 | 4 | 0.17153 | 0.034305 | 2 | 0.11514 | 0.023028 | 0 | 0 | 0 | 130.4964 | 1.7158 | 0.17158 | 33293.2188 | 1.3729 | 0.068643 | 0.43268 | 493 | 0.43268 | 0 | 499
071000173 | 7 | Knox County Relocate Critical Facilities High Hazard | Relocate critical facilities out of high hazard areas. | 2000000 | No | 0 | 0 | 968 | 0.51836 | 0.077754 | 526 | 0.37257 | 0.037257 | 1310 | 0.13411 | 0.020117 | 4 | 0.17153 | 0.034305 | 2 | 0.11514 | 0.023028 | 0 | 0 | 0 | 130.4964 | 1.7158 | 0.17158 | 33293.2188 | 1.3729 | 0.068643 | 0.43268 | 493 | 0.43268 | 0 | 500
061000205 | 6 | Greens Bayou - P142-00-00 | Further study of Flood Risk Reduction need identified through the HCFCD 'Watershed Planning Tool' to determine channel modifications needed to restore/improve channel conveyance including Atlas 14 rainfall. | 100000 | No | 0 | 0 | 997 | 0.53389 | 0.080083 | 601 | 0.42569 | 0.042569 | 5085 | 0.52058 | 0.078087 | 7 | 0.30017 | 0.060034 | 0 | 0 | 0 | 0 | 0 | 0 | 23.4886 | 0.30883 | 0.030883 | 1.4896 | 6.1423e-05 | 3.0711e-06 | 0.29166 | 628 | 0.29166 | 0 | 628
011000049 | 1 | Carson County Drainage Master Plan | Perform H&H modeling, develop conceptual alternatives and OPCC, and rank projects; selected based on HMAPs | 500000 | No | 0 | 0 | 87 | 0.046588 | 0.0069882 | 43 | 0.030457 | 0.0030457 | 270 | 0.027641 | 0.0041462 | 4 | 0.17153 | 0.034305 | 10 | 0.57571 | 0.11514 | 12 | 0.12617 | 0.0063085 | 35.6021 | 0.4681 | 0.04681 | 43317.8945 | 1.7862 | 0.089312 | 0.30606 | 608 | 0.30606 | 0 | 608
011000013 | 1 | Carson County FIS | Perform flood insurance study for the county and develop regulatory mapping | 826000 | No | 0 | 0 | 87 | 0.046588 | 0.0069882 | 43 | 0.030457 | 0.0030457 | 270 | 0.027641 | 0.0041462 | 4 | 0.17153 | 0.034305 | 10 | 0.57571 | 0.11514 | 12 | 0.12617 | 0.0063085 | 35.6021 | 0.4681 | 0.04681 | 43317.8945 | 1.7862 | 0.089312 | 0.30606 | 608 | 0.30606 | 0 | 609
061000340 | 6 | Willow Creek Watershed Plan- FM2920 Stormwater Detention Basin | Study to develop a Benefit Cost Analysis needed for this project to become a FMP. Proposed 826 acre-feet detention basin located near FM 2920 crossing of Willow Creek. | 30000 | No | 0 | 0 | 828 | 0.44339 | 0.066508 | 581 | 0.41153 | 0.041153 | 2443 | 0.2501 | 0.037515 | 6 | 0.25729 | 0.051458 | 5 | 0.28785 | 0.057571 | 5 | 0.052571 | 0.0026285 | 24.8491 | 0.32672 | 0.032672 | 55.8085 | 0.0023013 | 0.00011506 | 0.28962 | 629 | 0.28962 | 0 | 629
061000341 | 6 | Willow Creek Watershed Plan- Kuykendahl Basin | Study to develop a Benefit Cost Analysis needed for this project to become a FMP. Proposed 727 acre-feet detention basin located near Kuykendahl Road crossing of Willow Creek. | 30000 | No | 0 | 0 | 828 | 0.44339 | 0.066508 | 581 | 0.41153 | 0.041153 | 2443 | 0.2501 | 0.037515 | 6 | 0.25729 | 0.051458 | 5 | 0.28785 | 0.057571 | 5 | 0.052571 | 0.0026285 | 24.8491 | 0.32672 | 0.032672 | 55.8085 | 0.0023013 | 0.00011506 | 0.28962 | 629 | 0.28962 | 0 | 630
061000342 | 6 | Willow Creek Watershed Plan- M121 Basin Stormwater Detention Basin | Study to develop a Benefit Cost Analysis needed for this project to become a FMP. Proposed 1010 acre-feet detention basin located near M121 tributary | 30000 | No | 0 | 0 | 828 | 0.44339 | 0.066508 | 581 | 0.41153 | 0.041153 | 2443 | 0.2501 | 0.037515 | 6 | 0.25729 | 0.051458 | 5 | 0.28785 | 0.057571 | 5 | 0.052571 | 0.0026285 | 24.8491 | 0.32672 | 0.032672 | 55.8085 | 0.0023013 | 0.00011506 | 0.28962 | 629 | 0.28962 | 0 | 631
061000338 | 6 | Willow Creek Watershed Plan- Immediate: Selective Clearing BNRR to Mouth | Study to develop a BCR required for this project to become a FMP. Selective clearing from BNRR to mouth to increase riverine storm water conveyance, maintain tree canopy & veg. diversity, minimize impact on riparian & uplands habitats. | 30000 | No | 0 | 0 | 828 | 0.44339 | 0.066508 | 581 | 0.41153 | 0.041153 | 2443 | 0.2501 | 0.037515 | 6 | 0.25729 | 0.051458 | 5 | 0.28785 | 0.057571 | 5 | 0.052571 | 0.0026285 | 24.8491 | 0.32672 | 0.032672 | 55.8085 | 0.0023013 | 0.00011506 | 0.28962 | 629 | 0.28962 | 0 | 632
061000339 | 6 | Willow Creek Watershed Plan - M120 Detention/Preservation Site | Study to develop BCA to become a FMP. Pursue purchase of property for regional detention, floodplain preservation, & habitat preservation. | 30000 | No | 0 | 0 | 828 | 0.44339 | 0.066508 | 581 | 0.41153 | 0.041153 | 2443 | 0.2501 | 0.037515 | 6 | 0.25729 | 0.051458 | 5 | 0.28785 | 0.057571 | 5 | 0.052571 | 0.0026285 | 24.8491 | 0.32672 | 0.032672 | 55.8085 | 0.0023013 | 0.00011506 | 0.28962 | 629 | 0.28962 | 0 | 633
021000007 | 2 | Hopkins County FIS | Update County maps to Zone AE | 2061000 | No | 0 | 0 | 702 | 0.37592 | 0.056387 | 381 | 0.26986 | 0.026986 | 5081 | 0.52017 | 0.078025 | 5 | 0.21441 | 0.042882 | 3 | 0.17271 | 0.034542 | 0 | 0 | 0 | 148.5535 | 1.9532 | 0.19532 | 8634.1191 | 0.35603 | 0.017802 | 0.45195 | 475 | 0.45195 | 0 | 475
131000008 | 13 | D'Hanis Flood Study | D'Hanis Flood Study needed from Leakey road show on 3/21/2022 | 250000 | Yes | 100 | 0 | 253 | 0.13548 | 0.020322 | 154 | 0.10908 | 0.010908 | 591 | 0.060504 | 0.0090756 | 16 | 0.68611 | 0.13722 | 5 | 0.28785 | 0.057571 | 39 | 0.41005 | 0.020503 | 15.6502 | 0.20577 | 0.020577 | 404.7177 | 0.016689 | 0.00083444 | 0.27701 | 646 | 0.27701 | 0 | 646
081001146 | 8 | Waller County Master Drainage Plan | Study to determine food risk and potential solutions throughout the county. | 1430000 | No | 0 | 0 | 2038 | 1.0913 | 0.1637 | 1007 | 0.71326 | 0.071326 | 1327 | 0.13585 | 0.020378 | 0 | 0 | 0 | 0 | 0 | 0 | 0 | 0 | 0 | 90.2223 | 1.1863 | 0.11863 | 3.2882 | 0.00013559 | 6.7795e-06 | 0.37404 | 543 | 0.37404 | 0 | 543
011000058 | 1 | Wheeler County Drainage Master Plan | Perform H&H modeling, develop conceptual alternatives and OPCC, and rank projects; selected based on HMAPs | 500000 | No | 0 | 0 | 191 | 0.10228 | 0.015342 | 71 | 0.05029 | 0.005029 | 338 | 0.034603 | 0.0051904 | 4 | 0.17153 | 0.034305 | 4 | 0.23028 | 0.046056 | 4 | 0.042057 | 0.0021028 | 65.0614 | 0.85544 | 0.085544 | 70021.9609 | 2.8874 | 0.14437 | 0.33794 | 583 | 0.33794 | 0 | 583
011000030 | 1 | Wheeler County FIS | Perform flood insurance study for the county and develop regulatory mapping | 892000 | No | 0 | 0 | 191 | 0.10228 | 0.015342 | 71 | 0.05029 | 0.005029 | 338 | 0.034603 | 0.0051904 | 4 | 0.17153 | 0.034305 | 4 | 0.23028 | 0.046056 | 4 | 0.042057 | 0.0021028 | 65.0614 | 0.85544 | 0.085544 | 70021.9609 | 2.8874 | 0.14437 | 0.33794 | 583 | 0.33794 | 0 | 584
061000312 | 6 | Addicks Reservoir - Right-Of-Way Acquisition, Design and Construction of a Stormwater Detention Basin on South Mayde Creek | Develop BCA to become a FMP. This project is part of the South Mayde Creek Plan that could reduce the risk of flooding for more than 70 homes and reduce the rainfall event by more than 340 acres in a pre-Atlas 1% rainfall event. | 30000 | No | 0 | 0 | 692 | 0.37056 | 0.055584 | 638 | 0.4519 | 0.04519 | 3061 | 0.31337 | 0.047006 | 12 | 0.51458 | 0.10292 | 0 | 0 | 0 | 0 | 0 | 0 | 11.6486 | 0.15316 | 0.015316 | 27.2947 | 0.0011255 | 5.6276e-05 | 0.26607 | 659 | 0.26607 | 0 | 659
061000313 | 6 | Addicks Reservoir - Design and Construction of Dinner Creek Stormwater Detention Basin | Develop BCA to become a FMP. Project would provide additional stormwater detention in support of flood damage reduction and could reduce the risk of flooding for approximately 30 multi-family structures in Addicks Reservoir Watershed. | 30000 | No | 0 | 0 | 692 | 0.37056 | 0.055584 | 638 | 0.4519 | 0.04519 | 3061 | 0.31337 | 0.047006 | 12 | 0.51458 | 0.10292 | 0 | 0 | 0 | 0 | 0 | 0 | 11.6486 | 0.15316 | 0.015316 | 27.2947 | 0.0011255 | 5.6276e-05 | 0.26607 | 659 | 0.26607 | 0 | 660
061000441 | 6 | Addicks Reservoir - Design and Construction of a Bridge Replacement for Greenhouse Road at South Mayde Creek | Develop BCA to become a FMP. This project is part of the South Mayde Creek Plan that could reduce the risk of flooding for more than 70 homes and reduce the rainfall event by more than 340 acres in a pre-Atlas 1% rainfall event. | 30000 | No | 0 | 0 | 692 | 0.37056 | 0.055584 | 638 | 0.4519 | 0.04519 | 3061 | 0.31337 | 0.047006 | 12 | 0.51458 | 0.10292 | 0 | 0 | 0 | 0 | 0 | 0 | 11.6486 | 0.15316 | 0.015316 | 27.2947 | 0.0011255 | 5.6276e-05 | 0.26607 | 659 | 0.26607 | 0 | 661
011000005 | 1 | Motley County FIS | Perform flood insurance study for the county and develop regulatory mapping | 974000 | No | 0 | 0 | 114 | 0.061046 | 0.0091569 | 3 | 0.0021249 | 0.00021249 | 156 | 0.015971 | 0.0023956 | 0 | 0 | 0 | 6 | 0.34542 | 0.069085 | 6 | 0.063085 | 0.0031542 | 22.5091 | 0.29595 | 0.029595 | 80008.1484 | 3.2992 | 0.16496 | 0.27856 | 645 | 0.27856 | 0 | 645
011000018 | 1 | Moore County FIS | Perform flood insurance study for the county and develop regulatory mapping | 835000 | No | 0 | 0 | 75 | 0.040162 | 0.0060243 | 27 | 0.019124 | 0.0019124 | 326 | 0.033374 | 0.0050062 | 4 | 0.17153 | 0.034305 | 10 | 0.57571 | 0.11514 | 13 | 0.13668 | 0.0068342 | 28.6516 | 0.37672 | 0.037672 | 38661.1836 | 1.5942 | 0.079711 | 0.28661 | 641 | 0.28661 | 0 | 641
021000066 | 2 | Pig Branch Watershed Culvert Study Update | Study to provide the city with updated drainage information to alleviate existing and potential flood damages for various crossings. | 250000 | No | 0 | 0 | 128 | 0.068543 | 0.010281 | 72 | 0.050998 | 0.0050998 | 2366 | 0.24222 | 0.036333 | 4 | 0.17153 | 0.034305 | 14 | 0.80599 | 0.1612 | 0 | 0 | 0 | 4.8 | 0.063111 | 0.0063111 | 145.86 | 0.0060146 | 0.00030073 | 0.25383 | 686 | 0.25383 | 0 | 686
081000881 | 8 | Sharondale Drainage Improvements | Drainage infrastructure improvements to reduce flooding in the Sharondale area. | 157000 | No | 0 | 0 | 578 | 0.30951 | 0.046427 | 328 | 0.23232 | 0.023232 | 6540 | 0.66953 | 0.10043 | 1 | 0.042882 | 0.0085763 | 1 | 0.057571 | 0.011514 | 108 | 1.1355 | 0.056776 | 31.9934 | 0.42066 | 0.042066 | 196.131 | 0.0080876 | 0.00040438 | 0.28943 | 635 | 0.28943 | 0 | 635
081000944 | 8 | Lake Creek Tributary 2 | Develop H&H models for watershed and evaluate methods to provide flood protection to the area. | 166000 | No | 0 | 0 | 224 | 0.11995 | 0.017993 | 195 | 0.13812 | 0.013812 | 2120 | 0.21704 | 0.032555 | 1 | 0.042882 | 0.0085763 | 13 | 0.74842 | 0.14968 | 45 | 0.47314 | 0.023657 | 7.2185 | 0.09491 | 0.009491 | 151.15 | 0.0062327 | 0.00031164 | 0.25608 | 681 | 0.25608 | 0 | 681
061000234 | 6 | City of Deer Park Master Drainage Plan | Study to develop Master Drainage Plan using future and existing land use and flood/storm water drainage needs including Atlas 14 rainfall. | 320000 | Yes | 100 | 0 | 469 | 0.25115 | 0.037672 | 241 | 0.1707 | 0.01707 | 8356 | 0.85545 | 0.12832 | 6 | 0.25729 | 0.051458 | 1 | 0.057571 | 0.011514 | 1 | 0.010514 | 0.00052571 | 9.1177 | 0.11988 | 0.011988 | 4.1068 | 0.00016934 | 8.4672e-06 | 0.25855 | 674 | 0.25855 | 0 | 674
081000956 | 8 | Dam 102 | Study to design dam to provide flood storage for Lake Creek. | 1000000 | No | 0 | 0 | 224 | 0.11995 | 0.017993 | 195 | 0.13812 | 0.013812 | 2120 | 0.21704 | 0.032555 | 1 | 0.042882 | 0.0085763 | 13 | 0.74842 | 0.14968 | 44 | 0.46262 | 0.023131 | 7.2137 | 0.094847 | 0.0094847 | 151.15 | 0.0062327 | 0.00031164 | 0.25555 | 683 | 0.25555 | 0 | 683
081000955 | 8 | Dam 101 | Construction of dam to provide flood storage for Lake Creek. | 1262000 | No | 0 | 0 | 224 | 0.11995 | 0.017993 | 195 | 0.13812 | 0.013812 | 2120 | 0.21704 | 0.032555 | 1 | 0.042882 | 0.0085763 | 13 | 0.74842 | 0.14968 | 44 | 0.46262 | 0.023131 | 7.2137 | 0.094847 | 0.0094847 | 151.15 | 0.0062327 | 0.00031164 | 0.25555 | 683 | 0.25555 | 0 | 684
061000405 | 6 | Hunting Bayou Wallisville Outfall (H103-00-00) - Gellhorn Drive | Study to develop a Benefit Cost Analysis needed for this project to become a FMP. Diversion channel expansion for Gellhorn Drive flood reductions. | 30000 | No | 0 | 0 | 396 | 0.21206 | 0.031808 | 328 | 0.23232 | 0.023232 | 10304 | 1.0549 | 0.15823 | 1 | 0.042882 | 0.0085763 | 2 | 0.11514 | 0.023028 | 2 | 0.021028 | 0.0010514 | 13.0283 | 0.1713 | 0.01713 | 0.66479 | 2.7413e-05 | 1.3707e-06 | 0.26306 | 667 | 0.26306 | 0 | 667
061000406 | 6 | Hunting Bayou Wallisville Outfall (H103-00-00) - Denver Harbor | Study to develop a Benefit Cost Analysis needed for this project to become a FMP. Denver Harbor drainage system improvements. | 30000 | No | 0 | 0 | 396 | 0.21206 | 0.031808 | 328 | 0.23232 | 0.023232 | 10304 | 1.0549 | 0.15823 | 1 | 0.042882 | 0.0085763 | 2 | 0.11514 | 0.023028 | 2 | 0.021028 | 0.0010514 | 13.0283 | 0.1713 | 0.01713 | 0.66479 | 2.7413e-05 | 1.3707e-06 | 0.26306 | 667 | 0.26306 | 0 | 668
011000054 | 1 | Childress County Drainage Master Plan | Perform H&H modeling, develop conceptual alternatives and OPCC, and rank projects; selected based on HMAPs | 500000 | No | 0 | 0 | 47 | 0.025168 | 0.0037752 | 17 | 0.012041 | 0.0012041 | 59 | 0.0060401 | 0.00090602 | 1 | 0.042882 | 0.0085763 | 8 | 0.46056 | 0.092113 | 8 | 0.084113 | 0.0042057 | 52.28 | 0.68739 | 0.068739 | 65435.875 | 2.6983 | 0.13491 | 0.31443 | 602 | 0.31443 | 0 | 602
011000020 | 1 | Childress County FIS | Perform flood insurance study for the county and develop regulatory mapping | 711000 | No | 0 | 0 | 47 | 0.025168 | 0.0037752 | 17 | 0.012041 | 0.0012041 | 59 | 0.0060401 | 0.00090602 | 1 | 0.042882 | 0.0085763 | 8 | 0.46056 | 0.092113 | 8 | 0.084113 | 0.0042057 | 52.28 | 0.68739 | 0.068739 | 65435.875 | 2.6983 | 0.13491 | 0.31443 | 602 | 0.31443 | 0 | 603
061000445 | 6 | Lilly - Alligator Creek Watershed | Develop a benefits cost analysis in support of this project identied in the City of Conroe Master Drainage Plan. | 30000 | No | 0 | 0 | 516 | 0.27631 | 0.041447 | 426 | 0.30174 | 0.030174 | 3099 | 0.31726 | 0.047589 | 2 | 0.085763 | 0.017153 | 9 | 0.51813 | 0.10363 | 9 | 0.094627 | 0.0047314 | 9.8994 | 0.13016 | 0.013016 | 2.4495 | 0.00010101 | 5.0503e-06 | 0.25774 | 675 | 0.25774 | 0 | 675
061000446 | 6 | East Fork North - Alligator Creek Watershed " | Develop a benefits cost analysis in support of this project identied in the City of Conroe Master Drainage Plan. | 30000 | No | 0 | 0 | 516 | 0.27631 | 0.041447 | 426 | 0.30174 | 0.030174 | 3099 | 0.31726 | 0.047589 | 2 | 0.085763 | 0.017153 | 9 | 0.51813 | 0.10363 | 9 | 0.094627 | 0.0047314 | 9.8994 | 0.13016 | 0.013016 | 2.4495 | 0.00010101 | 5.0503e-06 | 0.25774 | 675 | 0.25774 | 0 | 676
061000447 | 6 | East Fork South - Alligator Creek Watershed " | Develop a benefits cost analysis in support of this project identied in the City of Conroe Master Drainage Plan. | 30000 | No | 0 | 0 | 516 | 0.27631 | 0.041447 | 426 | 0.30174 | 0.030174 | 3099 | 0.31726 | 0.047589 | 2 | 0.085763 | 0.017153 | 9 | 0.51813 | 0.10363 | 9 | 0.094627 | 0.0047314 | 9.8994 | 0.13016 | 0.013016 | 2.4495 | 0.00010101 | 5.0503e-06 | 0.25774 | 675 | 0.25774 | 0 | 677
061000448 | 6 | West Branch - Alligator Creek Watershed | Develop a benefits cost analysis in support of this project identied in the City of Conroe Master Drainage Plan. | 30000 | No | 0 | 0 | 516 | 0.27631 | 0.041447 | 426 | 0.30174 | 0.030174 | 3099 | 0.31726 | 0.047589 | 2 | 0.085763 | 0.017153 | 9 | 0.51813 | 0.10363 | 9 | 0.094627 | 0.0047314 | 9.8994 | 0.13016 | 0.013016 | 2.4495 | 0.00010101 | 5.0503e-06 | 0.25774 | 675 | 0.25774 | 0 | 678
061000449 | 6 | Oak Hollow - Alligator Creek Watershed | Develop a benefits cost analysis in support of this project identied in the City of Conroe Master Drainage Plan. | 30000 | No | 0 | 0 | 516 | 0.27631 | 0.041447 | 426 | 0.30174 | 0.030174 | 3099 | 0.31726 | 0.047589 | 2 | 0.085763 | 0.017153 | 9 | 0.51813 | 0.10363 | 9 | 0.094627 | 0.0047314 | 9.8994 | 0.13016 | 0.013016 | 2.4495 | 0.00010101 | 5.0503e-06 | 0.25774 | 675 | 0.25774 | 0 | 679
061000450 | 6 | Cable - Alligator Creek Watershed | Develop a benefits cost analysis in support of this project identied in the City of Conroe Master Drainage Plan. | 30000 | No | 0 | 0 | 516 | 0.27631 | 0.041447 | 426 | 0.30174 | 0.030174 | 3099 | 0.31726 | 0.047589 | 2 | 0.085763 | 0.017153 | 9 | 0.51813 | 0.10363 | 9 | 0.094627 | 0.0047314 | 9.8994 | 0.13016 | 0.013016 | 2.4495 | 0.00010101 | 5.0503e-06 | 0.25774 | 675 | 0.25774 | 0 | 680
031000183 | 3 | Cotton Bayou PER | Evaluate alternatives to construct diversion channel within irrigation canal ROW to drain to Old River; construction of detention basins to serve new development; linear detention through channel improvements; expand existing detention basins | 250000 | No | 0 | 0 | 645 | 0.34539 | 0.051809 | 566 | 0.4009 | 0.04009 | 3070 | 0.31429 | 0.047144 | 12 | 0.51458 | 0.10292 | 0 | 0 | 0 | 0 | 0 | 0 | 14.4518 | 0.19002 | 0.019002 | 749.4568 | 0.030904 | 0.0015452 | 0.26251 | 673 | 0.26251 | 0 | 673
041000013 | 4 | Rusk County Flood Hazard Mapping | Complete a detailed study within the county extent to delineate an updated flood hazard area, which can be used for regulatory purposes. | 1850000 | Yes | 100 | 0 | 899 | 0.48141 | 0.072211 | 543 | 0.38461 | 0.038461 | 1789 | 0.18315 | 0.027472 | 2 | 0.085763 | 0.017153 | 5 | 0.28785 | 0.057571 | 5 | 0.052571 | 0.0026285 | 54.8544 | 0.72124 | 0.072124 | 13283.3291 | 0.54775 | 0.027387 | 0.31501 | 601 | 0.31501 | 0 | 601
041000049 | 4 | Newton County Flood and Drainage Study | Feasibility study to reconstruct bridges and culverts in a major drainage basin flowing into the Sabine River in Newton County. | 600000 | Yes | 100 | 0 | 260 | 0.13923 | 0.020884 | 132 | 0.093496 | 0.0093496 | 294 | 0.030098 | 0.0045148 | 17 | 0.72899 | 0.1458 | 5 | 0.28785 | 0.057571 | 5 | 0.052571 | 0.0026285 | 18.7321 | 0.24629 | 0.024629 | 891.6334 | 0.036767 | 0.0018383 | 0.26721 | 658 | 0.26721 | 0 | 658
091000089 | 9 | Scurry County FEMA Mapping | Update existing FEMA Mapping | 903000 | No | 0 | 0 | 606 | 0.32451 | 0.048676 | 324 | 0.22949 | 0.022949 | 1486 | 0.15213 | 0.022819 | 1 | 0.042882 | 0.0085763 | 10 | 0.57571 | 0.11514 | 0 | 0 | 0 | 75.9228 | 0.99825 | 0.099825 | 11744.6963 | 0.4843 | 0.024215 | 0.3422 | 580 | 0.3422 | 0 | 580
091000090 | 9 | Scurry County GIS Development | Develop a GIS inventory of stormwater infrastructure | 100000 | No | 0 | 0 | 606 | 0.32451 | 0.048676 | 324 | 0.22949 | 0.022949 | 1486 | 0.15213 | 0.022819 | 1 | 0.042882 | 0.0085763 | 10 | 0.57571 | 0.11514 | 0 | 0 | 0 | 75.9228 | 0.99825 | 0.099825 | 11744.6963 | 0.4843 | 0.024215 | 0.3422 | 580 | 0.3422 | 0 | 581
091000091 | 9 | Scurry County DMP | Create Drainage Master Plan, including evaluation of potential mitigation projects. | 25000 | No | 0 | 0 | 606 | 0.32451 | 0.048676 | 324 | 0.22949 | 0.022949 | 1486 | 0.15213 | 0.022819 | 1 | 0.042882 | 0.0085763 | 10 | 0.57571 | 0.11514 | 0 | 0 | 0 | 75.9228 | 0.99825 | 0.099825 | 11744.6963 | 0.4843 | 0.024215 | 0.3422 | 580 | 0.3422 | 0 | 582
011000015 | 1 | Hemphill County FIS | Perform flood insurance study for the county and develop regulatory mapping | 887000 | No | 0 | 0 | 101 | 0.054085 | 0.0081127 | 0 | 0 | 0 | 100 | 0.010238 | 0.0015356 | 0 | 0 | 0 | 6 | 0.34542 | 0.069085 | 6 | 0.063085 | 0.0031542 | 29.623 | 0.38949 | 0.038949 | 77405.3203 | 3.1918 | 0.15959 | 0.28043 | 643 | 0.28043 | 0 | 643
031000077 | 3 | City of Keller DMP | Evaluate City and identify future projects. | 500000 | No | 0 | 0 | 166 | 0.088892 | 0.013334 | 149 | 0.10554 | 0.010554 | 4380 | 0.4484 | 0.067261 | 4 | 0.17153 | 0.034305 | 10 | 0.57571 | 0.11514 | 0 | 0 | 0 | 3.9778 | 0.052301 | 0.0052301 | 199.9214 | 0.0082439 | 0.00041219 | 0.24624 | 700 | 0.24624 | 0 | 700
081000957 | 8 | 620 Quarry Solution | Study to determine needed flood storage to address Lake Creek flooding. | 877000 | No | 0 | 0 | 224 | 0.11995 | 0.017993 | 195 | 0.13812 | 0.013812 | 2120 | 0.21704 | 0.032555 | 0 | 0 | 0 | 13 | 0.74842 | 0.14968 | 44 | 0.46262 | 0.023131 | 7.2137 | 0.094847 | 0.0094847 | 151.15 | 0.0062327 | 0.00031164 | 0.24697 | 699 | 0.24697 | 0 | 699
091000114 | 9 | Yoakum County DMP | Create Drainage Master Plan, including evaluation of potential mitigation projects. | 500000 | No | 0 | 0 | 543 | 0.29077 | 0.043616 | 263 | 0.18628 | 0.018628 | 776 | 0.079443 | 0.011916 | 0 | 0 | 0 | 2 | 0.11514 | 0.023028 | 0 | 0 | 0 | 292.3343 | 3.8437 | 0.38437 | 65855.1406 | 2.7156 | 0.13578 | 0.61733 | 383 | 0.61733 | 0 | 383
091000115 | 9 | Yoakum County FEMA Mapping | Create FEMA Mapping in previously unmapped areas | 717000 | No | 0 | 0 | 543 | 0.29077 | 0.043616 | 263 | 0.18628 | 0.018628 | 776 | 0.079443 | 0.011916 | 0 | 0 | 0 | 2 | 0.11514 | 0.023028 | 0 | 0 | 0 | 292.3343 | 3.8437 | 0.38437 | 65855.1406 | 2.7156 | 0.13578 | 0.61733 | 383 | 0.61733 | 0 | 384
061000236 | 6 | City of El Lago Master Drainage Plan | Study to develop Master Drainage Plan using future and existing land use and flood/storm water drainage needs including Atlas 14 rainfall. | 140000 | No | 0 | 0 | 743 | 0.39787 | 0.059681 | 698 | 0.4944 | 0.04944 | 3033 | 0.3105 | 0.046576 | 9 | 0.38593 | 0.077187 | 0 | 0 | 0 | 0 | 0 | 0 | 9.3534 | 0.12298 | 0.012298 | 0.44328 | 1.8279e-05 | 9.1395e-07 | 0.24518 | 703 | 0.24518 | 0 | 703
131000007 | 13 | City of Hondo Drainage Master Plan and Flood Mitigation plan | City of Hondo Drainage Master Plan and Flood Mitigation plan | 250000 | Yes | 100 | 0 | 592 | 0.31701 | 0.047552 | 425 | 0.30103 | 0.030103 | 2211 | 0.22635 | 0.033953 | 3 | 0.12864 | 0.025729 | 5 | 0.28785 | 0.057571 | 67 | 0.70445 | 0.035222 | 15.1886 | 0.1997 | 0.01997 | 1095.8533 | 0.045188 | 0.0022594 | 0.25236 | 688 | 0.25236 | 0 | 688
131000009 | 13 | Comprehensive Plan Update | Creation of Future Land Use Plan, Thoroughfare Plan, Site Plans for Planned Development, Parks Planning, Implementation | 200000 | Yes | 100 | 0 | 592 | 0.31701 | 0.047552 | 425 | 0.30103 | 0.030103 | 2211 | 0.22635 | 0.033953 | 3 | 0.12864 | 0.025729 | 5 | 0.28785 | 0.057571 | 67 | 0.70445 | 0.035222 | 15.1886 | 0.1997 | 0.01997 | 1095.8533 | 0.045188 | 0.0022594 | 0.25236 | 688 | 0.25236 | 0 | 689
131000010 | 13 | Flood mapping updates and hydrologic and hydraulic modeling | Scope would likely include updating the Hydrology and Hydraulic modeling for approximately 5 miles of study stream for the Hondo area. The goal would be to then use this data to apply to FEMA to update the flood mapping within the City and immediate area. | 523000 | Yes | 100 | 0 | 592 | 0.31701 | 0.047552 | 425 | 0.30103 | 0.030103 | 2211 | 0.22635 | 0.033953 | 3 | 0.12864 | 0.025729 | 5 | 0.28785 | 0.057571 | 67 | 0.70445 | 0.035222 | 15.1886 | 0.1997 | 0.01997 | 1095.8533 | 0.045188 | 0.0022594 | 0.25236 | 688 | 0.25236 | 0 | 690
131000011 | 13 | Drainage and Stormwater Master Plan | Restudy of the City’s floodplain and creation of a holistic plan for the City’s drainage and stormwater system. This data would then be used as a foundation to update the City’s Subdivision Ordinance and Building Codes to mitigate future flood risks. | 250000 | Yes | 100 | 0 | 592 | 0.31701 | 0.047552 | 425 | 0.30103 | 0.030103 | 2211 | 0.22635 | 0.033953 | 3 | 0.12864 | 0.025729 | 5 | 0.28785 | 0.057571 | 67 | 0.70445 | 0.035222 | 15.1886 | 0.1997 | 0.01997 | 1095.8533 | 0.045188 | 0.0022594 | 0.25236 | 688 | 0.25236 | 0 | 691
131000012 | 13 | Emergency Management Plan and Flood Hazard Mitigation Plan | Creation of a plan for disaster preparedness to decrease repetitive losses, financial hardship and loss of life. | 300000 | Yes | 100 | 0 | 592 | 0.31701 | 0.047552 | 425 | 0.30103 | 0.030103 | 2211 | 0.22635 | 0.033953 | 3 | 0.12864 | 0.025729 | 5 | 0.28785 | 0.057571 | 67 | 0.70445 | 0.035222 | 15.1886 | 0.1997 | 0.01997 | 1095.8533 | 0.045188 | 0.0022594 | 0.25236 | 688 | 0.25236 | 0 | 692
131000013 | 13 | Feasibility Study for Regional detention | Create a feasibility study for Regional Detention areas to be incorporated into comprehensive drainage planning projects. | 250000 | Yes | 100 | 0 | 592 | 0.31701 | 0.047552 | 425 | 0.30103 | 0.030103 | 2211 | 0.22635 | 0.033953 | 3 | 0.12864 | 0.025729 | 5 | 0.28785 | 0.057571 | 67 | 0.70445 | 0.035222 | 15.1886 | 0.1997 | 0.01997 | 1095.8533 | 0.045188 | 0.0022594 | 0.25236 | 688 | 0.25236 | 0 | 693
061000455 | 6 | Valley - Stewarts Creek Watershed | Develop a benefits cost analysis in support of this project identied in the City of Conroe Master Drainage Plan. | 30000 | No | 0 | 0 | 374 | 0.20027 | 0.030041 | 277 | 0.1962 | 0.01962 | 2384 | 0.24406 | 0.036609 | 7 | 0.30017 | 0.060034 | 7 | 0.40299 | 0.080599 | 7 | 0.073599 | 0.0036799 | 10.3103 | 0.13556 | 0.013556 | 6.7241 | 0.00027727 | 1.3864e-05 | 0.24415 | 714 | 0.24415 | 0 | 714
061000456 | 6 | Hunnington - Stewarts Creek Watershed | Develop a benefits cost analysis in support of this project identied in the City of Conroe Master Drainage Plan. | 30000 | No | 0 | 0 | 374 | 0.20027 | 0.030041 | 277 | 0.1962 | 0.01962 | 2384 | 0.24406 | 0.036609 | 7 | 0.30017 | 0.060034 | 7 | 0.40299 | 0.080599 | 7 | 0.073599 | 0.0036799 | 10.3103 | 0.13556 | 0.013556 | 6.7241 | 0.00027727 | 1.3864e-05 | 0.24415 | 714 | 0.24415 | 0 | 715
061000457 | 6 | Avenue M - Stewarts Creek Watershed | Develop a benefits cost analysis in support of this project identied in the City of Conroe Master Drainage Plan. | 30000 | No | 0 | 0 | 374 | 0.20027 | 0.030041 | 277 | 0.1962 | 0.01962 | 2384 | 0.24406 | 0.036609 | 7 | 0.30017 | 0.060034 | 7 | 0.40299 | 0.080599 | 7 | 0.073599 | 0.0036799 | 10.3103 | 0.13556 | 0.013556 | 6.7241 | 0.00027727 | 1.3864e-05 | 0.24415 | 714 | 0.24415 | 0 | 716
061000458 | 6 | South 3rd - Stewarts Creek Watershed | Develop a benefits cost analysis in support of this project identied in the City of Conroe Master Drainage Plan. | 30000 | No | 0 | 0 | 374 | 0.20027 | 0.030041 | 277 | 0.1962 | 0.01962 | 2384 | 0.24406 | 0.036609 | 7 | 0.30017 | 0.060034 | 7 | 0.40299 | 0.080599 | 7 | 0.073599 | 0.0036799 | 10.3103 | 0.13556 | 0.013556 | 6.7241 | 0.00027727 | 1.3864e-05 | 0.24415 | 714 | 0.24415 | 0 | 717
061000145 | 6 | Jamica Cove Rd. Survey | Engineering assessment needed to determine if elevating the road would reduce future flooding impacts. | 140000 | No | 0 | 0 | 1276 | 0.68329 | 0.10249 | 1238 | 0.87688 | 0.087688 | 395 | 0.040438 | 0.0060657 | 4 | 0.17153 | 0.034305 | 0 | 0 | 0 | 0 | 0 | 0 | 13.8075 | 0.18154 | 0.018154 | 2.8237 | 0.00011644 | 5.8219e-06 | 0.24871 | 696 | 0.24871 | 0 | 696
061000251 | 6 | City of Jamaica Beach Master Drainage Plan | Study to develop Master Drainage Plan using future and existing land use and flood/storm water drainage needs including Atlas 14 rainfall. | 140000 | No | 0 | 0 | 1276 | 0.68329 | 0.10249 | 1238 | 0.87688 | 0.087688 | 395 | 0.040438 | 0.0060657 | 4 | 0.17153 | 0.034305 | 0 | 0 | 0 | 0 | 0 | 0 | 13.8075 | 0.18154 | 0.018154 | 2.8237 | 0.00011644 | 5.8219e-06 | 0.24871 | 696 | 0.24871 | 0 | 697
091000059 | 9 | Mitchell County FEMA Mapping | Update Existing FEMA Mapping | 929000 | No | 0 | 0 | 344 | 0.18421 | 0.027631 | 206 | 0.14591 | 0.014591 | 628 | 0.064292 | 0.0096438 | 2 | 0.085763 | 0.017153 | 11 | 0.63328 | 0.12666 | 0 | 0 | 0 | 107.6465 | 1.4154 | 0.14154 | 16809.2793 | 0.69314 | 0.034657 | 0.37187 | 546 | 0.37187 | 0 | 546
091000060 | 9 | Mitchell County GIS Development | Develop a GIS inventory of stormwater infrastructure | 100000 | No | 0 | 0 | 344 | 0.18421 | 0.027631 | 206 | 0.14591 | 0.014591 | 628 | 0.064292 | 0.0096438 | 2 | 0.085763 | 0.017153 | 11 | 0.63328 | 0.12666 | 0 | 0 | 0 | 107.6465 | 1.4154 | 0.14154 | 16809.2793 | 0.69314 | 0.034657 | 0.37187 | 546 | 0.37187 | 0 | 547
091000061 | 9 | Mitchell County DMP | Create Drainage Master Plan, including evaluation of potential mitigation projects. | 500000 | No | 0 | 0 | 344 | 0.18421 | 0.027631 | 206 | 0.14591 | 0.014591 | 628 | 0.064292 | 0.0096438 | 2 | 0.085763 | 0.017153 | 11 | 0.63328 | 0.12666 | 0 | 0 | 0 | 107.6465 | 1.4154 | 0.14154 | 16809.2793 | 0.69314 | 0.034657 | 0.37187 | 546 | 0.37187 | 0 | 548
081000926 | 8 | Channel Stabilization | Stabilize channel at inner loop culverts. | 556000 | No | 0 | 0 | 366 | 0.19599 | 0.029399 | 282 | 0.19974 | 0.019974 | 1127 | 0.11538 | 0.017307 | 0 | 0 | 0 | 9 | 0.51813 | 0.10363 | 102 | 1.0724 | 0.053622 | 19.273 | 0.25341 | 0.025341 | 2627.0601 | 0.10833 | 0.0054164 | 0.25469 | 685 | 0.25469 | 0 | 685
061000426 | 6 | Sawdust Road Bridge Elevation Project | Further study of study, design, elevation, & replacement of the Sawdust Road Bridge to mitigate the risks associated with riverine flooding for the citizens residing in the Grogan’s Point and Timberlakes - Timberridge Subdivisions. | 30000 | No | 0 | 0 | 794 | 0.42518 | 0.063777 | 633 | 0.44836 | 0.044836 | 5042 | 0.51618 | 0.077426 | 5 | 0.21441 | 0.042882 | 0 | 0 | 0 | 0 | 0 | 0 | 18.3722 | 0.24156 | 0.024156 | 15.1531 | 0.00062484 | 3.1242e-05 | 0.25311 | 687 | 0.25311 | 0 | 687
011000115 | 1 | Farmers Creek Watershed Authority Dam Evaluation | Investigate survey responses of deficient or non-functioning flood protection dams | 517000 | No | 0 | 0 | 197 | 0.10549 | 0.015824 | 128 | 0.090663 | 0.0090663 | 303 | 0.03102 | 0.004653 | 0 | 0 | 0 | 14 | 0.80599 | 0.1612 | 34 | 0.35748 | 0.017874 | 8.372 | 0.11008 | 0.011008 | 9501.7227 | 0.39181 | 0.01959 | 0.23921 | 729 | 0.23921 | 0 | 729
011000031 | 1 | Sherman County FIS | Perform flood insurance study for the county and develop regulatory mapping | 838000 | No | 0 | 0 | 21 | 0.011245 | 0.0016868 | 0 | 0 | 0 | 32 | 0.003276 | 0.0004914 | 3 | 0.12864 | 0.025729 | 9 | 0.51813 | 0.10363 | 10 | 0.10514 | 0.0052571 | 56.6925 | 0.7454 | 0.07454 | 44312.8438 | 1.8273 | 0.091363 | 0.30269 | 612 | 0.30269 | 0 | 612
101000063 | 10 | Stormwater Diversion Project | Develop stormwater diversion project through town | 200000 | No | 0 | 0 | 1223 | 0.65491 | 0.098236 | 1010 | 0.71539 | 0.071539 | 1908 | 0.19533 | 0.0293 | 2 | 0.085763 | 0.017153 | 1 | 0.057571 | 0.011514 | 0 | 0 | 0 | 26.2554 | 0.34521 | 0.034521 | 137.2614 | 0.00566 | 0.000283 | 0.26255 | 670 | 0.26255 | 0 | 670
101000127 | 10 | Wastewater Treatment Plant Flooding | Wastewater Treatment Plant Floodproofing | 200000 | No | 0 | 0 | 1223 | 0.65491 | 0.098236 | 1010 | 0.71539 | 0.071539 | 1908 | 0.19533 | 0.0293 | 2 | 0.085763 | 0.017153 | 1 | 0.057571 | 0.011514 | 0 | 0 | 0 | 26.2554 | 0.34521 | 0.034521 | 137.2614 | 0.00566 | 0.000283 | 0.26255 | 670 | 0.26255 | 0 | 671
101000188 | 10 | City-wide Drainage Master Plan (integrate with Dry Creek Study) | Develop a City-wide Drainage Master Plan focused on local drainage issues. This plan will merge with the regional FIF study of Dry Creek | 250000 | No | 0 | 0 | 1223 | 0.65491 | 0.098236 | 1010 | 0.71539 | 0.071539 | 1908 | 0.19533 | 0.0293 | 2 | 0.085763 | 0.017153 | 1 | 0.057571 | 0.011514 | 0 | 0 | 0 | 26.2554 | 0.34521 | 0.034521 | 137.2614 | 0.00566 | 0.000283 | 0.26255 | 670 | 0.26255 | 0 | 672
061000080 | 6 | Replace the Tiki Drive bridge with improved, hardened bridge to withstand storm surge and debris. | Further study of proposed Tiki Drive bridge modifications. | 220000 | No | 0 | 0 | 1006 | 0.53871 | 0.080806 | 978 | 0.69272 | 0.069272 | 1721 | 0.17619 | 0.026428 | 6 | 0.25729 | 0.051458 | 0 | 0 | 0 | 0 | 0 | 0 | 9.6374 | 0.12671 | 0.012671 | 3.911 | 0.00016127 | 8.0636e-06 | 0.24064 | 720 | 0.24064 | 0 | 720
061000292 | 6 | City of Tiki Island Master Drainage Plan | Study to develop Master Drainage Plan using future and existing land use and flood/storm water drainage needs including Atlas 14 rainfall. | 180000 | Yes | 100 | 0 | 1006 | 0.53871 | 0.080806 | 978 | 0.69272 | 0.069272 | 1721 | 0.17619 | 0.026428 | 6 | 0.25729 | 0.051458 | 0 | 0 | 0 | 0 | 0 | 0 | 9.6374 | 0.12671 | 0.012671 | 3.911 | 0.00016127 | 8.0636e-06 | 0.24064 | 720 | 0.24064 | 0 | 721
051000004 | 5 | Cherokee County Update Flood Hazard Mapping | Complete a detailed study within the county extent to delineate an updated flood hazard area, which can be used for regulatory purposes. | 4800000 | Yes | 100 | 0 | 672 | 0.35985 | 0.053978 | 302 | 0.21391 | 0.021391 | 1382 | 0.14148 | 0.021222 | 1 | 0.042882 | 0.0085763 | 10 | 0.57571 | 0.11514 | 10 | 0.10514 | 0.0052571 | 49.2851 | 0.64801 | 0.064801 | 919.8188 | 0.037929 | 0.0018965 | 0.29226 | 626 | 0.29226 | 0 | 626
051000026 | 5 | Cherokee County Master Drainage Plan | Perform H&H modeling to identify and define flood risk, develop conceptual alternatives to reduce flood risk, develop OPCC for conceptual alternatives, and rank projects. Conceptual alternatives should evaluate feasibility of nature based solutions. | 1600000 | Yes | 100 | 0 | 672 | 0.35985 | 0.053978 | 302 | 0.21391 | 0.021391 | 1382 | 0.14148 | 0.021222 | 1 | 0.042882 | 0.0085763 | 10 | 0.57571 | 0.11514 | 10 | 0.10514 | 0.0052571 | 49.2851 | 0.64801 | 0.064801 | 919.8188 | 0.037929 | 0.0018965 | 0.29226 | 626 | 0.29226 | 0 | 627
031000024 | 3 | Madison County FEMA Mapping | Create FEMA mapping in previously unmapped areas and update existing FEMA maps as needed. | 724000 | No | 0 | 0 | 409 | 0.21902 | 0.032852 | 345 | 0.24437 | 0.024437 | 327 | 0.033477 | 0.0050215 | 7 | 0.30017 | 0.060034 | 1 | 0.057571 | 0.011514 | 0 | 0 | 0 | 58.3972 | 0.76782 | 0.076782 | 45093.8906 | 1.8595 | 0.092974 | 0.30361 | 611 | 0.30361 | 0 | 611
061000087 | 6 | City of La Maque - East Side Storm water detention | Feasibility study and a drainage analysis of the new pond row acquisition and associated conveyance improvements on a part of 10 acres of land. | 360000 | No | 0 | 0 | 829 | 0.44392 | 0.066588 | 767 | 0.54327 | 0.054327 | 1612 | 0.16503 | 0.024754 | 8 | 0.34305 | 0.068611 | 1 | 0.057571 | 0.011514 | 1 | 0.010514 | 0.00052571 | 31.1141 | 0.40909 | 0.040909 | 37.8494 | 0.0015607 | 7.8037e-05 | 0.26731 | 653 | 0.26731 | 0 | 653
061000138 | 6 | Corp of Engineers study of the Galveston County Water Reservoir Dam and Levee system | Review findings of potential breach to dam/levee system and develop/implement mitigation actions as applicable. | 360000 | No | 0 | 0 | 829 | 0.44392 | 0.066588 | 767 | 0.54327 | 0.054327 | 1612 | 0.16503 | 0.024754 | 8 | 0.34305 | 0.068611 | 1 | 0.057571 | 0.011514 | 1 | 0.010514 | 0.00052571 | 31.1141 | 0.40909 | 0.040909 | 37.8494 | 0.0015607 | 7.8037e-05 | 0.26731 | 653 | 0.26731 | 0 | 654
061000147 | 6 | Implement Drainage Improvements in City of La Marque | Implement drainage projects that support low maintenance and cleaning of drainage ditches. | 360000 | No | 0 | 0 | 829 | 0.44392 | 0.066588 | 767 | 0.54327 | 0.054327 | 1612 | 0.16503 | 0.024754 | 8 | 0.34305 | 0.068611 | 1 | 0.057571 | 0.011514 | 1 | 0.010514 | 0.00052571 | 31.1141 | 0.40909 | 0.040909 | 37.8494 | 0.0015607 | 7.8037e-05 | 0.26731 | 653 | 0.26731 | 0 | 655
061000149 | 6 | Evaluatin of Increase Height of Existing Levee Wall System in City of La Marque | Increase height of existing Levee wall system to withstand a Category 5 storm surge. | 810000 | No | 0 | 0 | 829 | 0.44392 | 0.066588 | 767 | 0.54327 | 0.054327 | 1612 | 0.16503 | 0.024754 | 8 | 0.34305 | 0.068611 | 1 | 0.057571 | 0.011514 | 1 | 0.010514 | 0.00052571 | 31.1141 | 0.40909 | 0.040909 | 37.8494 | 0.0015607 | 7.8037e-05 | 0.26731 | 653 | 0.26731 | 0 | 656
061000255 | 6 | City of La Marque Master Drainage Plan | Study to develop Master Drainage Plan using future and existing land use and flood/storm water drainage needs including Atlas 14 rainfall. | 360000 | Yes | 100 | 0 | 829 | 0.44392 | 0.066588 | 767 | 0.54327 | 0.054327 | 1612 | 0.16503 | 0.024754 | 8 | 0.34305 | 0.068611 | 1 | 0.057571 | 0.011514 | 1 | 0.010514 | 0.00052571 | 31.1141 | 0.40909 | 0.040909 | 37.8494 | 0.0015607 | 7.8037e-05 | 0.26731 | 653 | 0.26731 | 0 | 657
061000085 | 6 | Cane Island Branch- Alt 2 | Further study and FMP development of proposed channel modifications to Cane Island Branch including Atlas 14 rainfall. | 3270000 | No | 0 | 0 | 546 | 0.29238 | 0.043857 | 444 | 0.31449 | 0.031449 | 2216 | 0.22686 | 0.03403 | 8 | 0.34305 | 0.068611 | 4 | 0.23028 | 0.046056 | 4 | 0.042057 | 0.0021028 | 10.0267 | 0.13183 | 0.013183 | 21.6526 | 0.00089286 | 4.4643e-05 | 0.23933 | 725 | 0.23933 | 0 | 725
061000152 | 6 | Cane Island Branch- Alt 1 | Further study of 2,800 ac-ft detention upstream of Pitts road. | 180000 | No | 0 | 0 | 546 | 0.29238 | 0.043857 | 444 | 0.31449 | 0.031449 | 2216 | 0.22686 | 0.03403 | 8 | 0.34305 | 0.068611 | 4 | 0.23028 | 0.046056 | 4 | 0.042057 | 0.0021028 | 10.0267 | 0.13183 | 0.013183 | 21.6526 | 0.00089286 | 4.4643e-05 | 0.23933 | 725 | 0.23933 | 0 | 726
061000253 | 6 | City of Katy Master Drainage Plan | Study to develop Master Drainage Plan using future and existing land use and flood/storm water drainage needs including Atlas 14 rainfall. | 360000 | Yes | 100 | 0 | 546 | 0.29238 | 0.043857 | 444 | 0.31449 | 0.031449 | 2216 | 0.22686 | 0.03403 | 8 | 0.34305 | 0.068611 | 4 | 0.23028 | 0.046056 | 4 | 0.042057 | 0.0021028 | 10.0267 | 0.13183 | 0.013183 | 21.6526 | 0.00089286 | 4.4643e-05 | 0.23933 | 725 | 0.23933 | 0 | 727
031000119 | 3 | Sweetbriar-Glenrose Alley Drainage Study Update | Area 26 | 50000 | No | 0 | 0 | 308 | 0.16493 | 0.02474 | 291 | 0.20612 | 0.020612 | 4259 | 0.43602 | 0.065402 | 4 | 0.17153 | 0.034305 | 7 | 0.40299 | 0.080599 | 0 | 0 | 0 | 7.3264 | 0.096329 | 0.0096329 | 0.92041 | 3.7954e-05 | 1.8977e-06 | 0.23529 | 733 | 0.23529 | 0 | 733
051000003 | 5 | Chambers County Update Flood Hazard Mapping | Complete a detailed study within the county extent to delineate an updated flood hazard area, which can be used for regulatory purposes. | 652546 | Yes | 100 | 0 | 1175 | 0.6292 | 0.094381 | 459 | 0.32511 | 0.032511 | 1431 | 0.1465 | 0.021975 | 0 | 0 | 0 | 0 | 0 | 0 | 0 | 0 | 0 | 161.6165 | 2.125 | 0.2125 | 36932.5938 | 1.5229 | 0.076147 | 0.43751 | 487 | 0.43751 | 0 | 487
051000025 | 5 | Chambers County Master Drainage Plan | Perform H&H modeling to identify and define flood risk, develop conceptual alternatives to reduce flood risk, develop OPCC for conceptual alternatives, and rank projects. Conceptual alternatives should evaluate feasibility of nature based solutions. | 1600000 | Yes | 100 | 0 | 1175 | 0.6292 | 0.094381 | 459 | 0.32511 | 0.032511 | 1431 | 0.1465 | 0.021975 | 0 | 0 | 0 | 0 | 0 | 0 | 0 | 0 | 0 | 161.6165 | 2.125 | 0.2125 | 36932.5938 | 1.5229 | 0.076147 | 0.43751 | 487 | 0.43751 | 0 | 488
011000056 | 1 | Swisher County Drainage Master Plan | Perform H&H modeling, develop conceptual alternatives and OPCC, and rank projects; survey responses report issues with rivers, creeks, tributaries, and functioning floodplains and playa lakes. | 500000 | No | 0 | 0 | 57 | 0.030523 | 0.0045785 | 21 | 0.014874 | 0.0014874 | 54 | 0.0055283 | 0.00082924 | 0 | 0 | 0 | 11 | 0.63328 | 0.12666 | 15 | 0.15771 | 0.0078856 | 203.7043 | 2.6783 | 0.26783 | 40120.8594 | 1.6544 | 0.08272 | 0.49199 | 439 | 0.49199 | 0 | 439
011000023 | 1 | Swisher County FIS | Perform flood insurance study for the county and develop regulatory mapping | 929000 | No | 0 | 0 | 57 | 0.030523 | 0.0045785 | 21 | 0.014874 | 0.0014874 | 54 | 0.0055283 | 0.00082924 | 0 | 0 | 0 | 11 | 0.63328 | 0.12666 | 15 | 0.15771 | 0.0078856 | 203.7043 | 2.6783 | 0.26783 | 40120.8594 | 1.6544 | 0.08272 | 0.49199 | 439 | 0.49199 | 0 | 440
131000137 | 13 | Aransas Pass Homeowner Buyout Program | Develop and implement a buyout program. The purpose is to buy out land owners in areas that have had repeated monetary lose due to storm flooding. | 82000 | Yes | 100 | 0 | 914 | 0.48944 | 0.073416 | 639 | 0.45261 | 0.045261 | 2022 | 0.207 | 0.03105 | 0 | 0 | 0 | 0 | 0 | 0 | 138 | 1.451 | 0.072548 | 32.1198 | 0.42232 | 0.042232 | 4.7732 | 0.00019682 | 9.8412e-06 | 0.26452 | 662 | 0.26452 | 0 | 662
031000355 | 3 | City of Weatherford DMP | Evaluate city and identify future projects. | 500000 | No | 0 | 0 | 520 | 0.27846 | 0.041768 | 468 | 0.33149 | 0.033149 | 2170 | 0.22215 | 0.033323 | 5 | 0.21441 | 0.042882 | 6 | 0.34542 | 0.069085 | 0 | 0 | 0 | 17.5891 | 0.23127 | 0.023127 | 759.0054 | 0.031298 | 0.0015649 | 0.2449 | 712 | 0.2449 | 0 | 712
011000036 | 1 | Cooke County FIS | Update flood insurance study for the county and develop regulatory mapping | 917000 | No | 0 | 0 | 54 | 0.028917 | 0.0043375 | 25 | 0.017708 | 0.0017708 | 81 | 0.0082924 | 0.0012439 | 0 | 0 | 0 | 13 | 0.74842 | 0.14968 | 40 | 0.42057 | 0.021028 | 8.4499 | 0.1111 | 0.01111 | 20721.4727 | 0.85446 | 0.042723 | 0.2319 | 738 | 0.2319 | 0 | 738
011000043 | 1 | Cooke County Drainage Master Plan | Perform H&H modeling, develop conceptual alternatives and OPCC, and rank projects; selected based on HMAPs | 500000 | No | 0 | 0 | 54 | 0.028917 | 0.0043375 | 25 | 0.017708 | 0.0017708 | 81 | 0.0082924 | 0.0012439 | 0 | 0 | 0 | 13 | 0.74842 | 0.14968 | 40 | 0.42057 | 0.021028 | 8.4499 | 0.1111 | 0.01111 | 20721.4727 | 0.85446 | 0.042723 | 0.2319 | 738 | 0.2319 | 0 | 739
061000130 | 6 | Hostetter and Gourd Creek Bridges Elevation Evaluation | Further study to elevate and install culverts on Hostetter and Gourd Creek roadways to prevent flooding and/or flood damage on roadway. | 130000 | No | 0 | 0 | 1169 | 0.62599 | 0.093899 | 1023 | 0.7246 | 0.07246 | 1900 | 0.19451 | 0.029177 | 0 | 0 | 0 | 2 | 0.11514 | 0.023028 | 2 | 0.021028 | 0.0010514 | 10.2225 | 0.13441 | 0.013441 | 25.4577 | 0.0010498 | 5.2488e-05 | 0.23311 | 737 | 0.23311 | 0 | 737
061000063 | 6 | Mary's Creek Middle Segment | Further study including Atlas 14 rainfall incorporation and Benefit Cost Analysis of proposed channel modifications included in the City of Pearland master drainage plan. | 628000 | No | 0 | 0 | 994 | 0.53228 | 0.079842 | 745 | 0.52769 | 0.052769 | 2861 | 0.2929 | 0.043934 | 5 | 0.21441 | 0.042882 | 0 | 0 | 0 | 0 | 0 | 0 | 19.2827 | 0.25353 | 0.025353 | 9.7307 | 0.00040125 | 2.0063e-05 | 0.2448 | 713 | 0.2448 | 0 | 713
141000012 | 14 | Dam Improvements at Comanche Creek Reservoir at Fort Stockton | Inspect and evaluate rehabilitation improvements for Comanche Creek Reservoir to protect Fort Stockton from similar flooding to that which occurred on April 4, 2004. | 68000 | Yes | 100 | 0 | 169 | 0.090498 | 0.013575 | 111 | 0.078622 | 0.0078622 | 7825 | 0.80109 | 0.12016 | 2 | 0.085763 | 0.017153 | 4 | 0.23028 | 0.046056 | 27 | 0.28388 | 0.014194 | 22.1459 | 0.29118 | 0.029118 | 14.4729 | 0.0005968 | 2.984e-05 | 0.24815 | 698 | 0.24815 | 0 | 698
011000060 | 1 | Lipscomb County Drainage Master Plan | Perform H&H modeling, develop conceptual alternatives and OPCC, and rank projects; selected based on HMAPs | 500000 | No | 0 | 0 | 100 | 0.053549 | 0.0080324 | 9 | 0.0063748 | 0.00063748 | 80 | 0.00819 | 0.0012285 | 0 | 0 | 0 | 6 | 0.34542 | 0.069085 | 6 | 0.063085 | 0.0031542 | 20.3205 | 0.26718 | 0.026718 | 66275.2031 | 2.7329 | 0.13664 | 0.2455 | 701 | 0.2455 | 0 | 701
011000033 | 1 | Lipscomb County FIS | Perform flood insurance study for the county and develop regulatory mapping | 924000 | No | 0 | 0 | 100 | 0.053549 | 0.0080324 | 9 | 0.0063748 | 0.00063748 | 80 | 0.00819 | 0.0012285 | 0 | 0 | 0 | 6 | 0.34542 | 0.069085 | 6 | 0.063085 | 0.0031542 | 20.3205 | 0.26718 | 0.026718 | 66275.2031 | 2.7329 | 0.13664 | 0.2455 | 701 | 0.2455 | 0 | 702
081000678 | 8 | Burton Creek Main Stem Improvements | Channel and crossing improvements along Burton Creek mainstem from SH 6 to S Coulter Dr. | 514000 | No | 0 | 0 | 348 | 0.18635 | 0.027953 | 254 | 0.17991 | 0.017991 | 1697 | 0.17373 | 0.02606 | 2 | 0.085763 | 0.017153 | 9 | 0.51813 | 0.10363 | 47 | 0.49416 | 0.024708 | 4.3193 | 0.056791 | 0.0056791 | 0.30883 | 1.2735e-05 | 6.3674e-07 | 0.22317 | 764 | 0.22317 | 0 | 764
081001036 | 8 | Improve Undersized Storm Sewers in Burton Creek DB | Update modeling to Atlas 14 to determine appropriate sizing for storm sewer in the region. | 300000 | No | 0 | 0 | 348 | 0.18635 | 0.027953 | 254 | 0.17991 | 0.017991 | 1697 | 0.17373 | 0.02606 | 2 | 0.085763 | 0.017153 | 9 | 0.51813 | 0.10363 | 47 | 0.49416 | 0.024708 | 4.3193 | 0.056791 | 0.0056791 | 0.30883 | 1.2735e-05 | 6.3674e-07 | 0.22317 | 764 | 0.22317 | 0 | 765
081001021 | 8 | Burton Creek Extension of Flood Study | Expansion of previous study to improve characterization of flood risk. | 71000 | No | 0 | 0 | 348 | 0.18635 | 0.027953 | 254 | 0.17991 | 0.017991 | 1697 | 0.17373 | 0.02606 | 2 | 0.085763 | 0.017153 | 9 | 0.51813 | 0.10363 | 47 | 0.49416 | 0.024708 | 4.3193 | 0.056791 | 0.0056791 | 0.30883 | 1.2735e-05 | 6.3674e-07 | 0.22317 | 764 | 0.22317 | 0 | 766
131000005 | 13 | Others (Flood Prevention/Planning Study, LOMR etc) | Atascosa Flood Prevention Project - Pleasanton | 79000 | Yes | 100 | 0 | 464 | 0.24847 | 0.03727 | 322 | 0.22807 | 0.022807 | 2226 | 0.22789 | 0.034183 | 1 | 0.042882 | 0.0085763 | 5 | 0.28785 | 0.057571 | 107 | 1.125 | 0.056251 | 15.556 | 0.20453 | 0.020453 | 7.7421 | 0.00031925 | 1.5963e-05 | 0.23713 | 730 | 0.23713 | 0 | 730
131000018 | 13 | Atascosa McMullen Hazard Mitigation Plan - City of Pleasanton Action #10 | reduce flooding and poor drainage by increasing maintenance of existing storm water system. | 3150000 | Yes | 100 | 0 | 464 | 0.24847 | 0.03727 | 322 | 0.22807 | 0.022807 | 2226 | 0.22789 | 0.034183 | 1 | 0.042882 | 0.0085763 | 5 | 0.28785 | 0.057571 | 107 | 1.125 | 0.056251 | 15.556 | 0.20453 | 0.020453 | 7.7421 | 0.00031925 | 1.5963e-05 | 0.23713 | 730 | 0.23713 | 0 | 731
061000117 | 6 | City of Bayou Vista - Drainage Improvement Program | Study to develop drainage improvement program to reduce standing water and runoff, and reduce minor flooding for residents located in District No. 12. | 100000 | No | 0 | 0 | 1123 | 0.60136 | 0.090204 | 1095 | 0.77559 | 0.077559 | 1508 | 0.15438 | 0.023157 | 3 | 0.12864 | 0.025729 | 0 | 0 | 0 | 0 | 0 | 0 | 7.465 | 0.098151 | 0.0098151 | 0 | 0 | 0 | 0.22646 | 754 | 0.22646 | 0 | 754
061000084 | 6 | City of Bayou Vista Master Drainage Plan | Study to develop Master Drainage Plan using future and existing land use and flood/storm water drainage needs including Atlas 14 rainfall. | 130000 | Yes | 100 | 0 | 1122 | 0.60082 | 0.090123 | 1095 | 0.77559 | 0.077559 | 1502 | 0.15377 | 0.023065 | 3 | 0.12864 | 0.025729 | 0 | 0 | 0 | 0 | 0 | 0 | 7.7089 | 0.10136 | 0.010136 | 0 | 0 | 0 | 0.22661 | 752 | 0.22661 | 0 | 752
061000158 | 6 | City of Bayou Vista Canal Dredging Study | Plan for Canal Dredging to reduce sediment deposited during storm events. Study to develop and implement canal dredging program. | 130000 | No | 0 | 0 | 1122 | 0.60082 | 0.090123 | 1095 | 0.77559 | 0.077559 | 1502 | 0.15377 | 0.023065 | 3 | 0.12864 | 0.025729 | 0 | 0 | 0 | 0 | 0 | 0 | 7.7089 | 0.10136 | 0.010136 | 0 | 0 | 0 | 0.22661 | 752 | 0.22661 | 0 | 753
031000010 | 3 | Freestone County FEMA Mapping | Create FEMA mapping in previously unmapped areas and update existing FEMA maps as needed. | 1201000 | No | 0 | 0 | 557 | 0.29827 | 0.04474 | 237 | 0.16787 | 0.016787 | 389 | 0.039824 | 0.0059736 | 3 | 0.12864 | 0.025729 | 2 | 0.11514 | 0.023028 | 0 | 0 | 0 | 90.6338 | 1.1917 | 0.11917 | 48504.25 | 2.0001 | 0.1 | 0.33543 | 585 | 0.33543 | 0 | 585
031000081 | 3 | Freestone County DMP | Evaluate County and identify future projects. | 500000 | No | 0 | 0 | 557 | 0.29827 | 0.04474 | 237 | 0.16787 | 0.016787 | 389 | 0.039824 | 0.0059736 | 3 | 0.12864 | 0.025729 | 2 | 0.11514 | 0.023028 | 0 | 0 | 0 | 90.6338 | 1.1917 | 0.11917 | 48504.25 | 2.0001 | 0.1 | 0.33543 | 585 | 0.33543 | 0 | 586
131000016 | 13 | Crystal City City-wide Drainage Study | Crystal City City-wide Drainage Study | 250000 | Yes | 100 | 0 | 772 | 0.4134 | 0.06201 | 655 | 0.46394 | 0.046394 | 2376 | 0.24324 | 0.036487 | 3 | 0.12864 | 0.025729 | 0 | 0 | 0 | 82 | 0.86216 | 0.043108 | 16.1969 | 0.21296 | 0.021296 | 2.9647 | 0.00012225 | 6.1125e-06 | 0.23503 | 735 | 0.23503 | 0 | 735
071000006 | 7 | Crosby County Initial FEMA Mapping | Create FEMA Mapping in previously unmapped areas | 834000 | No | 0 | 0 | 279 | 0.1494 | 0.02241 | 62 | 0.043915 | 0.0043915 | 325 | 0.033272 | 0.0049908 | 2 | 0.085763 | 0.017153 | 6 | 0.34542 | 0.069085 | 0 | 0 | 0 | 349.603 | 4.5967 | 0.45967 | 45936.1094 | 1.8942 | 0.09471 | 0.67241 | 366 | 0.67241 | 0 | 366
071000091 | 7 | Crosby County GIS Development | Develop a GIS inventory of stormwater infrastructure | 100000 | No | 0 | 0 | 279 | 0.1494 | 0.02241 | 62 | 0.043915 | 0.0043915 | 325 | 0.033272 | 0.0049908 | 2 | 0.085763 | 0.017153 | 6 | 0.34542 | 0.069085 | 0 | 0 | 0 | 349.603 | 4.5967 | 0.45967 | 45936.1094 | 1.8942 | 0.09471 | 0.67241 | 366 | 0.67241 | 0 | 367
071000158 | 7 | Crosby County DCM | Consider stormwater criteria for infrastructure and floodplain ordinances to avoid new exposure to flood hazards. | 100000 | No | 0 | 0 | 279 | 0.1494 | 0.02241 | 62 | 0.043915 | 0.0043915 | 325 | 0.033272 | 0.0049908 | 2 | 0.085763 | 0.017153 | 6 | 0.34542 | 0.069085 | 0 | 0 | 0 | 349.603 | 4.5967 | 0.45967 | 45936.1094 | 1.8942 | 0.09471 | 0.67241 | 366 | 0.67241 | 0 | 368
031000044 | 3 | Madison County Dam Inundation Study | Create dam failure inundation maps | 478000 | No | 0 | 0 | 338 | 0.181 | 0.027149 | 297 | 0.21037 | 0.021037 | 241 | 0.024672 | 0.0037009 | 7 | 0.30017 | 0.060034 | 1 | 0.057571 | 0.011514 | 0 | 0 | 0 | 58.3972 | 0.76782 | 0.076782 | 43020.8789 | 1.774 | 0.088699 | 0.28892 | 640 | 0.28892 | 0 | 640
061000246 | 6 | City of Humble Master Drainage Plan | Study to develop Master Drainage Plan using future and existing land use and flood/storm water drainage needs including Atlas 14 rainfall. | 320000 | Yes | 100 | 0 | 652 | 0.34914 | 0.052371 | 489 | 0.34636 | 0.034636 | 4566 | 0.46745 | 0.070117 | 5 | 0.21441 | 0.042882 | 1 | 0.057571 | 0.011514 | 1 | 0.010514 | 0.00052571 | 16.9503 | 0.22287 | 0.022287 | 25.1372 | 0.0010365 | 5.1827e-05 | 0.23438 | 736 | 0.23438 | 0 | 736
081000943 | 8 | Lake Creek Structural Elevation | Elevate or floodproof structures currently in high risk areas. Use H&H modeling to prioritize properties. | 510000 | No | 0 | 0 | 234 | 0.12531 | 0.018796 | 192 | 0.13599 | 0.013599 | 838 | 0.085791 | 0.012869 | 1 | 0.042882 | 0.0085763 | 11 | 0.63328 | 0.12666 | 57 | 0.59931 | 0.029965 | 5.0251 | 0.066071 | 0.0066071 | 414.205 | 0.01708 | 0.000854 | 0.21792 | 781 | 0.21792 | 0 | 781
071000030 | 7 | Throckmorton County Update FEMA Mapping | Update existing FEMA mapping | 1010000 | No | 0 | 0 | 98 | 0.052478 | 0.0078717 | 20 | 0.014166 | 0.0014166 | 67 | 0.0068591 | 0.0010289 | 0 | 0 | 0 | 6 | 0.34542 | 0.069085 | 0 | 0 | 0 | 65.2744 | 0.85824 | 0.085824 | 63522.1289 | 2.6194 | 0.13097 | 0.29619 | 615 | 0.29619 | 0 | 615
071000076 | 7 | Throckmorton County DMP | Evaluate county to identify future projects, analyze roads/stream crossing for emergency response vehicles to high hazard areas | 500000 | No | 0 | 0 | 98 | 0.052478 | 0.0078717 | 20 | 0.014166 | 0.0014166 | 67 | 0.0068591 | 0.0010289 | 0 | 0 | 0 | 6 | 0.34542 | 0.069085 | 0 | 0 | 0 | 65.2744 | 0.85824 | 0.085824 | 63522.1289 | 2.6194 | 0.13097 | 0.29619 | 615 | 0.29619 | 0 | 616
071000115 | 7 | Throckmorton County GIS Development | Develop a GIS inventory of stormwater infrastructure | 100000 | No | 0 | 0 | 98 | 0.052478 | 0.0078717 | 20 | 0.014166 | 0.0014166 | 67 | 0.0068591 | 0.0010289 | 0 | 0 | 0 | 6 | 0.34542 | 0.069085 | 0 | 0 | 0 | 65.2744 | 0.85824 | 0.085824 | 63522.1289 | 2.6194 | 0.13097 | 0.29619 | 615 | 0.29619 | 0 | 617
071000199 | 7 | Throckmorton County DCM | Consider stormwater criteria for infrastructure and floodplain ordinances to avoid new exposure to flood hazards. | 100000 | No | 0 | 0 | 98 | 0.052478 | 0.0078717 | 20 | 0.014166 | 0.0014166 | 67 | 0.0068591 | 0.0010289 | 0 | 0 | 0 | 6 | 0.34542 | 0.069085 | 0 | 0 | 0 | 65.2744 | 0.85824 | 0.085824 | 63522.1289 | 2.6194 | 0.13097 | 0.29619 | 615 | 0.29619 | 0 | 618
041000051 | 4 | West Orange Drainage Improvements Study | West Orange Drainage Improvements Study to quantify benefits, evaluate impacts, and begin design. | 350000 | Yes | 100 | 0 | 1143 | 0.61207 | 0.09181 | 1007 | 0.71326 | 0.071326 | 2990 | 0.3061 | 0.045915 | 0 | 0 | 0 | 0 | 0 | 0 | 0 | 0 | 0 | 20.2293 | 0.26598 | 0.026598 | 30.4639 | 0.0012562 | 6.281e-05 | 0.23571 | 732 | 0.23571 | 0 | 732
051000009 | 5 | Jasper County Update Flood Hazard Mapping | Complete a detailed study within the county extent to delineate an updated flood hazard area, which can be used for regulatory purposes. | 1210721 | Yes | 100 | 0 | 756 | 0.40483 | 0.060725 | 367 | 0.25995 | 0.025995 | 1655 | 0.16943 | 0.025415 | 7 | 0.30017 | 0.060034 | 3 | 0.17271 | 0.034542 | 3 | 0.031542 | 0.0015771 | 45.6974 | 0.60084 | 0.060084 | 103.8639 | 0.0042829 | 0.00021414 | 0.26859 | 651 | 0.26859 | 0 | 651
051000030 | 5 | Jasper County Master Drainage Plan | Perform H&H modeling to identify and define flood risk, develop conceptual alternatives to reduce flood risk, develop OPCC for conceptual alternatives, and rank projects. Conceptual alternatives should evaluate feasibility of nature based solutions. | 1200000 | Yes | 100 | 0 | 756 | 0.40483 | 0.060725 | 367 | 0.25995 | 0.025995 | 1655 | 0.16943 | 0.025415 | 7 | 0.30017 | 0.060034 | 3 | 0.17271 | 0.034542 | 3 | 0.031542 | 0.0015771 | 45.6974 | 0.60084 | 0.060084 | 103.8639 | 0.0042829 | 0.00021414 | 0.26859 | 651 | 0.26859 | 0 | 652
081001039 | 8 | Improve Undersized Storm Sewers in Cottonwood Branch/Still Creek DB | Update modeling to Atlas 14 to determine appropriate sizing for storm sewer in the region. | 100000 | No | 0 | 0 | 254 | 0.13602 | 0.020402 | 166 | 0.11758 | 0.011758 | 692 | 0.070844 | 0.010627 | 0 | 0 | 0 | 12 | 0.69085 | 0.13817 | 51 | 0.53622 | 0.026811 | 5.4814 | 0.072071 | 0.0072071 | 292.257 | 0.012051 | 0.00060257 | 0.21558 | 783 | 0.21558 | 0 | 783
021000013 | 2 | Upshur County FIS | Update County maps to Zone AE | 1834000 | No | 0 | 0 | 425 | 0.22758 | 0.034138 | 250 | 0.17708 | 0.017708 | 2262 | 0.23157 | 0.034736 | 10 | 0.42882 | 0.085763 | 3 | 0.17271 | 0.034542 | 0 | 0 | 0 | 90.7699 | 1.1935 | 0.11935 | 611.6917 | 0.025223 | 0.0012612 | 0.32749 | 589 | 0.32749 | 0 | 589
021000031 | 2 | Upshur County Drainage | Raise elevations and improve drainage for certain roads and streets within Region 2 | 1000000 | No | 0 | 0 | 425 | 0.22758 | 0.034138 | 250 | 0.17708 | 0.017708 | 2262 | 0.23157 | 0.034736 | 10 | 0.42882 | 0.085763 | 3 | 0.17271 | 0.034542 | 0 | 0 | 0 | 90.7699 | 1.1935 | 0.11935 | 611.6917 | 0.025223 | 0.0012612 | 0.32749 | 589 | 0.32749 | 0 | 590
011000004 | 1 | Cottle County FIS | Perform flood insurance study for the county and develop regulatory mapping | 926000 | No | 0 | 0 | 7 | 0.0037484 | 0.00056227 | 1 | 0.00070831 | 7.0831e-05 | 3 | 0.00030713 | 4.6069e-05 | 0 | 0 | 0 | 5 | 0.28785 | 0.057571 | 5 | 0.052571 | 0.0026285 | 33.4632 | 0.43998 | 0.043998 | 71380.6719 | 2.9434 | 0.14717 | 0.25205 | 694 | 0.25205 | 0 | 694
041000020 | 4 | Vidor Drainage Master Plan | Perform study of existing culverts and drainage capabilities in town. Identify upgrades to drainage infrastructure capacity where needed. | 1200000 | Yes | 100 | 0 | 1154 | 0.61796 | 0.092694 | 1031 | 0.73026 | 0.073026 | 2657 | 0.27201 | 0.040802 | 0 | 0 | 0 | 0 | 0 | 0 | 0 | 0 | 0 | 25.6712 | 0.33753 | 0.033753 | 58.0844 | 0.0023951 | 0.00011976 | 0.24039 | 723 | 0.24039 | 0 | 723
091000002 | 9 | Andrews County FEMA Mapping | Create FEMA Mapping in previously unmapped areas | 1288000 | No | 0 | 0 | 959 | 0.51354 | 0.077031 | 763 | 0.54044 | 0.054044 | 1455 | 0.14896 | 0.022343 | 0 | 0 | 0 | 3 | 0.17271 | 0.034542 | 0 | 0 | 0 | 173.238 | 2.2778 | 0.22778 | 8416.5166 | 0.34706 | 0.017353 | 0.43309 | 490 | 0.43309 | 0 | 490
091000003 | 9 | Andrews County GIS Development | Develop GIS an inventory of stormwater infrastructure | 100000 | No | 0 | 0 | 959 | 0.51354 | 0.077031 | 763 | 0.54044 | 0.054044 | 1455 | 0.14896 | 0.022343 | 0 | 0 | 0 | 3 | 0.17271 | 0.034542 | 0 | 0 | 0 | 173.238 | 2.2778 | 0.22778 | 8416.5166 | 0.34706 | 0.017353 | 0.43309 | 490 | 0.43309 | 0 | 491
091000001 | 9 | Andrews County DMP | Create Drainage Master Plan, including evaluation of potential mitigation projects. | 500000 | No | 0 | 0 | 959 | 0.51354 | 0.077031 | 763 | 0.54044 | 0.054044 | 1455 | 0.14896 | 0.022343 | 0 | 0 | 0 | 3 | 0.17271 | 0.034542 | 0 | 0 | 0 | 173.238 | 2.2778 | 0.22778 | 8416.5166 | 0.34706 | 0.017353 | 0.43309 | 490 | 0.43309 | 0 | 492
041000048 | 4 | City of Fate Culvert Improvement Study | Culverts improvements to meet 100-YR fully developed conditions | 100000 | No | 0 | 0 | 295 | 0.15797 | 0.023696 | 220 | 0.15583 | 0.015583 | 828 | 0.084767 | 0.012715 | 0 | 0 | 0 | 12 | 0.69085 | 0.13817 | 12 | 0.12617 | 0.0063085 | 18.4673 | 0.24281 | 0.024281 | 4103.8574 | 0.16922 | 0.0084612 | 0.22921 | 740 | 0.22921 | 0 | 740
081000941 | 8 | Mustang Creek Study | Detailed H&H modeling to mitigate flooding from Upper Mustang Creek on the City of Taylor. | 290000 | No | 0 | 0 | 111 | 0.05944 | 0.0089159 | 71 | 0.05029 | 0.005029 | 352 | 0.036036 | 0.0054054 | 0 | 0 | 0 | 13 | 0.74842 | 0.14968 | 51 | 0.53622 | 0.026811 | 6.5623 | 0.086283 | 0.0086283 | 4157.2402 | 0.17143 | 0.0085713 | 0.21304 | 784 | 0.21304 | 0 | 784
051000149 | 5 | Feasibility Assessment of Widening and Deepening Segments of Tiger Creek | H&H Study to analyze most efficient alternatives for constructing improvements to segments of Tiger Creek. | 150000 | Yes | 100 | 0 | 848 | 0.4541 | 0.068115 | 762 | 0.53973 | 0.053973 | 1290 | 0.13206 | 0.01981 | 0 | 0 | 0 | 5 | 0.28785 | 0.057571 | 5 | 0.052571 | 0.0026285 | 17.3577 | 0.22822 | 0.022822 | 15.3065 | 0.00063117 | 3.1559e-05 | 0.22495 | 759 | 0.22495 | 0 | 759
051000150 | 5 | Feasibility Assessment of Construction of a Stormwater Detention Pond Adjacent to Tiger Creek | H&H Study to analyze most efficient alternatives for constructing a stormwater detention pond in the vicinity of Tiger Creek. | 100000 | Yes | 100 | 0 | 848 | 0.4541 | 0.068115 | 762 | 0.53973 | 0.053973 | 1290 | 0.13206 | 0.01981 | 0 | 0 | 0 | 5 | 0.28785 | 0.057571 | 5 | 0.052571 | 0.0026285 | 17.3577 | 0.22822 | 0.022822 | 15.3065 | 0.00063117 | 3.1559e-05 | 0.22495 | 759 | 0.22495 | 0 | 760
091000020 | 9 | Coke County FEMA Mapping | Create FEMA Mapping in previously unmapped areas | 920000 | No | 0 | 0 | 245 | 0.1312 | 0.019679 | 104 | 0.073664 | 0.0073664 | 123 | 0.012592 | 0.0018888 | 0 | 0 | 0 | 14 | 0.80599 | 0.1612 | 0 | 0 | 0 | 55.4301 | 0.72881 | 0.072881 | 5509.6069 | 0.22719 | 0.01136 | 0.27437 | 647 | 0.27437 | 0 | 647
091000019 | 9 | Coke County DMP | Create Drainage Master Plan, including evaluation of potential mitigation projects. | 500000 | No | 0 | 0 | 245 | 0.1312 | 0.019679 | 104 | 0.073664 | 0.0073664 | 123 | 0.012592 | 0.0018888 | 0 | 0 | 0 | 14 | 0.80599 | 0.1612 | 0 | 0 | 0 | 55.4301 | 0.72881 | 0.072881 | 5509.6069 | 0.22719 | 0.01136 | 0.27437 | 647 | 0.27437 | 0 | 648
091000021 | 9 | Coke County GIS Development | Develop a GIS inventory of stormwater infrastructure | 100000 | No | 0 | 0 | 245 | 0.1312 | 0.019679 | 104 | 0.073664 | 0.0073664 | 123 | 0.012592 | 0.0018888 | 0 | 0 | 0 | 14 | 0.80599 | 0.1612 | 0 | 0 | 0 | 55.4301 | 0.72881 | 0.072881 | 5509.6069 | 0.22719 | 0.01136 | 0.27437 | 647 | 0.27437 | 0 | 649
021000045 | 2 | Update to City of Paris Comprehensive Stormwater Plan Study | Comprehensive Hydrologic and Hydraulic study to evaluate drainage improvements along 5th St., 7th St., Trail de Paris, E. Sycamore, 31st St., Wilburn St., and 4th St. | 250000 | No | 0 | 0 | 612 | 0.32772 | 0.049158 | 459 | 0.32511 | 0.032511 | 2747 | 0.28122 | 0.042184 | 9 | 0.38593 | 0.077187 | 0 | 0 | 0 | 0 | 0 | 0 | 12.8126 | 0.16846 | 0.016846 | 164.3342 | 0.0067764 | 0.00033882 | 0.21823 | 777 | 0.21823 | 0 | 777
071000014 | 7 | Lynn County Initial FEMA Mapping | Create FEMA Mapping in previously unmapped areas | 778000 | No | 0 | 0 | 81 | 0.043375 | 0.0065062 | 29 | 0.020541 | 0.0020541 | 217 | 0.022215 | 0.0033323 | 0 | 0 | 0 | 7 | 0.40299 | 0.080599 | 0 | 0 | 0 | 475.1753 | 6.2477 | 0.62477 | 52668.8516 | 2.1718 | 0.10859 | 0.82585 | 320 | 0.82585 | 0 | 320
071000066 | 7 | Lynn County DMP | Evaluate county to identify future projects, analyze roads/stream crossing for emergency response vehicles to high hazard areas | 500000 | No | 0 | 0 | 81 | 0.043375 | 0.0065062 | 29 | 0.020541 | 0.0020541 | 217 | 0.022215 | 0.0033323 | 0 | 0 | 0 | 7 | 0.40299 | 0.080599 | 0 | 0 | 0 | 475.1753 | 6.2477 | 0.62477 | 52668.8516 | 2.1718 | 0.10859 | 0.82585 | 320 | 0.82585 | 0 | 321
071000104 | 7 | Lynn County GIS Development | Develop a GIS inventory of stormwater infrastructure | 100000 | No | 0 | 0 | 81 | 0.043375 | 0.0065062 | 29 | 0.020541 | 0.0020541 | 217 | 0.022215 | 0.0033323 | 0 | 0 | 0 | 7 | 0.40299 | 0.080599 | 0 | 0 | 0 | 475.1753 | 6.2477 | 0.62477 | 52668.8516 | 2.1718 | 0.10859 | 0.82585 | 320 | 0.82585 | 0 | 322
071000179 | 7 | Lynn County DCM | Consider stormwater criteria for infrastructure and floodplain ordinances to avoid new exposure to flood hazards. | 100000 | No | 0 | 0 | 81 | 0.043375 | 0.0065062 | 29 | 0.020541 | 0.0020541 | 217 | 0.022215 | 0.0033323 | 0 | 0 | 0 | 7 | 0.40299 | 0.080599 | 0 | 0 | 0 | 475.1753 | 6.2477 | 0.62477 | 52668.8516 | 2.1718 | 0.10859 | 0.82585 | 320 | 0.82585 | 0 | 323
131000138 | 13 | Sinton Repetitive Loss Property Reduction | San Patricio County Hazard Mitigation Action Plan - City of Sinton, Action #13: Identify and implement feasible actions to reduce risk for repetitive loss properties. | 159000 | Yes | 100 | 0 | 762 | 0.40805 | 0.061207 | 612 | 0.43348 | 0.043348 | 2145 | 0.2196 | 0.032939 | 2 | 0.085763 | 0.017153 | 0 | 0 | 0 | 87 | 0.91473 | 0.045737 | 15.0666 | 0.1981 | 0.01981 | 69.1145 | 0.00285 | 0.0001425 | 0.22034 | 767 | 0.22034 | 0 | 767
131000161 | 13 | San Patricio County Hazard Mitigation Action Plan - City of Sinton, Action #15 | Clean and repair stormwater drains. Upgrade undersized stormwater drains. | 477000 | Yes | 100 | 0 | 762 | 0.40805 | 0.061207 | 612 | 0.43348 | 0.043348 | 2145 | 0.2196 | 0.032939 | 2 | 0.085763 | 0.017153 | 0 | 0 | 0 | 87 | 0.91473 | 0.045737 | 15.0666 | 0.1981 | 0.01981 | 69.1145 | 0.00285 | 0.0001425 | 0.22034 | 767 | 0.22034 | 0 | 768
081000950 | 8 | Barker Street Neighborhood Improvements | Determine optimal drainage improvements to maximize flood protection for the area. | 440000 | No | 0 | 0 | 269 | 0.14405 | 0.021607 | 230 | 0.16291 | 0.016291 | 902 | 0.092343 | 0.013851 | 0 | 0 | 0 | 11 | 0.63328 | 0.12666 | 41 | 0.43108 | 0.021554 | 5.4057 | 0.071076 | 0.0071076 | 101.864 | 0.0042004 | 0.00021002 | 0.20728 | 789 | 0.20728 | 0 | 789
011000008 | 1 | Hardeman County FIS | Perform flood insurance study for the county and develop regulatory mapping | 678000 | No | 0 | 0 | 43 | 0.023026 | 0.0034539 | 3 | 0.0021249 | 0.00021249 | 157 | 0.016073 | 0.0024109 | 0 | 0 | 0 | 6 | 0.34542 | 0.069085 | 6 | 0.063085 | 0.0031542 | 54.3461 | 0.71455 | 0.071455 | 59006.7969 | 2.4332 | 0.12166 | 0.27143 | 650 | 0.27143 | 0 | 650
141000021 | 14 | Develop city-wide drainage study and stormwater master plan for the City of Kermit. | Develop city-wide drainage study and stormwater master plan for Kermit. Develop detailed H&H models and floodplain maps. Evaluate FMP alternatives. | 75000 | No | 0 | 0 | 1119 | 0.59922 | 0.089882 | 916 | 0.64881 | 0.064881 | 2152 | 0.22031 | 0.033047 | 1 | 0.042882 | 0.0085763 | 0 | 0 | 0 | 5 | 0.052571 | 0.0026285 | 31.6256 | 0.41582 | 0.041582 | 2.6717 | 0.00011017 | 5.5085e-06 | 0.2406 | 722 | 0.2406 | 0 | 722
061000249 | 6 | City of Iowa Colony Master Drainage Plan | Study to develop Master Drainage Plan using future and existing land use and flood/storm water drainage needs including Atlas 14 rainfall. | 310000 | Yes | 100 | 0 | 1162 | 0.62224 | 0.093336 | 1030 | 0.72955 | 0.072955 | 1448 | 0.14824 | 0.022236 | 1 | 0.042882 | 0.0085763 | 0 | 0 | 0 | 0 | 0 | 0 | 28.4626 | 0.37423 | 0.037423 | 338.5261 | 0.013959 | 0.00069797 | 0.23523 | 734 | 0.23523 | 0 | 734
031000066 | 3 | City of North Richland Hills DMP | Evaluate City and identify future projects. | 500000 | No | 0 | 0 | 314 | 0.16814 | 0.025222 | 301 | 0.2132 | 0.02132 | 1194 | 0.12224 | 0.018335 | 2 | 0.085763 | 0.017153 | 10 | 0.57571 | 0.11514 | 0 | 0 | 0 | 9.4086 | 0.12371 | 0.012371 | 44.3579 | 0.0018291 | 9.1456e-05 | 0.20963 | 787 | 0.20963 | 0 | 787
061000031 | 6 | Shoreacres Drainage Assessment | Further analysis necessary to determine downstream impacts and whether any additional volume in A104-11-00 would be available during a coincident event on Taylor Bayou. | 100000 | No | 0 | 0 | 801 | 0.42893 | 0.064339 | 787 | 0.55744 | 0.055744 | 2456 | 0.25143 | 0.037715 | 3 | 0.12864 | 0.025729 | 1 | 0.057571 | 0.011514 | 1 | 0.010514 | 0.00052571 | 17.1648 | 0.22569 | 0.022569 | 0.22163 | 9.1391e-06 | 4.5695e-07 | 0.21814 | 778 | 0.21814 | 0 | 778
061000282 | 6 | City of Shoreacres Master Drainage Plan | Study to develop Master Drainage Plan using future and existing land use and flood/storm water drainage needs including Atlas 14 rainfall. | 150000 | No | 0 | 0 | 801 | 0.42893 | 0.064339 | 787 | 0.55744 | 0.055744 | 2456 | 0.25143 | 0.037715 | 3 | 0.12864 | 0.025729 | 1 | 0.057571 | 0.011514 | 1 | 0.010514 | 0.00052571 | 17.1648 | 0.22569 | 0.022569 | 0.22163 | 9.1391e-06 | 4.5695e-07 | 0.21814 | 778 | 0.21814 | 0 | 779
061000326 | 6 | I100-WP01 Vince Bayou Watershed Planning Project Recommendation | Study to develop a BCR required for this project to become a FMP. Alt-6 Detention basin and channel widening near Strawberry road on left bank of Vince Bayou. | 30000 | No | 0 | 0 | 766 | 0.41019 | 0.061528 | 571 | 0.40444 | 0.040444 | 3202 | 0.32781 | 0.049171 | 5 | 0.21441 | 0.042882 | 0 | 0 | 0 | 0 | 0 | 0 | 7.6053 | 0.099996 | 0.0099996 | 0.2212 | 9.1214e-06 | 4.5607e-07 | 0.20402 | 793 | 0.20402 | 0 | 793
031000176 | 3 | Regional Detention at Mayfair Park | Valley View watershed; Estimated construction cost of $ 1,900,000; from 2017 study | 250000 | No | 0 | 0 | 189 | 0.10121 | 0.015181 | 187 | 0.13245 | 0.013245 | 1199 | 0.12275 | 0.018412 | 1 | 0.042882 | 0.0085763 | 12 | 0.69085 | 0.13817 | 0 | 0 | 0 | 5.2273 | 0.068729 | 0.0068729 | 9.0235 | 0.00037209 | 1.8605e-05 | 0.20048 | 795 | 0.20048 | 0 | 795
151000100 | 15 | City of Roma | Develop Flood risk maps for the city of Roma and develop CIP | 250000 | Yes | 100 | 0 | 0 | 0 | 0 | 1137 | 0.80534 | 0.080534 | 6775 | 0.69359 | 0.10404 | 1 | 0.042882 | 0.0085763 | 0 | 0 | 0 | 0 | 0 | 0 | 24.4825 | 0.3219 | 0.03219 | 0 | 0 | 0 | 0.22534 | 757 | 0.22534 | 0 | 757
071000002 | 7 | Baylor County Initial FEMA Mapping | Create FEMA Mapping in previously unmapped areas | 888000 | No | 0 | 0 | 361 | 0.19331 | 0.028997 | 199 | 0.14095 | 0.014095 | 684 | 0.070025 | 0.010504 | 0 | 0 | 0 | 7 | 0.40299 | 0.080599 | 0 | 0 | 0 | 53.9093 | 0.70881 | 0.070881 | 28476.4961 | 1.1742 | 0.058712 | 0.26379 | 663 | 0.26379 | 0 | 663
071000031 | 7 | Baylor County DMP | Evaluate county to identify future projects, analyze roads/stream crossing for emergency response vehicles to high hazard areas | 500000 | No | 0 | 0 | 361 | 0.19331 | 0.028997 | 199 | 0.14095 | 0.014095 | 684 | 0.070025 | 0.010504 | 0 | 0 | 0 | 7 | 0.40299 | 0.080599 | 0 | 0 | 0 | 53.9093 | 0.70881 | 0.070881 | 28476.4961 | 1.1742 | 0.058712 | 0.26379 | 663 | 0.26379 | 0 | 664
071000086 | 7 | Baylor County GIS Development | Develop a GIS inventory of stormwater infrastructure | 100000 | No | 0 | 0 | 361 | 0.19331 | 0.028997 | 199 | 0.14095 | 0.014095 | 684 | 0.070025 | 0.010504 | 0 | 0 | 0 | 7 | 0.40299 | 0.080599 | 0 | 0 | 0 | 53.9093 | 0.70881 | 0.070881 | 28476.4961 | 1.1742 | 0.058712 | 0.26379 | 663 | 0.26379 | 0 | 665
071000122 | 7 | Baylor County DCM | Consider stormwater criteria for infrastructure and floodplain ordinances to avoid new exposure to flood hazards. | 100000 | No | 0 | 0 | 361 | 0.19331 | 0.028997 | 199 | 0.14095 | 0.014095 | 684 | 0.070025 | 0.010504 | 0 | 0 | 0 | 7 | 0.40299 | 0.080599 | 0 | 0 | 0 | 53.9093 | 0.70881 | 0.070881 | 28476.4961 | 1.1742 | 0.058712 | 0.26379 | 663 | 0.26379 | 0 | 666
011000045 | 1 | Floyd County Drainage Master Plan | Perform H&H modeling, develop conceptual alternatives and OPCC, and rank projects; survey responses report issues with rivers, creeks, tributaries, and functioning floodplains | 500000 | No | 0 | 0 | 35 | 0.018742 | 0.0028113 | 3 | 0.0021249 | 0.00021249 | 22 | 0.0022523 | 0.00033784 | 0 | 0 | 0 | 10 | 0.57571 | 0.11514 | 37 | 0.38902 | 0.019451 | 76.5831 | 1.0069 | 0.10069 | 26594.5234 | 1.0966 | 0.054832 | 0.29348 | 624 | 0.29348 | 0 | 624
011000006 | 1 | Floyd County FIS | Perform flood insurance study for the county and develop regulatory mapping | 1115000 | No | 0 | 0 | 35 | 0.018742 | 0.0028113 | 3 | 0.0021249 | 0.00021249 | 22 | 0.0022523 | 0.00033784 | 0 | 0 | 0 | 10 | 0.57571 | 0.11514 | 37 | 0.38902 | 0.019451 | 76.5831 | 1.0069 | 0.10069 | 26594.5234 | 1.0966 | 0.054832 | 0.29348 | 624 | 0.29348 | 0 | 625
101000136 | 10 | Highway Drainage | Highway 36 drainage ditches to be widened/reshaped, upgrade culverts | 100000 | No | 0 | 0 | 999 | 0.53496 | 0.080244 | 797 | 0.56452 | 0.056452 | 1420 | 0.14537 | 0.021806 | 3 | 0.12864 | 0.025729 | 0 | 0 | 0 | 0 | 0 | 0 | 23.1026 | 0.30376 | 0.030376 | 2546.6816 | 0.10501 | 0.0052507 | 0.21986 | 774 | 0.21986 | 0 | 774
061000121 | 6 | Widen Drainage Systems and Culverts in City of Kemah | Further study to widen drainage systems and increase culvert size to accommodate increased water flows. Coordinate efforts with water district. | 100000 | No | 0 | 0 | 562 | 0.30095 | 0.045142 | 425 | 0.30103 | 0.030103 | 3492 | 0.35749 | 0.053624 | 7 | 0.30017 | 0.060034 | 0 | 0 | 0 | 0 | 0 | 0 | 12.0059 | 0.15786 | 0.015786 | 0.72297 | 2.9812e-05 | 1.4906e-06 | 0.20469 | 790 | 0.20469 | 0 | 790
061000131 | 6 | Implemention Study of Storm Sewer System Re-engineering in City of Kemah | Study of storm sewer system re-engineering and follow-up construction project to mitigate flood related impacts. | 190000 | No | 0 | 0 | 562 | 0.30095 | 0.045142 | 425 | 0.30103 | 0.030103 | 3492 | 0.35749 | 0.053624 | 7 | 0.30017 | 0.060034 | 0 | 0 | 0 | 0 | 0 | 0 | 12.0059 | 0.15786 | 0.015786 | 0.72297 | 2.9812e-05 | 1.4906e-06 | 0.20469 | 790 | 0.20469 | 0 | 791
061000254 | 6 | City of Kemah Master Drainage Plan | Study to develop Master Drainage Plan using future and existing land use and flood/storm water drainage needs including Atlas 14 rainfall. | 190000 | Yes | 100 | 0 | 562 | 0.30095 | 0.045142 | 425 | 0.30103 | 0.030103 | 3492 | 0.35749 | 0.053624 | 7 | 0.30017 | 0.060034 | 0 | 0 | 0 | 0 | 0 | 0 | 12.0059 | 0.15786 | 0.015786 | 0.72297 | 2.9812e-05 | 1.4906e-06 | 0.20469 | 790 | 0.20469 | 0 | 792
111000033 | 11 | City of Kyle Prairie and Woodland Restoration Plan | Prepare and implement a prairie or woodland restoration plan for 1 or more of Kyle’s park properties. Selection of a municipal park where all or a portion of the site may be restored to a natural grassland or woodland | 250000 | No | 0 | 0 | 422 | 0.22598 | 0.033897 | 360 | 0.25499 | 0.025499 | 1368 | 0.14005 | 0.021007 | 0 | 0 | 0 | 9 | 0.51813 | 0.10363 | 0 | 0 | 0 | 7.1582 | 0.094117 | 0.0094117 | 727.1071 | 0.029983 | 0.0014991 | 0.19494 | 807 | 0.19494 | 0 | 807
061000318 | 6 | Fort Bend County Willow Fork Channel Improvements | Further study and BCA development. Combo of 11 different channel improvements were identified along Willow Fork and its tributaries as part of the Fort Bend County Master Drainage Plan that, when combined, will provide a 100-year level of service. | 30000 | No | 0 | 0 | 404 | 0.21634 | 0.032451 | 288 | 0.20399 | 0.020399 | 1450 | 0.14844 | 0.022267 | 10 | 0.42882 | 0.085763 | 2 | 0.11514 | 0.023028 | 2 | 0.021028 | 0.0010514 | 8.4667 | 0.11132 | 0.011132 | 80.035 | 0.0033003 | 0.00016501 | 0.19626 | 806 | 0.19626 | 0 | 806
011000065 | 1 | Lake Tanglewood City Drainage Master Plan | Perform H&H modeling, develop conceptual alternatives and OPCC, and rank projects; selected based on HMAPs and the needs analysis | 250000 | No | 0 | 0 | 121 | 0.064795 | 0.0097192 | 101 | 0.071539 | 0.0071539 | 297 | 0.030405 | 0.0045608 | 19 | 0.81475 | 0.16295 | 0 | 0 | 0 | 0 | 0 | 0 | 0.46627 | 0.0061306 | 0.00061306 | 7.4024 | 0.00030524 | 1.5262e-05 | 0.18501 | 837 | 0.18501 | 0 | 837
041000023 | 4 | City of Newton Drainage Master Plan | Perform H&H modeling to identify and define flood risk, develop conceptual alternatives to reduce flood risk, develop OPCC for conceptual alternatives, and rank projects. Conceptual alternatives should evaluate feasibility of nature based solutions. | 100000 | No | 0 | 0 | 96 | 0.051407 | 0.0077111 | 48 | 0.033999 | 0.0033999 | 181 | 0.01853 | 0.0027795 | 17 | 0.72899 | 0.1458 | 2 | 0.11514 | 0.023028 | 2 | 0.021028 | 0.0010514 | 2.6785 | 0.035218 | 0.0035218 | 33.132 | 0.0013662 | 6.8311e-05 | 0.18736 | 828 | 0.18736 | 0 | 828
041000024 | 4 | Newton Drainage Master Plan | Perform study of existing culverts and drainage capabilities in town. Identify upgrades to drainage infrastructure capacity where needed. | 400000 | No | 0 | 0 | 96 | 0.051407 | 0.0077111 | 48 | 0.033999 | 0.0033999 | 181 | 0.01853 | 0.0027795 | 17 | 0.72899 | 0.1458 | 2 | 0.11514 | 0.023028 | 2 | 0.021028 | 0.0010514 | 2.6785 | 0.035218 | 0.0035218 | 33.132 | 0.0013662 | 6.8311e-05 | 0.18736 | 828 | 0.18736 | 0 | 829
061000094 | 6 | City of Sante Fe - Storm Water Detention & Widening Drainage System and Cuvlerts Study | Study to plan for storm sewer detention and drainage system modifications. | 300000 | No | 0 | 0 | 400 | 0.2142 | 0.03213 | 306 | 0.21674 | 0.021674 | 798 | 0.081695 | 0.012254 | 1 | 0.042882 | 0.0085763 | 9 | 0.51813 | 0.10363 | 9 | 0.094627 | 0.0047314 | 4.1224 | 0.054203 | 0.0054203 | 12.1216 | 0.00049984 | 2.4992e-05 | 0.18844 | 823 | 0.18844 | 0 | 823
061000164 | 6 | Storm Water Detention Ponds Evalution in the City of Santa Fe | Further study to determine detention ponds/basin could be solution for addressing flood impacts. | 380000 | No | 0 | 0 | 400 | 0.2142 | 0.03213 | 306 | 0.21674 | 0.021674 | 798 | 0.081695 | 0.012254 | 1 | 0.042882 | 0.0085763 | 9 | 0.51813 | 0.10363 | 9 | 0.094627 | 0.0047314 | 4.1224 | 0.054203 | 0.0054203 | 12.1216 | 0.00049984 | 2.4992e-05 | 0.18844 | 823 | 0.18844 | 0 | 824
061000165 | 6 | Drainage System Analysis for City of Santa Fe | Further study to widen drainage systems and increase culvert size to accommodate increased water flows. Coordinate efforts with water district. | 300000 | No | 0 | 0 | 400 | 0.2142 | 0.03213 | 306 | 0.21674 | 0.021674 | 798 | 0.081695 | 0.012254 | 1 | 0.042882 | 0.0085763 | 9 | 0.51813 | 0.10363 | 9 | 0.094627 | 0.0047314 | 4.1224 | 0.054203 | 0.0054203 | 12.1216 | 0.00049984 | 2.4992e-05 | 0.18844 | 823 | 0.18844 | 0 | 825
061000279 | 6 | City of Santa Fe Master Drainage Plan | Study to develop Master Drainage Plan using future and existing land use and flood/storm water drainage needs including Atlas 14 rainfall. | 380000 | Yes | 100 | 0 | 400 | 0.2142 | 0.03213 | 306 | 0.21674 | 0.021674 | 798 | 0.081695 | 0.012254 | 1 | 0.042882 | 0.0085763 | 9 | 0.51813 | 0.10363 | 9 | 0.094627 | 0.0047314 | 4.1224 | 0.054203 | 0.0054203 | 12.1216 | 0.00049984 | 2.4992e-05 | 0.18844 | 823 | 0.18844 | 0 | 826
061000308 | 6 | San Jacinto Flood Mapping Updates | County wide study to produce flood mappping updates including Atlas 14 rainfall. | 1419000 | Yes | 100 | 0 | 1028 | 0.55049 | 0.082573 | 933 | 0.66085 | 0.066085 | 1376 | 0.14087 | 0.02113 | 0 | 0 | 0 | 1 | 0.057571 | 0.011514 | 1 | 0.010514 | 0.00052571 | 47.9233 | 0.63011 | 0.063011 | 63.1179 | 0.0026027 | 0.00013013 | 0.24497 | 711 | 0.24497 | 0 | 711
101000170 | 10 | Marble Falls Creek Walk | The creek walk would be on the Whitman Branch in Downtown Marble Falls. It would include flood reduction, pedestrian access/trails, and education | 100000 | No | 0 | 0 | 80 | 0.042839 | 0.0064259 | 5 | 0.0035415 | 0.00035415 | 821 | 0.08405 | 0.012608 | 0 | 0 | 0 | 14 | 0.80599 | 0.1612 | 0 | 0 | 0 | 2.069 | 0.027204 | 0.0027204 | 171.4233 | 0.0070687 | 0.00035344 | 0.18366 | 838 | 0.18366 | 0 | 838
111000004 | 11 | Caldwell County Emergency Service District #1 Drainage and Utility Plan | Develop a drainage and utility plan. | 100000 | No | 0 | 0 | 136 | 0.072827 | 0.010924 | 74 | 0.052415 | 0.0052415 | 289 | 0.029586 | 0.004438 | 0 | 0 | 0 | 13 | 0.74842 | 0.14968 | 0 | 0 | 0 | 10.8538 | 0.14271 | 0.014271 | 4872.7812 | 0.20093 | 0.010047 | 0.1946 | 808 | 0.1946 | 0 | 808
101000173 | 10 | Ave L at Whitman Creek Low Water Crossing | This crossing is regularly closed due to flooding. | 100000 | No | 0 | 0 | 86 | 0.046052 | 0.0069079 | 14 | 0.0099163 | 0.00099163 | 724 | 0.07412 | 0.011118 | 0 | 0 | 0 | 14 | 0.80599 | 0.1612 | 0 | 0 | 0 | 2.394 | 0.031477 | 0.0031477 | 45.0668 | 0.0018584 | 9.2918e-05 | 0.18346 | 839 | 0.18346 | 0 | 839
031000062 | 3 | City of Everman DMP | Evaluate City and identify future projects. | 250000 | No | 0 | 0 | 272 | 0.14565 | 0.021848 | 225 | 0.15937 | 0.015937 | 1006 | 0.10299 | 0.015448 | 4 | 0.17153 | 0.034305 | 8 | 0.46056 | 0.092113 | 0 | 0 | 0 | 5.6888 | 0.074798 | 0.0074798 | 86.0277 | 0.0035474 | 0.00017737 | 0.18731 | 830 | 0.18731 | 0 | 830
101000112 | 10 | Willis Creek Detention | Willis Creek Detention construction | 250000 | No | 0 | 0 | 758 | 0.4059 | 0.060885 | 661 | 0.46819 | 0.046819 | 2415 | 0.24724 | 0.037085 | 1 | 0.042882 | 0.0085763 | 2 | 0.11514 | 0.023028 | 0 | 0 | 0 | 14.1321 | 0.18581 | 0.018581 | 1350.158 | 0.055674 | 0.0027837 | 0.19776 | 802 | 0.19776 | 0 | 802
031000184 | 3 | Belt Line Rd (FM1382) at Cottonwood Creek | Study update - Channel Improvements; Estimated construction cost of $4,502,500 | 250000 | No | 0 | 0 | 122 | 0.06533 | 0.0097995 | 113 | 0.080039 | 0.0080039 | 890 | 0.091114 | 0.013667 | 1 | 0.042882 | 0.0085763 | 12 | 0.69085 | 0.13817 | 0 | 0 | 0 | 5.9769 | 0.078585 | 0.0078585 | 32.3184 | 0.0013327 | 6.6633e-05 | 0.18614 | 834 | 0.18614 | 0 | 834
031000197 | 3 | 3rd St at Cottonwood Creek and Cottonwood Creek from SW 3rd to FM 1382 | Study update - Channel Improvements; Estimated construction cost of $12,733,000 | 637000 | No | 0 | 0 | 122 | 0.06533 | 0.0097995 | 113 | 0.080039 | 0.0080039 | 890 | 0.091114 | 0.013667 | 1 | 0.042882 | 0.0085763 | 12 | 0.69085 | 0.13817 | 0 | 0 | 0 | 5.9769 | 0.078585 | 0.0078585 | 32.3184 | 0.0013327 | 6.6633e-05 | 0.18614 | 834 | 0.18614 | 0 | 835
031000290 | 3 | Rock Creek Watershed Study | Study to improve knowledge of flood risks and facilitate the analysis of proposed developments within or adjacent to the floodplain. | 100000 | No | 0 | 0 | 88 | 0.047123 | 0.0070685 | 73 | 0.051706 | 0.0051706 | 226 | 0.023137 | 0.0034705 | 0 | 0 | 0 | 14 | 0.80599 | 0.1612 | 0 | 0 | 0 | 3.1671 | 0.041641 | 0.0041641 | 636.5926 | 0.02625 | 0.0013125 | 0.18238 | 840 | 0.18238 | 0 | 840
131000181 | 13 | COASTAL BEND MITIGATION ACTION PLAN - NU - 64 | To improve drainage throughout the City of Agua Dulce, it is necessary to properly assess the community drainage needs and establish a local prioritization plan to serve as a guide to successful flood mitigation. | 250000 | Yes | 100 | 0 | 213 | 0.11406 | 0.017109 | 177 | 0.12537 | 0.012537 | 407 | 0.041667 | 0.00625 | 15 | 0.64322 | 0.12864 | 0 | 0 | 0 | 26 | 0.27337 | 0.013668 | 7.3023 | 0.096013 | 0.0096013 | 1.0855 | 4.476e-05 | 2.238e-06 | 0.18781 | 827 | 0.18781 | 0 | 827
061000137 | 6 | Corp of Engineers study of the Galveston County Water Reservoir Dam and Levee system | Review findings of potential breach to dam/levee system and develop/implement mitigation actions as applicable. | 140000 | No | 0 | 0 | 633 | 0.33897 | 0.050845 | 529 | 0.37469 | 0.037469 | 3407 | 0.34879 | 0.052319 | 4 | 0.17153 | 0.034305 | 0 | 0 | 0 | 0 | 0 | 0 | 8.8208 | 0.11598 | 0.011598 | 0 | 0 | 0 | 0.18654 | 831 | 0.18654 | 0 | 831
061000228 | 6 | City of Clear Lake Shores Master Drainage Plan | Study to develop Master Drainage Plan using future and existing land use and flood/storm water drainage needs including Atlas 14 rainfall | 140000 | Yes | 100 | 0 | 633 | 0.33897 | 0.050845 | 529 | 0.37469 | 0.037469 | 3407 | 0.34879 | 0.052319 | 4 | 0.17153 | 0.034305 | 0 | 0 | 0 | 0 | 0 | 0 | 8.8208 | 0.11598 | 0.011598 | 0 | 0 | 0 | 0.18654 | 831 | 0.18654 | 0 | 832
061000122 | 6 | Widen Drainage Systems and Culverts in City of Clear Lake Shores | Further study to widen drainage systems and increase culvert size to accommodate increased water flows. Coordinate efforts with water district. | 100000 | No | 0 | 0 | 633 | 0.33897 | 0.050845 | 529 | 0.37469 | 0.037469 | 3407 | 0.34879 | 0.052319 | 4 | 0.17153 | 0.034305 | 0 | 0 | 0 | 0 | 0 | 0 | 8.8208 | 0.11598 | 0.011598 | 0 | 0 | 0 | 0.18654 | 831 | 0.18654 | 0 | 833
151000027 | 15 | Port Isabel Action #19 | Elevate and widen coastal roads as well as evacuation routes to reduce risk of flood damages and maintain emergency access | 554400 | Yes | 100 | 0 | 0 | 0 | 0 | 1398 | 0.99021 | 0.099021 | 4349 | 0.44523 | 0.066785 | 1 | 0.042882 | 0.0085763 | 0 | 0 | 0 | 0 | 0 | 0 | 38.6702 | 0.50844 | 0.050844 | 0 | 0 | 0 | 0.22523 | 758 | 0.22523 | 0 | 758
151000102 | 15 | City of Rio Grande | Develop Flood risk maps for the city of Rio Grande City and develop CIP | 250000 | Yes | 100 | 0 | 0 | 0 | 0 | 789 | 0.55885 | 0.055885 | 6035 | 0.61784 | 0.092675 | 3 | 0.12864 | 0.025729 | 0 | 0 | 0 | 0 | 0 | 0 | 61.9679 | 0.81477 | 0.081477 | 0 | 0 | 0 | 0.25577 | 682 | 0.25577 | 0 | 682
031000288 | 3 | Mountain Creek and Tribs Regulatory Floodplain Determination Study | Mapping study for Mountain Creek and Tribs through Mansfield ETJ. | 396000 | No | 0 | 0 | 61 | 0.032665 | 0.0048998 | 45 | 0.031874 | 0.0031874 | 118 | 0.01208 | 0.001812 | 0 | 0 | 0 | 14 | 0.80599 | 0.1612 | 0 | 0 | 0 | 4.2646 | 0.056071 | 0.0056071 | 1346.766 | 0.055535 | 0.0027767 | 0.17948 | 845 | 0.17948 | 0 | 845
141000026 | 14 | Develop city-wide drainage study and stormwater master plan for Monahans/ Southwest Sandhill | Develop drainage study and stormwater master plan for City of Monahans and Southwest Sandhill Census Designated Place. Develop detailed H&H models and floodplain maps. Evaluate FMP alternatives. | 104000 | No | 0 | 0 | 1222 | 0.65437 | 0.098156 | 92 | 0.065164 | 0.0065164 | 2550 | 0.26106 | 0.039159 | 1 | 0.042882 | 0.0085763 | 0 | 0 | 0 | 38 | 0.39954 | 0.019977 | 51.2673 | 0.67407 | 0.067407 | 57.4439 | 0.0023687 | 0.00011844 | 0.23991 | 724 | 0.23991 | 0 | 724
051000021 | 5 | Tyler County Update Flood Hazard Mapping | Complete a detailed study within the county extent to delineate an updated flood hazard area, which can be used for regulatory purposes. | 1800000 | Yes | 100 | 0 | 545 | 0.29184 | 0.043777 | 377 | 0.26703 | 0.026703 | 329 | 0.033681 | 0.0050522 | 0 | 0 | 0 | 8 | 0.46056 | 0.092113 | 8 | 0.084113 | 0.0042057 | 41.8753 | 0.55058 | 0.055058 | 81.6377 | 0.0033664 | 0.00016832 | 0.22708 | 750 | 0.22708 | 0 | 750
051000042 | 5 | Tyler County Master Drainage Plan | Perform H&H modeling to identify and define flood risk, develop conceptual alternatives to reduce flood risk, develop OPCC for conceptual alternatives, and rank projects. Conceptual alternatives should evaluate feasibility of nature based solutions. | 700000 | Yes | 100 | 0 | 545 | 0.29184 | 0.043777 | 377 | 0.26703 | 0.026703 | 329 | 0.033681 | 0.0050522 | 0 | 0 | 0 | 8 | 0.46056 | 0.092113 | 8 | 0.084113 | 0.0042057 | 41.8753 | 0.55058 | 0.055058 | 81.6377 | 0.0033664 | 0.00016832 | 0.22708 | 750 | 0.22708 | 0 | 751
141000005 | 14 | Develop solution for flooding of San Elizario historic district, and localized flooding in San Elizario and adjacent communities | Develop Stormwater Master Plan for San Elizario, including drainage swales to convey runoff into the River Drain and relieve localized ponding, as well as plantings along flowpaths for butterfly habitat. | 73000 | No | 0 | 0 | 641 | 0.34325 | 0.051488 | 598 | 0.42357 | 0.042357 | 4364 | 0.44677 | 0.067015 | 1 | 0.042882 | 0.0085763 | 0 | 0 | 0 | 0 | 0 | 0 | 10.3881 | 0.13658 | 0.013658 | 1201.38 | 0.04954 | 0.002477 | 0.18557 | 836 | 0.18557 | 0 | 836
031000018 | 3 | Jack County FEMA Mapping | Create FEMA mapping in previously unmapped areas and update existing FEMA maps as needed. | 1122000 | No | 0 | 0 | 268 | 0.14351 | 0.021527 | 105 | 0.074372 | 0.0074372 | 231 | 0.023649 | 0.0035473 | 0 | 0 | 0 | 6 | 0.34542 | 0.069085 | 0 | 0 | 0 | 54.5769 | 0.71759 | 0.071759 | 33805.2383 | 1.394 | 0.069699 | 0.24305 | 718 | 0.24305 | 0 | 718
031000083 | 3 | Jack County DMP | Evaluate County and identify future projects. | 500000 | No | 0 | 0 | 268 | 0.14351 | 0.021527 | 105 | 0.074372 | 0.0074372 | 231 | 0.023649 | 0.0035473 | 0 | 0 | 0 | 6 | 0.34542 | 0.069085 | 0 | 0 | 0 | 54.5769 | 0.71759 | 0.071759 | 33805.2383 | 1.394 | 0.069699 | 0.24305 | 718 | 0.24305 | 0 | 719
061000422 | 6 | Danubina Drainage Improvements | Study to further this project and develop an FMP. This CDBG-MIT application involves the installation and construction of various storm sewer and detention infrastructure. | 30000 | No | 0 | 0 | 550 | 0.29452 | 0.044178 | 440 | 0.31165 | 0.031165 | 2324 | 0.23792 | 0.035688 | 7 | 0.30017 | 0.060034 | 0 | 0 | 0 | 0 | 0 | 0 | 13.8222 | 0.18174 | 0.018174 | 98.2421 | 0.0040511 | 0.00020255 | 0.18944 | 821 | 0.18944 | 0 | 821
061000423 | 6 | North Alexander Drainage Improvements | Further study to develop this project into a FMP. This CDBG-MIT application involves the installation and construction of various storm sewer and detention infrastructure. | 30000 | No | 0 | 0 | 550 | 0.29452 | 0.044178 | 440 | 0.31165 | 0.031165 | 2324 | 0.23792 | 0.035688 | 7 | 0.30017 | 0.060034 | 0 | 0 | 0 | 0 | 0 | 0 | 13.8222 | 0.18174 | 0.018174 | 98.2421 | 0.0040511 | 0.00020255 | 0.18944 | 821 | 0.18944 | 0 | 822
011000061 | 1 | Ochiltree County Drainage Master Plan | Perform H&H modeling, develop conceptual alternatives and OPCC, and rank projects; selected based on HMAPs | 500000 | No | 0 | 0 | 369 | 0.1976 | 0.02964 | 161 | 0.11404 | 0.011404 | 658 | 0.067363 | 0.010104 | 1 | 0.042882 | 0.0085763 | 1 | 0.057571 | 0.011514 | 1 | 0.010514 | 0.00052571 | 30.9173 | 0.40651 | 0.040651 | 48149.8555 | 1.9855 | 0.099274 | 0.21169 | 785 | 0.21169 | 0 | 785
011000034 | 1 | Ochiltree County FIS | Perform flood insurance study for the county and develop regulatory mapping | 859000 | No | 0 | 0 | 369 | 0.1976 | 0.02964 | 161 | 0.11404 | 0.011404 | 658 | 0.067363 | 0.010104 | 1 | 0.042882 | 0.0085763 | 1 | 0.057571 | 0.011514 | 1 | 0.010514 | 0.00052571 | 30.9173 | 0.40651 | 0.040651 | 48149.8555 | 1.9855 | 0.099274 | 0.21169 | 785 | 0.21169 | 0 | 786
011000003 | 1 | Foard County FIS | Perform flood insurance study for the county and develop regulatory mapping | 749000 | No | 0 | 0 | 23 | 0.012316 | 0.0018474 | 3 | 0.0021249 | 0.00021249 | 14 | 0.0014333 | 0.00021499 | 0 | 0 | 0 | 4 | 0.23028 | 0.046056 | 5 | 0.052571 | 0.0026285 | 35.839 | 0.47122 | 0.047122 | 58148.1289 | 2.3978 | 0.11989 | 0.21797 | 780 | 0.21797 | 0 | 780
021000009 | 2 | Franklin County FIS | Develop FIS for the County | 666000 | No | 0 | 0 | 455 | 0.24365 | 0.036547 | 341 | 0.24153 | 0.024153 | 2507 | 0.25665 | 0.038498 | 1 | 0.042882 | 0.0085763 | 5 | 0.28785 | 0.057571 | 0 | 0 | 0 | 38.6178 | 0.50776 | 0.050776 | 1573.2897 | 0.064875 | 0.0032438 | 0.21936 | 775 | 0.21936 | 0 | 775
031000011 | 3 | Grayson County FEMA Mapping | Create FEMA mapping in previously unmapped areas and update existing FEMA maps as needed. | 1228000 | No | 0 | 0 | 436 | 0.23347 | 0.035021 | 376 | 0.26632 | 0.026632 | 541 | 0.055385 | 0.0083078 | 5 | 0.21441 | 0.042882 | 1 | 0.057571 | 0.011514 | 0 | 0 | 0 | 42.7031 | 0.56147 | 0.056147 | 21311.8398 | 0.8788 | 0.04394 | 0.22444 | 762 | 0.22444 | 0 | 762
031000276 | 3 | Grayson County Dams Compliance Assessment | Determine owners of all high and significant hazard dams and obtain copies of all EAPs. Obtain available dam failure impact data necessary for determining most appropriate mitigation approach that would achieve compliance with the State’s TCEQ regulations | 1000000 | No | 0 | 0 | 436 | 0.23347 | 0.035021 | 376 | 0.26632 | 0.026632 | 541 | 0.055385 | 0.0083078 | 5 | 0.21441 | 0.042882 | 1 | 0.057571 | 0.011514 | 0 | 0 | 0 | 42.7031 | 0.56147 | 0.056147 | 21311.8398 | 0.8788 | 0.04394 | 0.22444 | 762 | 0.22444 | 0 | 763
081000921 | 8 | City of Georgetown Increase River/Channel Flow Capacity | Increase flow by deepening and widening the channel. | 606000 | No | 0 | 0 | 175 | 0.093711 | 0.014057 | 123 | 0.087122 | 0.0087122 | 1930 | 0.19758 | 0.029638 | 0 | 0 | 0 | 6 | 0.34542 | 0.069085 | 82 | 0.86216 | 0.043108 | 18.6561 | 0.24529 | 0.024529 | 1791.97 | 0.073893 | 0.0036946 | 0.19282 | 810 | 0.19282 | 0 | 810
081000922 | 8 | City of Georgetown River Erosion Control | Reduce flood and erosion risk with riverbank stabilization and riverbank walls. | 606000 | No | 0 | 0 | 175 | 0.093711 | 0.014057 | 123 | 0.087122 | 0.0087122 | 1930 | 0.19758 | 0.029638 | 0 | 0 | 0 | 6 | 0.34542 | 0.069085 | 82 | 0.86216 | 0.043108 | 18.6561 | 0.24529 | 0.024529 | 1791.97 | 0.073893 | 0.0036946 | 0.19282 | 810 | 0.19282 | 0 | 811
081000924 | 8 | City of Georgetown Culvert Improvements | Increase size of culverts at key locations to adequately convey storm water. | 606000 | No | 0 | 0 | 175 | 0.093711 | 0.014057 | 123 | 0.087122 | 0.0087122 | 1930 | 0.19758 | 0.029638 | 0 | 0 | 0 | 6 | 0.34542 | 0.069085 | 82 | 0.86216 | 0.043108 | 18.6561 | 0.24529 | 0.024529 | 1791.97 | 0.073893 | 0.0036946 | 0.19282 | 810 | 0.19282 | 0 | 812
071000005 | 7 | Cochran County Initial FEMA Mapping | Create FEMA Mapping in previously unmapped areas | 671000 | No | 0 | 0 | 278 | 0.14887 | 0.02233 | 134 | 0.094913 | 0.0094913 | 340 | 0.034808 | 0.0052211 | 2 | 0.085763 | 0.017153 | 1 | 0.057571 | 0.011514 | 0 | 0 | 0 | 246.0739 | 3.2354 | 0.32354 | 49749.9023 | 2.0515 | 0.10257 | 0.49183 | 441 | 0.49183 | 0 | 441
071000057 | 7 | Cochran County DMP | Identify bridge and culvert crossings damaged by past flooding events. Create a GIS map and assessment condition report for each structure. | 500000 | No | 0 | 0 | 278 | 0.14887 | 0.02233 | 134 | 0.094913 | 0.0094913 | 340 | 0.034808 | 0.0052211 | 2 | 0.085763 | 0.017153 | 1 | 0.057571 | 0.011514 | 0 | 0 | 0 | 246.0739 | 3.2354 | 0.32354 | 49749.9023 | 2.0515 | 0.10257 | 0.49183 | 441 | 0.49183 | 0 | 442
071000090 | 7 | Cochran County GIS Development | Develop a GIS inventory of stormwater infrastructure | 100000 | No | 0 | 0 | 278 | 0.14887 | 0.02233 | 134 | 0.094913 | 0.0094913 | 340 | 0.034808 | 0.0052211 | 2 | 0.085763 | 0.017153 | 1 | 0.057571 | 0.011514 | 0 | 0 | 0 | 246.0739 | 3.2354 | 0.32354 | 49749.9023 | 2.0515 | 0.10257 | 0.49183 | 441 | 0.49183 | 0 | 443
071000157 | 7 | Cochran County DCM | Consider stormwater criteria for infrastructure and floodplain ordinances to avoid new exposure to flood hazards. | 100000 | No | 0 | 0 | 278 | 0.14887 | 0.02233 | 134 | 0.094913 | 0.0094913 | 340 | 0.034808 | 0.0052211 | 2 | 0.085763 | 0.017153 | 1 | 0.057571 | 0.011514 | 0 | 0 | 0 | 246.0739 | 3.2354 | 0.32354 | 49749.9023 | 2.0515 | 0.10257 | 0.49183 | 441 | 0.49183 | 0 | 444
101000172 | 10 | 2nd Street at Backbone Creek Low Water Crossing | This route regularly floods and is an emergency vehicle response route as well as a truck route. | 100000 | No | 0 | 0 | 78 | 0.041768 | 0.0062653 | 8 | 0.0056664 | 0.00056664 | 717 | 0.073403 | 0.01101 | 0 | 0 | 0 | 13 | 0.74842 | 0.14968 | 0 | 0 | 0 | 1.8694 | 0.024579 | 0.0024579 | 45.0668 | 0.0018584 | 9.2918e-05 | 0.17008 | 864 | 0.17008 | 0 | 864
031000150 | 3 | Jack County WWTP and Lift Station Flood-Proofing. | Evaluate alternatives to flood-proof sewage treatment plans in flood hazard / low-lying areas. Raise electrical components of sewage lift stations above the BFE. | 250000 | No | 0 | 0 | 265 | 0.14191 | 0.021286 | 105 | 0.074372 | 0.0074372 | 230 | 0.023546 | 0.0035319 | 0 | 0 | 0 | 6 | 0.34542 | 0.069085 | 0 | 0 | 0 | 54.5769 | 0.71759 | 0.071759 | 32105.5801 | 1.3239 | 0.066195 | 0.23929 | 728 | 0.23929 | 0 | 728
071000009 | 7 | Garza County Initial FEMA Mapping | Create FEMA Mapping in previously unmapped areas | 882000 | No | 0 | 0 | 158 | 0.084608 | 0.012691 | 34 | 0.024082 | 0.0024082 | 315 | 0.032248 | 0.0048372 | 0 | 0 | 0 | 11 | 0.63328 | 0.12666 | 0 | 0 | 0 | 97.6748 | 1.2842 | 0.12842 | 10113.4795 | 0.41703 | 0.020852 | 0.29587 | 619 | 0.29587 | 0 | 619
071000060 | 7 | Garza County DMP | Evaluate county to identify future projects, analyze roads/stream crossing for emergency response vehicles to high hazard areas | 500000 | No | 0 | 0 | 158 | 0.084608 | 0.012691 | 34 | 0.024082 | 0.0024082 | 315 | 0.032248 | 0.0048372 | 0 | 0 | 0 | 11 | 0.63328 | 0.12666 | 0 | 0 | 0 | 97.6748 | 1.2842 | 0.12842 | 10113.4795 | 0.41703 | 0.020852 | 0.29587 | 619 | 0.29587 | 0 | 620
071000097 | 7 | Garza County GIS Development | Develop a GIS inventory of stormwater infrastructure | 100000 | No | 0 | 0 | 158 | 0.084608 | 0.012691 | 34 | 0.024082 | 0.0024082 | 315 | 0.032248 | 0.0048372 | 0 | 0 | 0 | 11 | 0.63328 | 0.12666 | 0 | 0 | 0 | 97.6748 | 1.2842 | 0.12842 | 10113.4795 | 0.41703 | 0.020852 | 0.29587 | 619 | 0.29587 | 0 | 621
071000164 | 7 | Garza County DCM | Consider stormwater criteria for infrastructure and floodplain ordinances to avoid new exposure to flood hazards. | 100000 | No | 0 | 0 | 158 | 0.084608 | 0.012691 | 34 | 0.024082 | 0.0024082 | 315 | 0.032248 | 0.0048372 | 0 | 0 | 0 | 11 | 0.63328 | 0.12666 | 0 | 0 | 0 | 97.6748 | 1.2842 | 0.12842 | 10113.4795 | 0.41703 | 0.020852 | 0.29587 | 619 | 0.29587 | 0 | 622
041000056 | 4 | Parker Creek Detention Pond | Feasibility Study of Parker Creek Detention Pond | 380000 | Yes | 100 | 0 | 598 | 0.32022 | 0.048034 | 397 | 0.2812 | 0.02812 | 5258 | 0.53829 | 0.080743 | 1 | 0.042882 | 0.0085763 | 0 | 0 | 0 | 0 | 0 | 0 | 23.0222 | 0.3027 | 0.03027 | 897.063 | 0.036991 | 0.0018495 | 0.19759 | 803 | 0.19759 | 0 | 803
041000001 | 4 | Parker Creek Corridor Study | Study of Parker Creek Corridor | 380000 | Yes | 100 | 0 | 598 | 0.32022 | 0.048034 | 397 | 0.2812 | 0.02812 | 5258 | 0.53829 | 0.080743 | 1 | 0.042882 | 0.0085763 | 0 | 0 | 0 | 0 | 0 | 0 | 23.0222 | 0.3027 | 0.03027 | 897.063 | 0.036991 | 0.0018495 | 0.19759 | 803 | 0.19759 | 0 | 804
011000024 | 1 | Castro County FIS | Perform flood insurance study for the county and develop regulatory mapping | 873000 | No | 0 | 0 | 44 | 0.023562 | 0.0035343 | 3 | 0.0021249 | 0.00021249 | 29 | 0.0029689 | 0.00044533 | 0 | 0 | 0 | 8 | 0.46056 | 0.092113 | 53 | 0.55725 | 0.027862 | 74.2707 | 0.97653 | 0.097653 | 19990.002 | 0.8243 | 0.041215 | 0.26303 | 669 | 0.26303 | 0 | 669
041000034 | 4 | City of Canton Drainage Infrastructure Improvements Study | Feasibility study to increase drainage capacity; install french drains or elevate building and upgrade undersized pipe under state Hwy | 300000 | No | 0 | 0 | 231 | 0.1237 | 0.018555 | 45 | 0.031874 | 0.0031874 | 1054 | 0.1079 | 0.016186 | 12 | 0.51458 | 0.10292 | 2 | 0.11514 | 0.023028 | 2 | 0.021028 | 0.0010514 | 4.0425 | 0.053151 | 0.0053151 | 146.5903 | 0.0060447 | 0.00030224 | 0.17054 | 861 | 0.17054 | 0 | 861
031000115 | 3 | Garvon West, Innovation & Kingsley Ind. Park Drainage Study Update | Area 20 | 150000 | No | 0 | 0 | 219 | 0.11727 | 0.017591 | 207 | 0.14662 | 0.014662 | 1298 | 0.13288 | 0.019932 | 1 | 0.042882 | 0.0085763 | 9 | 0.51813 | 0.10363 | 0 | 0 | 0 | 3.6823 | 0.048415 | 0.0048415 | 0.11363 | 4.6854e-06 | 2.3427e-07 | 0.16923 | 865 | 0.16923 | 0 | 865
011000099 | 1 | Dalhart City Drainage Master Plan | Perform H&H modeling, develop conceptual alternatives and OPCC, and rank projects; selected based on the needs analysis | 250000 | No | 0 | 0 | 887 | 0.47498 | 0.071247 | 698 | 0.4944 | 0.04944 | 2054 | 0.21028 | 0.031542 | 0 | 0 | 0 | 1 | 0.057571 | 0.011514 | 1 | 0.010514 | 0.00052571 | 21.0089 | 0.27623 | 0.027623 | 3.9969 | 0.00016481 | 8.2406e-06 | 0.1919 | 817 | 0.1919 | 0 | 817
011000111 | 1 | City of Dalhart GIS Development | Develop GIS inventory and condition assessment for flood infrastructure; selected based on survey response | 50000 | No | 0 | 0 | 887 | 0.47498 | 0.071247 | 698 | 0.4944 | 0.04944 | 2054 | 0.21028 | 0.031542 | 0 | 0 | 0 | 1 | 0.057571 | 0.011514 | 1 | 0.010514 | 0.00052571 | 21.0089 | 0.27623 | 0.027623 | 3.9969 | 0.00016481 | 8.2406e-06 | 0.1919 | 817 | 0.1919 | 0 | 818
051000084 | 5 | City of Vidor Drainage Improvements | Perform H&H modeling to identify and define flood risk, develop conceptual alternatives to reduce flood risk, develop OPCC for conceptual alternatives, and rank projects. Conceptual alternatives should evaluate feasibility of nature based solutions. | 100000 | Yes | 100 | 0 | 541 | 0.2897 | 0.043455 | 416 | 0.29466 | 0.029466 | 1462 | 0.14967 | 0.022451 | 1 | 0.042882 | 0.0085763 | 5 | 0.28785 | 0.057571 | 5 | 0.052571 | 0.0026285 | 13.1056 | 0.17232 | 0.017232 | 1.0961 | 4.5199e-05 | 2.2599e-06 | 0.18138 | 841 | 0.18138 | 0 | 841
111000018 | 11 | City of Gonzales Tinsley Creek Improvement Project Planning | Project planning to upgrade aging infrastructure that was overwhelmed during Hurricane Harvey. Projects may include replacing box culvert bridges, replacing box culvert bridges with clear span bridges, and relocating utilities within the stream bed. | 600000 | No | 0 | 0 | 532 | 0.28488 | 0.042732 | 412 | 0.29182 | 0.029182 | 1070 | 0.10954 | 0.016431 | 2 | 0.085763 | 0.017153 | 5 | 0.28785 | 0.057571 | 0 | 0 | 0 | 13.4222 | 0.17648 | 0.017648 | 127.7347 | 0.0052672 | 0.00026336 | 0.18098 | 843 | 0.18098 | 0 | 843
111000019 | 11 | City of Gonzales Tinsley Creek Flood Mitigation Project Planning | Project planning for proposed improvements along Tinsley Creek include replacing a low water crossing at Johnson Street, adding culverts under Johnson Street, and replacing box culvert crossings with free span bridge crossings at several streets. | 430000 | No | 0 | 0 | 532 | 0.28488 | 0.042732 | 412 | 0.29182 | 0.029182 | 1070 | 0.10954 | 0.016431 | 2 | 0.085763 | 0.017153 | 5 | 0.28785 | 0.057571 | 0 | 0 | 0 | 13.4222 | 0.17648 | 0.017648 | 127.7347 | 0.0052672 | 0.00026336 | 0.18098 | 843 | 0.18098 | 0 | 844
151000074 | 15 | Precinct 4 MDP - Risk Area D at S. McColl & Canton Rd. | Channel Improvements (Widening & Regrading) to Existing McAllen Lateral & North Main Drain with approximately 2.25 miles of proposed improvements from S McColl St. to State Highway 107. Crossings at W Canton Rd., W Freddy Gonzalez Dr., and W Sprague St. | 953700 | Yes | 100 | 0 | 0 | 0 | 0 | 735 | 0.5206 | 0.05206 | 6686 | 0.68448 | 0.10267 | 1 | 0.042882 | 0.0085763 | 0 | 0 | 0 | 0 | 0 | 0 | 46.662 | 0.61352 | 0.061352 | 0 | 0 | 0 | 0.22466 | 761 | 0.22466 | 0 | 761
071000140 | 7 | City of Haskell Relocate Critical Facilities High Hazard | Relocate critical facilities out of high hazard areas. | 1000000 | No | 0 | 0 | 181 | 0.096924 | 0.014539 | 110 | 0.077914 | 0.0077914 | 324 | 0.03317 | 0.0049754 | 1 | 0.042882 | 0.0085763 | 11 | 0.63328 | 0.12666 | 0 | 0 | 0 | 13.9954 | 0.18401 | 0.018401 | 37.4405 | 0.0015439 | 7.7194e-05 | 0.18102 | 842 | 0.18102 | 0 | 842
031000073 | 3 | City of Waxahachie DMP (Phase 2 Continuation) | Evaluate City and identify future projects. Continue efforts of current DMP Phase 2 efforts. | 752000 | No | 0 | 0 | 490 | 0.26239 | 0.039359 | 424 | 0.30032 | 0.030032 | 2389 | 0.24457 | 0.036686 | 6 | 0.25729 | 0.051458 | 0 | 0 | 0 | 0 | 0 | 0 | 31.5295 | 0.41456 | 0.041456 | 2152.1521 | 0.088745 | 0.0044373 | 0.20343 | 794 | 0.20343 | 0 | 794
071000027 | 7 | Stephens County Update FEMA Mapping | Update existing FEMA mapping | 920000 | No | 0 | 0 | 657 | 0.35182 | 0.052773 | 99 | 0.070122 | 0.0070122 | 709 | 0.072584 | 0.010888 | 1 | 0.042882 | 0.0085763 | 2 | 0.11514 | 0.023028 | 0 | 0 | 0 | 64.1849 | 0.84392 | 0.084392 | 28369.0117 | 1.1698 | 0.058491 | 0.24516 | 704 | 0.24516 | 0 | 704
071000072 | 7 | Stephens County DMP | Evaluate county to identify future projects, analyze roads/stream crossing for emergency response vehicles to high hazard areas | 500000 | No | 0 | 0 | 657 | 0.35182 | 0.052773 | 99 | 0.070122 | 0.0070122 | 709 | 0.072584 | 0.010888 | 1 | 0.042882 | 0.0085763 | 2 | 0.11514 | 0.023028 | 0 | 0 | 0 | 64.1849 | 0.84392 | 0.084392 | 28369.0117 | 1.1698 | 0.058491 | 0.24516 | 704 | 0.24516 | 0 | 705
071000110 | 7 | Stephens County GIS Development | Develop a GIS inventory of stormwater infrastructure | 100000 | No | 0 | 0 | 657 | 0.35182 | 0.052773 | 99 | 0.070122 | 0.0070122 | 709 | 0.072584 | 0.010888 | 1 | 0.042882 | 0.0085763 | 2 | 0.11514 | 0.023028 | 0 | 0 | 0 | 64.1849 | 0.84392 | 0.084392 | 28369.0117 | 1.1698 | 0.058491 | 0.24516 | 704 | 0.24516 | 0 | 706
071000188 | 7 | Stephens County Buyout Program | Develop a land acquisition program in flood hazard areas. | 1000000 | No | 0 | 0 | 657 | 0.35182 | 0.052773 | 99 | 0.070122 | 0.0070122 | 709 | 0.072584 | 0.010888 | 1 | 0.042882 | 0.0085763 | 2 | 0.11514 | 0.023028 | 0 | 0 | 0 | 64.1849 | 0.84392 | 0.084392 | 28369.0117 | 1.1698 | 0.058491 | 0.24516 | 704 | 0.24516 | 0 | 707
071000189 | 7 | Stephens County DCM | Consider stormwater criteria for infrastructure and floodplain ordinances to avoid new exposure to flood hazards. | 100000 | No | 0 | 0 | 657 | 0.35182 | 0.052773 | 99 | 0.070122 | 0.0070122 | 709 | 0.072584 | 0.010888 | 1 | 0.042882 | 0.0085763 | 2 | 0.11514 | 0.023028 | 0 | 0 | 0 | 64.1849 | 0.84392 | 0.084392 | 28369.0117 | 1.1698 | 0.058491 | 0.24516 | 704 | 0.24516 | 0 | 708
071000191 | 7 | Stephens Flood Protection Lift Station Program | Flood-proof sewage treatment plants in flood hazard / low-lying areas. | 100000 | No | 0 | 0 | 657 | 0.35182 | 0.052773 | 99 | 0.070122 | 0.0070122 | 709 | 0.072584 | 0.010888 | 1 | 0.042882 | 0.0085763 | 2 | 0.11514 | 0.023028 | 0 | 0 | 0 | 64.1849 | 0.84392 | 0.084392 | 28369.0117 | 1.1698 | 0.058491 | 0.24516 | 704 | 0.24516 | 0 | 709
071000190 | 7 | Stephens County Stream Restoration Program | Implement stream restoration / channelization program to ensure adequate drainage / diversion of stormwater. | 500000 | No | 0 | 0 | 657 | 0.35182 | 0.052773 | 99 | 0.070122 | 0.0070122 | 709 | 0.072584 | 0.010888 | 1 | 0.042882 | 0.0085763 | 2 | 0.11514 | 0.023028 | 0 | 0 | 0 | 64.1849 | 0.84392 | 0.084392 | 28369.0117 | 1.1698 | 0.058491 | 0.24516 | 704 | 0.24516 | 0 | 710
011000022 | 1 | Briscoe County FIS | Perform flood insurance study for the county and develop regulatory mapping | 902000 | No | 0 | 0 | 36 | 0.019278 | 0.0028917 | 0 | 0 | 0 | 23 | 0.0023546 | 0.00035319 | 0 | 0 | 0 | 2 | 0.11514 | 0.023028 | 2 | 0.021028 | 0.0010514 | 45.1019 | 0.59301 | 0.059301 | 64354.1523 | 2.6537 | 0.13268 | 0.21931 | 776 | 0.21931 | 0 | 776
061000290 | 6 | City of Taylor Lake Village Master Drainage Plan | Study to develop Master Drainage Plan using future and existing land use and flood/storm water drainage needs including Atlas 14 rainfall. | 170000 | No | 0 | 0 | 852 | 0.45624 | 0.068436 | 838 | 0.59356 | 0.059356 | 2000 | 0.20475 | 0.030713 | 0 | 0 | 0 | 0 | 0 | 0 | 0 | 0 | 0 | 13.3206 | 0.17514 | 0.017514 | 0 | 0 | 0 | 0.17602 | 856 | 0.17602 | 0 | 856
031000095 | 3 | Merritt Road, Sachse Road, and Willow Lake Improvements | Hydrologic and Hydraulic Study of Stream 2E3, 2E4 and Willow Lake to determine causes of flooding along Merrit Rd and identify necessary drainage improvements. | 144000 | No | 0 | 0 | 343 | 0.18367 | 0.027551 | 316 | 0.22382 | 0.022382 | 991 | 0.10145 | 0.015218 | 1 | 0.042882 | 0.0085763 | 7 | 0.40299 | 0.080599 | 0 | 0 | 0 | 11.9331 | 0.1569 | 0.01569 | 1090.11 | 0.044951 | 0.0022476 | 0.17226 | 858 | 0.17226 | 0 | 858
111000080 | 11 | City of Wimberley Drainage Master Plan | Creation of drainage master plan for City of Wimberley to mitigate the flood hazard by defining priorities, policies, and strategies to address and remedy the drainage needs and challenges in Wimberley. | 150000 | No | 0 | 0 | 503 | 0.26935 | 0.040403 | 421 | 0.2982 | 0.02982 | 1045 | 0.10698 | 0.016047 | 0 | 0 | 0 | 6 | 0.34542 | 0.069085 | 0 | 0 | 0 | 7.6708 | 0.10086 | 0.010086 | 25.4623 | 0.0010499 | 5.2497e-05 | 0.16549 | 868 | 0.16549 | 0 | 868
021000006 | 2 | Delta County FIS | Develop FIS for the County | 682000 | No | 0 | 0 | 121 | 0.064795 | 0.0097192 | 59 | 0.04179 | 0.004179 | 85 | 0.0087019 | 0.0013053 | 2 | 0.085763 | 0.017153 | 8 | 0.46056 | 0.092113 | 0 | 0 | 0 | 41.5117 | 0.5458 | 0.05458 | 14657.0947 | 0.60439 | 0.03022 | 0.20927 | 788 | 0.20927 | 0 | 788
071000004 | 7 | Callahan County Initial FEMA Mapping | Create FEMA Mapping in previously unmapped areas | 895000 | No | 0 | 0 | 81 | 0.043375 | 0.0065062 | 21 | 0.014874 | 0.0014874 | 86 | 0.0088043 | 0.0013206 | 0 | 0 | 0 | 12 | 0.69085 | 0.13817 | 0 | 0 | 0 | 56.1455 | 0.73821 | 0.073821 | 3073.5063 | 0.12674 | 0.0063369 | 0.22764 | 745 | 0.22764 | 0 | 745
071000032 | 7 | Callahan County DMP | Evaluate county to identify future projects, analyze roads/stream crossing for emergency response vehicles to high hazard areas | 500000 | No | 0 | 0 | 81 | 0.043375 | 0.0065062 | 21 | 0.014874 | 0.0014874 | 86 | 0.0088043 | 0.0013206 | 0 | 0 | 0 | 12 | 0.69085 | 0.13817 | 0 | 0 | 0 | 56.1455 | 0.73821 | 0.073821 | 3073.5063 | 0.12674 | 0.0063369 | 0.22764 | 745 | 0.22764 | 0 | 746
071000088 | 7 | Callahan County GIS Development | Develop a GIS inventory of stormwater infrastructure | 100000 | No | 0 | 0 | 81 | 0.043375 | 0.0065062 | 21 | 0.014874 | 0.0014874 | 86 | 0.0088043 | 0.0013206 | 0 | 0 | 0 | 12 | 0.69085 | 0.13817 | 0 | 0 | 0 | 56.1455 | 0.73821 | 0.073821 | 3073.5063 | 0.12674 | 0.0063369 | 0.22764 | 745 | 0.22764 | 0 | 747
071000124 | 7 | Callahan County Buyout Program | Develop a land acquisition program in flood hazard areas. | 2000000 | No | 0 | 0 | 81 | 0.043375 | 0.0065062 | 21 | 0.014874 | 0.0014874 | 86 | 0.0088043 | 0.0013206 | 0 | 0 | 0 | 12 | 0.69085 | 0.13817 | 0 | 0 | 0 | 56.1455 | 0.73821 | 0.073821 | 3073.5063 | 0.12674 | 0.0063369 | 0.22764 | 745 | 0.22764 | 0 | 748
071000125 | 7 | Callahan County DCM | Consider stormwater criteria for infrastructure and floodplain ordinances to avoid new exposure to flood hazards. | 100000 | No | 0 | 0 | 81 | 0.043375 | 0.0065062 | 21 | 0.014874 | 0.0014874 | 86 | 0.0088043 | 0.0013206 | 0 | 0 | 0 | 12 | 0.69085 | 0.13817 | 0 | 0 | 0 | 56.1455 | 0.73821 | 0.073821 | 3073.5063 | 0.12674 | 0.0063369 | 0.22764 | 745 | 0.22764 | 0 | 749
111000005 | 11 | Caldwell County Emergency Service District #3 River Crossing Improvements Study | Study solutions to upgrade river crossings throughout the district including but not limited to Scull Road Bridge. | 1000000 | No | 0 | 0 | 465 | 0.249 | 0.037351 | 347 | 0.24578 | 0.024578 | 1254 | 0.12838 | 0.019257 | 1 | 0.042882 | 0.0085763 | 5 | 0.28785 | 0.057571 | 0 | 0 | 0 | 12.5896 | 0.16553 | 0.016553 | 3124.1123 | 0.12882 | 0.0064412 | 0.17033 | 862 | 0.17033 | 0 | 862
111000006 | 11 | Caldwell County Emergency Service District #3 Repetitive Loss Property Mitigation Study | Study of identify flood-prone and repetitive loss properties through the Texas Water Development Board and identify and study solutions to reduce or eliminate flooding at identified properties. | 1000000 | No | 0 | 0 | 465 | 0.249 | 0.037351 | 347 | 0.24578 | 0.024578 | 1254 | 0.12838 | 0.019257 | 1 | 0.042882 | 0.0085763 | 5 | 0.28785 | 0.057571 | 0 | 0 | 0 | 12.5896 | 0.16553 | 0.016553 | 3124.1123 | 0.12882 | 0.0064412 | 0.17033 | 862 | 0.17033 | 0 | 863
081000075 | 8 | Sugar Land MDP - Master Drainage Plan Updates | Review comprehensive plan goals, update detention facility ownership and assets, consider funding mechanisms, evaluate ranking criteria. | 534000 | No | 0 | 0 | 442 | 0.23669 | 0.035503 | 350 | 0.24791 | 0.024791 | 1403 | 0.14363 | 0.021545 | 2 | 0.085763 | 0.017153 | 0 | 0 | 0 | 96 | 1.0094 | 0.050468 | 18.4392 | 0.24244 | 0.024244 | 1687.17 | 0.069571 | 0.0034786 | 0.17718 | 851 | 0.17718 | 0 | 851
081000091 | 8 | Sugar Land Citywide Flood Prevention & Drainage Studies | Study to determine how to replace B-B inlets with C-2 or H2 inlets in areas of ponding and structural risk. | 219000 | No | 0 | 0 | 442 | 0.23669 | 0.035503 | 350 | 0.24791 | 0.024791 | 1403 | 0.14363 | 0.021545 | 2 | 0.085763 | 0.017153 | 0 | 0 | 0 | 96 | 1.0094 | 0.050468 | 18.4392 | 0.24244 | 0.024244 | 1687.17 | 0.069571 | 0.0034786 | 0.17718 | 851 | 0.17718 | 0 | 852
081000047 | 8 | Sugar Creek Drainage Improvements | Design of storm drain updates throughout neighborhood. | 388000 | No | 0 | 0 | 442 | 0.23669 | 0.035503 | 350 | 0.24791 | 0.024791 | 1403 | 0.14363 | 0.021545 | 2 | 0.085763 | 0.017153 | 0 | 0 | 0 | 96 | 1.0094 | 0.050468 | 18.4392 | 0.24244 | 0.024244 | 1687.17 | 0.069571 | 0.0034786 | 0.17718 | 851 | 0.17718 | 0 | 853
081000060 | 8 | Sugar Creek Regional Detention | Update design to account for Atlas 14 rainfall. | 300000 | No | 0 | 0 | 442 | 0.23669 | 0.035503 | 350 | 0.24791 | 0.024791 | 1403 | 0.14363 | 0.021545 | 2 | 0.085763 | 0.017153 | 0 | 0 | 0 | 96 | 1.0094 | 0.050468 | 18.4392 | 0.24244 | 0.024244 | 1687.17 | 0.069571 | 0.0034786 | 0.17718 | 851 | 0.17718 | 0 | 854
081000979 | 8 | City of Sugar Land Flood Innundation Mapping | Update of the Integrated Stormwater Management Model to include improvements to predictions in leveed areas. | 233000 | No | 0 | 0 | 442 | 0.23669 | 0.035503 | 350 | 0.24791 | 0.024791 | 1403 | 0.14363 | 0.021545 | 2 | 0.085763 | 0.017153 | 0 | 0 | 0 | 96 | 1.0094 | 0.050468 | 18.4392 | 0.24244 | 0.024244 | 1687.17 | 0.069571 | 0.0034786 | 0.17718 | 851 | 0.17718 | 0 | 855
061000284 | 6 | City of Southside Place Master Drainage Plan | Study to develop Master Drainage Plan using future and existing land use and flood/storm water drainage needs including Atlas 14 rainfall. | 110000 | No | 0 | 0 | 500 | 0.26775 | 0.040162 | 476 | 0.33715 | 0.033715 | 2317 | 0.2372 | 0.035581 | 5 | 0.21441 | 0.042882 | 0 | 0 | 0 | 0 | 0 | 0 | 3.8393 | 0.05048 | 0.005048 | 0 | 0 | 0 | 0.15739 | 878 | 0.15739 | 0 | 878
051000142 | 5 | Delaware Diversion | Divert storm runoff out of Beaumont from the Hillebrandt watershed to the Neches River. | 500000 | Yes | 100 | 0 | 583 | 0.31219 | 0.046829 | 476 | 0.33715 | 0.033715 | 3971 | 0.40653 | 0.06098 | 1 | 0.042882 | 0.0085763 | 0 | 0 | 0 | 0 | 0 | 0 | 11.6471 | 0.15314 | 0.015314 | 0.2384 | 9.8307e-06 | 4.9153e-07 | 0.16541 | 869 | 0.16541 | 0 | 869
121000084 | 12 | Damage Center 7- Zarzamora Creek | Based on the value of the homes within this damage center, VPAs appear to be a practical option that may be well received | 14775612 | Yes | 100 | 0 | 259 | 0.13869 | 0.020804 | 249 | 0.17637 | 0.017637 | 729 | 0.074632 | 0.011195 | 10 | 0.42882 | 0.085763 | 0 | 0 | 0 | 27 | 0.28388 | 0.014194 | 3.7 | 0.048648 | 0.0048648 | 0.44479 | 1.8341e-05 | 9.1706e-07 | 0.15446 | 885 | 0.15446 | 0 | 885
041000028 | 4 | Marshall Drainage Master Plan | Perform study of existing culverts and drainage capabilities in town. Identify upgrades to drainage infrastructure capacity where needed. | 500000 | No | 0 | 0 | 561 | 0.30041 | 0.045062 | 374 | 0.26491 | 0.026491 | 4969 | 0.5087 | 0.076305 | 0 | 0 | 0 | 0 | 0 | 0 | 0 | 0 | 0 | 17.8094 | 0.23416 | 0.023416 | 221.512 | 0.0091342 | 0.00045671 | 0.17173 | 859 | 0.17173 | 0 | 859
061000295 | 6 | City of Waller Master Drainage Plan | Study to develop Master Drainage Plan using future and existing land use and flood/storm water drainage needs including Atlas 14 rainfall. | 100000 | No | 0 | 0 | 149 | 0.079788 | 0.011968 | 83 | 0.058789 | 0.0058789 | 666 | 0.068182 | 0.010227 | 4 | 0.17153 | 0.034305 | 7 | 0.40299 | 0.080599 | 7 | 0.073599 | 0.0036799 | 5.3339 | 0.070131 | 0.0070131 | 47.504 | 0.0019589 | 9.7943e-05 | 0.15377 | 891 | 0.15377 | 0 | 891
031000224 | 3 | Shady Grove Rd, Gilbert Rd, Wright Blvd | Study update - Storm Drain Improvements; Estimated construction cost of $2,860,900 | 250000 | No | 0 | 0 | 215 | 0.11513 | 0.01727 | 206 | 0.14591 | 0.014591 | 2764 | 0.28297 | 0.042445 | 3 | 0.12864 | 0.025729 | 4 | 0.23028 | 0.046056 | 0 | 0 | 0 | 6.0911 | 0.080087 | 0.0080087 | 170.2009 | 0.0070183 | 0.00035092 | 0.15445 | 886 | 0.15445 | 0 | 886
081000663 | 8 | Burton Creek Crossings | Update design to account for Atlas 14 rainfall. | 100000 | No | 0 | 0 | 276 | 0.1478 | 0.022169 | 224 | 0.15866 | 0.015866 | 1496 | 0.15315 | 0.022973 | 1 | 0.042882 | 0.0085763 | 5 | 0.28785 | 0.057571 | 36 | 0.37851 | 0.018925 | 2.7954 | 0.036754 | 0.0036754 | 0 | 0 | 0 | 0.14976 | 902 | 0.14976 | 0 | 902
131000019 | 13 | Atascosa McMullen Hazard Mitigation Plan - McMullen County Action #2 | Conduct a countywide floodplain study and mapping to understand the limits of the 1% annual chance and 0.2% annual chance floodplain boundaries and their effects on the community, infrastructure and critical facilities. | 450000 | Yes | 100 | 0 | 339 | 0.18153 | 0.02723 | 90 | 0.063748 | 0.0063748 | 103 | 0.010545 | 0.0015817 | 0 | 0 | 0 | 6 | 0.34542 | 0.069085 | 70 | 0.73599 | 0.036799 | 39.4519 | 0.51872 | 0.051872 | 2424.6526 | 0.099982 | 0.0049991 | 0.19794 | 799 | 0.19794 | 0 | 799
131000020 | 13 | Atascosa McMullen Hazard Mitigation Plan - McMullen County Action #3 | Study and prioritize low water crossing improvements | 50000 | Yes | 100 | 0 | 339 | 0.18153 | 0.02723 | 90 | 0.063748 | 0.0063748 | 103 | 0.010545 | 0.0015817 | 0 | 0 | 0 | 6 | 0.34542 | 0.069085 | 70 | 0.73599 | 0.036799 | 39.4519 | 0.51872 | 0.051872 | 2424.6526 | 0.099982 | 0.0049991 | 0.19794 | 799 | 0.19794 | 0 | 800
131000021 | 13 | Atascosa McMullen Hazard Mitigation Plan - McMullen County Action #5 | Provide FEMA review of floodplain management criteria by ensuring that the community correct NRP program deficiencies and enforces existing ordinances that regular planning and development. | 10000 | Yes | 100 | 0 | 339 | 0.18153 | 0.02723 | 90 | 0.063748 | 0.0063748 | 103 | 0.010545 | 0.0015817 | 0 | 0 | 0 | 6 | 0.34542 | 0.069085 | 70 | 0.73599 | 0.036799 | 39.4519 | 0.51872 | 0.051872 | 2424.6526 | 0.099982 | 0.0049991 | 0.19794 | 799 | 0.19794 | 0 | 801
151000030 | 15 | South Padre Island #6 | Upgrade undersized culverts throughout the Island to increase capacity and reduce flood risk | 1848000 | Yes | 100 | 0 | 0 | 0 | 0 | 894 | 0.63323 | 0.063323 | 3555 | 0.36394 | 0.054592 | 3 | 0.12864 | 0.025729 | 0 | 0 | 0 | 0 | 0 | 0 | 38.7374 | 0.50933 | 0.050933 | 0 | 0 | 0 | 0.19458 | 809 | 0.19458 | 0 | 809
081001037 | 8 | Improve Undersized Storm Sewers in Carter Creek DB | Update modeling to Atlas 14 to determine appropriate sizing for storm sewer in the region. | 100000 | No | 0 | 0 | 190 | 0.10174 | 0.015262 | 158 | 0.11191 | 0.011191 | 883 | 0.090397 | 0.01356 | 1 | 0.042882 | 0.0085763 | 6 | 0.34542 | 0.069085 | 48 | 0.50468 | 0.025234 | 4.9509 | 0.065096 | 0.0065096 | 184.288 | 0.0075992 | 0.00037996 | 0.1498 | 901 | 0.1498 | 0 | 901
051000065 | 5 | Anahuac, North of Canal Drainage | Study to identify possible drainage improvements in the city limits of Anahuac. Study will focus on the area north of the Chambers-Liberty Counties Navigation District canal generally along N. Main Street, Texas Avenue, and Work Street. | 100000 | Yes | 100 | 0 | 949 | 0.50818 | 0.076227 | 379 | 0.26845 | 0.026845 | 1134 | 0.11609 | 0.017414 | 0 | 0 | 0 | 0 | 0 | 0 | 0 | 0 | 0 | 58.667 | 0.77137 | 0.077137 | 10885.9072 | 0.44889 | 0.022444 | 0.22007 | 769 | 0.22007 | 0 | 769
051000066 | 5 | Dredging West Fork- Double Bayou | Evaluate project to quantify benefits, evaluate impacts, and begin design. Improvements include dredging West Fork- Double Bayou from mouth to FM 562 bridge. | 1400000 | Yes | 100 | 0 | 949 | 0.50818 | 0.076227 | 379 | 0.26845 | 0.026845 | 1134 | 0.11609 | 0.017414 | 0 | 0 | 0 | 0 | 0 | 0 | 0 | 0 | 0 | 58.667 | 0.77137 | 0.077137 | 10885.9072 | 0.44889 | 0.022444 | 0.22007 | 769 | 0.22007 | 0 | 770
051000068 | 5 | North Anahuac Drainage | Evaluate project to quantify benefits, evaluate impacts, and begin design. Improvements include expanding/repairing road ditches and culverts and channelizing the drainage outfall for the area north of Lonestar Canal. | 800000 | Yes | 100 | 0 | 949 | 0.50818 | 0.076227 | 379 | 0.26845 | 0.026845 | 1134 | 0.11609 | 0.017414 | 0 | 0 | 0 | 0 | 0 | 0 | 0 | 0 | 0 | 58.667 | 0.77137 | 0.077137 | 10885.9072 | 0.44889 | 0.022444 | 0.22007 | 769 | 0.22007 | 0 | 771
051000069 | 5 | Southeast Drainage Ditch | Evaluate project to quantify benefits, evaluate impacts, and begin design. Improvements include channelization and crossing upgrades from Benton Lane to FM 563. | 125000 | Yes | 100 | 0 | 949 | 0.50818 | 0.076227 | 379 | 0.26845 | 0.026845 | 1134 | 0.11609 | 0.017414 | 0 | 0 | 0 | 0 | 0 | 0 | 0 | 0 | 0 | 58.667 | 0.77137 | 0.077137 | 10885.9072 | 0.44889 | 0.022444 | 0.22007 | 769 | 0.22007 | 0 | 772
051000070 | 5 | Southwest Anahuac Ditch | Evaluate project to quantify benefits, evaluate impacts, and begin design. Improvements include channelization and crossing upgrades from Main Street to Bay. | 125000 | Yes | 100 | 0 | 949 | 0.50818 | 0.076227 | 379 | 0.26845 | 0.026845 | 1134 | 0.11609 | 0.017414 | 0 | 0 | 0 | 0 | 0 | 0 | 0 | 0 | 0 | 58.667 | 0.77137 | 0.077137 | 10885.9072 | 0.44889 | 0.022444 | 0.22007 | 769 | 0.22007 | 0 | 773
031000246 | 3 | Warrior Creek Stabilization | From Great Southwest to South Fork Cottonwood Creek; Estimated construction cost of $518,500 | 250000 | No | 0 | 0 | 80 | 0.042839 | 0.0064259 | 77 | 0.05454 | 0.005454 | 457 | 0.046786 | 0.0070178 | 1 | 0.042882 | 0.0085763 | 10 | 0.57571 | 0.11514 | 0 | 0 | 0 | 4.8415 | 0.063658 | 0.0063658 | 24.376 | 0.0010052 | 5.0258e-05 | 0.14903 | 903 | 0.14903 | 0 | 903
031000065 | 3 | City of Southlake DMP | Evaluate City and identify future projects. | 500000 | No | 0 | 0 | 88 | 0.047123 | 0.0070685 | 82 | 0.058081 | 0.0058081 | 359 | 0.036753 | 0.0055129 | 1 | 0.042882 | 0.0085763 | 10 | 0.57571 | 0.11514 | 0 | 0 | 0 | 3.4184 | 0.044946 | 0.0044946 | 121.2442 | 0.0049996 | 0.00024998 | 0.14685 | 910 | 0.14685 | 0 | 910
061000226 | 6 | City of Brookside Village Master Drainage Plan | Study to develop Master Drainage Plan using future and existing land use and flood/storm water drainage needs including Atlas 14 rainfall. | 190000 | Yes | 100 | 0 | 809 | 0.43321 | 0.064982 | 743 | 0.52627 | 0.052627 | 1607 | 0.16452 | 0.024678 | 0 | 0 | 0 | 0 | 0 | 0 | 0 | 0 | 0 | 12.3944 | 0.16296 | 0.016296 | 3.0689 | 0.00012655 | 6.3275e-06 | 0.15859 | 874 | 0.15859 | 0 | 874
101000181 | 10 | Harris Hollow Neighborhood Flooding | Study area often flooded during large storm events. | 100000 | No | 0 | 0 | 107 | 0.057298 | 0.0085947 | 97 | 0.068706 | 0.0068706 | 104 | 0.010647 | 0.0015971 | 1 | 0.042882 | 0.0085763 | 10 | 0.57571 | 0.11514 | 0 | 0 | 0 | 0 | 0 | 0 | 25.1247 | 0.001036 | 5.1802e-05 | 0.14083 | 922 | 0.14083 | 0 | 922
051000055 | 5 | City of Nacogdoches Update Flood Control Study | Conduct Flood Control Study and implement actions such as channelization, detention, retention, etc to stop repetitive flood losses. | 1080000 | Yes | 100 | 0 | 446 | 0.23883 | 0.035824 | 185 | 0.13104 | 0.013104 | 5331 | 0.54576 | 0.081864 | 1 | 0.042882 | 0.0085763 | 0 | 0 | 0 | 0 | 0 | 0 | 13.7831 | 0.18122 | 0.018122 | 4.4305 | 0.00018269 | 9.1346e-06 | 0.1575 | 876 | 0.1575 | 0 | 876
051000078 | 5 | City of Nacogdoches Flood Mitigation Project | H&H study to mitigate the wide-spread flooding that occurs along LaNana and Banita Creeks in the City of Nacogdoches | 100000 | Yes | 100 | 0 | 446 | 0.23883 | 0.035824 | 185 | 0.13104 | 0.013104 | 5331 | 0.54576 | 0.081864 | 1 | 0.042882 | 0.0085763 | 0 | 0 | 0 | 0 | 0 | 0 | 13.7831 | 0.18122 | 0.018122 | 4.4305 | 0.00018269 | 9.1346e-06 | 0.1575 | 876 | 0.1575 | 0 | 877
131000028 | 13 | Atascosa McMullen Hazard Mitigation Plan - City of Lytle Action #11 | Develop a stormwater management plan and implement the structural and non-structural solutions to mitigate flooding. | 750000 | Yes | 100 | 0 | 112 | 0.059975 | 0.0089963 | 92 | 0.065164 | 0.0065164 | 288 | 0.029484 | 0.0044226 | 0 | 0 | 0 | 9 | 0.51813 | 0.10363 | 29 | 0.30491 | 0.015246 | 2.9408 | 0.038667 | 0.0038667 | 7.4427 | 0.0003069 | 1.5345e-05 | 0.14269 | 917 | 0.14269 | 0 | 917
131000029 | 13 | Atascosa McMullen Hazard Mitigation Plan - City of Lytle Action #4 | Enforcement of code and floodplain development is improving with meetings with new businesses. | 30000 | Yes | 100 | 0 | 112 | 0.059975 | 0.0089963 | 92 | 0.065164 | 0.0065164 | 288 | 0.029484 | 0.0044226 | 0 | 0 | 0 | 9 | 0.51813 | 0.10363 | 29 | 0.30491 | 0.015246 | 2.9408 | 0.038667 | 0.0038667 | 7.4427 | 0.0003069 | 1.5345e-05 | 0.14269 | 917 | 0.14269 | 0 | 918
131000065 | 13 | Uvalde City-wide Drainage Study | Uvalde City-wide Drainage study to further define existing flood risk and to recommend flood risk reduction measures. | 250000 | Yes | 100 | 0 | 176 | 0.094247 | 0.014137 | 142 | 0.10058 | 0.010058 | 543 | 0.05559 | 0.0083385 | 2 | 0.085763 | 0.017153 | 6 | 0.34542 | 0.069085 | 38 | 0.39954 | 0.019977 | 2.8451 | 0.037408 | 0.0037408 | 7.101 | 0.00029282 | 1.4641e-05 | 0.1425 | 919 | 0.1425 | 0 | 919
031000353 | 3 | City of Seagoville DMP | Evaluate city and identify future projects. | 250000 | No | 0 | 0 | 180 | 0.096389 | 0.014458 | 170 | 0.12041 | 0.012041 | 627 | 0.064189 | 0.0096284 | 2 | 0.085763 | 0.017153 | 7 | 0.40299 | 0.080599 | 0 | 0 | 0 | 10.3879 | 0.13658 | 0.013658 | 1728.285 | 0.071267 | 0.0035633 | 0.1511 | 899 | 0.1511 | 0 | 899
041000055 | 4 | North Airport Retention Pond | Feasibility Study of North Airport Retention Pond | 640000 | Yes | 100 | 0 | 489 | 0.26186 | 0.039278 | 310 | 0.21957 | 0.021957 | 2472 | 0.25307 | 0.037961 | 3 | 0.12864 | 0.025729 | 0 | 0 | 0 | 0 | 0 | 0 | 28.9469 | 0.3806 | 0.03806 | 5956.8193 | 0.24563 | 0.012282 | 0.17527 | 857 | 0.17527 | 0 | 857
031000142 | 3 | Little Elm Drainage Improvements | Evaluate drainage improvements to mitigate future flash and lake flooding problems. | 1000000 | No | 0 | 0 | 71 | 0.03802 | 0.005703 | 69 | 0.048873 | 0.0048873 | 282 | 0.02887 | 0.0043305 | 14 | 0.60034 | 0.12007 | 0 | 0 | 0 | 0 | 0 | 0 | 5.8883 | 0.077421 | 0.0077421 | 788.0325 | 0.032495 | 0.0016247 | 0.14436 | 914 | 0.14436 | 0 | 914
071000043 | 7 | City of Munday DMP | Evaluate city to identify future projects, analyze roads/stream crossing for emergency response vehicles to high hazard areas | 250000 | No | 0 | 0 | 690 | 0.36949 | 0.055423 | 417 | 0.29536 | 0.029536 | 1065 | 0.10903 | 0.016354 | 4 | 0.17153 | 0.034305 | 0 | 0 | 0 | 0 | 0 | 0 | 19.823 | 0.26064 | 0.026064 | 182.702 | 0.0075338 | 0.00037669 | 0.16206 | 871 | 0.16206 | 0 | 871
071000144 | 7 | City of Munday Flood Protection Lift Station Program | Raise electrical components of sewage lift stations above the Base Flood Elevation (BFE). | 100000 | No | 0 | 0 | 690 | 0.36949 | 0.055423 | 417 | 0.29536 | 0.029536 | 1065 | 0.10903 | 0.016354 | 4 | 0.17153 | 0.034305 | 0 | 0 | 0 | 0 | 0 | 0 | 19.823 | 0.26064 | 0.026064 | 182.702 | 0.0075338 | 0.00037669 | 0.16206 | 871 | 0.16206 | 0 | 872
091000049 | 9 | Irion County FEMA Mapping | Create FEMA Mapping in previously unmapped areas | 962000 | No | 0 | 0 | 354 | 0.18956 | 0.028435 | 104 | 0.073664 | 0.0073664 | 181 | 0.01853 | 0.0027795 | 0 | 0 | 0 | 8 | 0.46056 | 0.092113 | 0 | 0 | 0 | 47.7646 | 0.62802 | 0.062802 | 2460.4036 | 0.10146 | 0.0050728 | 0.19857 | 796 | 0.19857 | 0 | 796
091000048 | 9 | Irion County DMP | Create Drainage Master Plan, including evaluation of potential mitigation projects. | 500000 | No | 0 | 0 | 354 | 0.18956 | 0.028435 | 104 | 0.073664 | 0.0073664 | 181 | 0.01853 | 0.0027795 | 0 | 0 | 0 | 8 | 0.46056 | 0.092113 | 0 | 0 | 0 | 47.7646 | 0.62802 | 0.062802 | 2460.4036 | 0.10146 | 0.0050728 | 0.19857 | 796 | 0.19857 | 0 | 797
091000050 | 9 | Irion County GIS Development | Develop a GIS inventory of stormwater infrastructure | 100000 | No | 0 | 0 | 354 | 0.18956 | 0.028435 | 104 | 0.073664 | 0.0073664 | 181 | 0.01853 | 0.0027795 | 0 | 0 | 0 | 8 | 0.46056 | 0.092113 | 0 | 0 | 0 | 47.7646 | 0.62802 | 0.062802 | 2460.4036 | 0.10146 | 0.0050728 | 0.19857 | 796 | 0.19857 | 0 | 798
071000026 | 7 | Shackelford County Update FEMA Mapping | Update existing FEMA mapping | 932000 | No | 0 | 0 | 347 | 0.18582 | 0.027872 | 134 | 0.094913 | 0.0094913 | 178 | 0.018223 | 0.0027334 | 0 | 0 | 0 | 4 | 0.23028 | 0.046056 | 0 | 0 | 0 | 43.3288 | 0.5697 | 0.05697 | 23798.9785 | 0.98136 | 0.049068 | 0.19219 | 813 | 0.19219 | 0 | 813
071000071 | 7 | Shackelford County DMP | Evaluate county to identify future projects, analyze roads/stream crossing for emergency response vehicles to high hazard areas | 500000 | No | 0 | 0 | 347 | 0.18582 | 0.027872 | 134 | 0.094913 | 0.0094913 | 178 | 0.018223 | 0.0027334 | 0 | 0 | 0 | 4 | 0.23028 | 0.046056 | 0 | 0 | 0 | 43.3288 | 0.5697 | 0.05697 | 23798.9785 | 0.98136 | 0.049068 | 0.19219 | 813 | 0.19219 | 0 | 814
071000109 | 7 | Shackelford County GIS Development | Develop a GIS inventory of stormwater infrastructure | 100000 | No | 0 | 0 | 347 | 0.18582 | 0.027872 | 134 | 0.094913 | 0.0094913 | 178 | 0.018223 | 0.0027334 | 0 | 0 | 0 | 4 | 0.23028 | 0.046056 | 0 | 0 | 0 | 43.3288 | 0.5697 | 0.05697 | 23798.9785 | 0.98136 | 0.049068 | 0.19219 | 813 | 0.19219 | 0 | 815
071000187 | 7 | Shackelford County DCM | Consider stormwater criteria for infrastructure and floodplain ordinances to avoid new exposure to flood hazards. | 100000 | No | 0 | 0 | 347 | 0.18582 | 0.027872 | 134 | 0.094913 | 0.0094913 | 178 | 0.018223 | 0.0027334 | 0 | 0 | 0 | 4 | 0.23028 | 0.046056 | 0 | 0 | 0 | 43.3288 | 0.5697 | 0.05697 | 23798.9785 | 0.98136 | 0.049068 | 0.19219 | 813 | 0.19219 | 0 | 816
051000046 | 5 | City of Jacksonville Master Drainage Plan | Perform H&H modeling to identify and define flood risk, develop conceptual alternatives to reduce flood risk, develop OPCC for conceptual alternatives, and rank projects. Conceptual alternatives should evaluate feasibility of nature based solutions. | 560000 | Yes | 100 | 0 | 367 | 0.19653 | 0.029479 | 152 | 0.10766 | 0.010766 | 663 | 0.067875 | 0.010181 | 0 | 0 | 0 | 7 | 0.40299 | 0.080599 | 7 | 0.073599 | 0.0036799 | 3.8828 | 0.051052 | 0.0051052 | 4.9888 | 0.00020571 | 1.0286e-05 | 0.13982 | 924 | 0.13982 | 0 | 924
101000211 | 10 | Jarvis Creek Channel Widening and Regional Detention Project | Drainage System Improvements | 150000 | No | 0 | 0 | 755 | 0.4043 | 0.060645 | 618 | 0.43773 | 0.043773 | 1235 | 0.12643 | 0.018965 | 0 | 0 | 0 | 0 | 0 | 0 | 0 | 0 | 0 | 22.304 | 0.29326 | 0.029326 | 5475.3594 | 0.22578 | 0.011289 | 0.164 | 870 | 0.164 | 0 | 870
031000070 | 3 | City of Athens DMP | Evaluate City and identify future projects. | 250000 | No | 0 | 0 | 125 | 0.066937 | 0.01004 | 84 | 0.059498 | 0.0059498 | 964 | 0.09869 | 0.014803 | 4 | 0.17153 | 0.034305 | 6 | 0.34542 | 0.069085 | 0 | 0 | 0 | 7.1465 | 0.093964 | 0.0093964 | 138.9838 | 0.0057311 | 0.00028655 | 0.14387 | 915 | 0.14387 | 0 | 915
011000177 | 1 | Canyon Drainage Master Plan | Perform H&H modeling, develop conceptual alternatives and OPCC, and rank projects, with a focus on downtown Canyon. Project identified from HMAP | 250000 | No | 0 | 0 | 206 | 0.11031 | 0.016547 | 193 | 0.1367 | 0.01367 | 1265 | 0.1295 | 0.019426 | 0 | 0 | 0 | 7 | 0.40299 | 0.080599 | 7 | 0.073599 | 0.0036799 | 14.9907 | 0.1971 | 0.01971 | 150.2605 | 0.0061961 | 0.0003098 | 0.15394 | 887 | 0.15394 | 0 | 887
011000178 | 1 | Improve Storm Water Drainage and Control Systems (City of Canyon) | Initiate a centralized data collection program to identify recurring flooding locations based on citizen complaints and road maintenance logs; selected based on stakeholder feedback | 50000 | No | 0 | 0 | 206 | 0.11031 | 0.016547 | 193 | 0.1367 | 0.01367 | 1265 | 0.1295 | 0.019426 | 0 | 0 | 0 | 7 | 0.40299 | 0.080599 | 7 | 0.073599 | 0.0036799 | 14.9907 | 0.1971 | 0.01971 | 150.2605 | 0.0061961 | 0.0003098 | 0.15394 | 887 | 0.15394 | 0 | 888
101000167 | 10 | Broadway Street at Whitman Branch Low Water Crossing | Low Water Crossing upgrade for one of the most commonly closed low water crossings in Marble Falls. It is a heavily trafficked street, providing an alternative route to 281/1431 intersection | 100000 | No | 0 | 0 | 75 | 0.040162 | 0.0060243 | 3 | 0.0021249 | 0.00021249 | 809 | 0.082822 | 0.012423 | 0 | 0 | 0 | 10 | 0.57571 | 0.11514 | 0 | 0 | 0 | 1.4273 | 0.018767 | 0.0018767 | 170.98 | 0.0070505 | 0.00035252 | 0.13603 | 933 | 0.13603 | 0 | 933
081001148 | 8 | Texas Ave Crossing & Channel Improvements (Hwy 6 to Texas) & Detenton Pond | Update design to account for Atlas 14 rainfall. | 100000 | No | 0 | 0 | 69 | 0.036949 | 0.0055423 | 50 | 0.035415 | 0.0035415 | 111 | 0.011364 | 0.0017045 | 1 | 0.042882 | 0.0085763 | 9 | 0.51813 | 0.10363 | 19 | 0.19977 | 0.0099884 | 2.1261 | 0.027954 | 0.0027954 | 75.054 | 0.0030949 | 0.00015474 | 0.13593 | 937 | 0.13593 | 0 | 937
101000163 | 10 | Jones Brothers Park Flooding | Study area/ infrastructure often flooded during large storm events. Could also potentially be a buyout situation | 100000 | No | 0 | 0 | 297 | 0.15904 | 0.023856 | 269 | 0.19053 | 0.019053 | 397 | 0.040643 | 0.0060964 | 0 | 0 | 0 | 7 | 0.40299 | 0.080599 | 0 | 0 | 0 | 3.9057 | 0.051353 | 0.0051353 | 1595.4089 | 0.065788 | 0.0032894 | 0.13803 | 927 | 0.13803 | 0 | 927
091000096 | 9 | Taylor County GIS Development | Develop a GIS inventory of stormwater infrastructure | 100000 | No | 0 | 0 | 70 | 0.037484 | 0.0056227 | 51 | 0.036124 | 0.0036124 | 46 | 0.0047093 | 0.00070639 | 0 | 0 | 0 | 10 | 0.57571 | 0.11514 | 0 | 0 | 0 | 17.8417 | 0.23459 | 0.023459 | 3752.0444 | 0.15472 | 0.0077359 | 0.15628 | 879 | 0.15628 | 0 | 879
091000100 | 9 | Taylor County Repetitive Loss Properties Study | Proposed evaluation of potential mitigation project for repetitive loss properties in Taylor County. | 100000 | No | 0 | 0 | 70 | 0.037484 | 0.0056227 | 51 | 0.036124 | 0.0036124 | 46 | 0.0047093 | 0.00070639 | 0 | 0 | 0 | 10 | 0.57571 | 0.11514 | 0 | 0 | 0 | 17.8401 | 0.23457 | 0.023457 | 3752.0444 | 0.15472 | 0.0077359 | 0.15627 | 882 | 0.15627 | 0 | 882
091000101 | 9 | Taylor County USACE Comprehensive Flood Risk Study | Undertake a comprehensive study of flood risk and reduction alternatives, with the assistance of the US Army Corps of Engineering. Implement feasible alternative for flood reduction. Revise flood damage prevention ordinance to include flood risk areas ide | 2000000 | No | 0 | 0 | 70 | 0.037484 | 0.0056227 | 51 | 0.036124 | 0.0036124 | 46 | 0.0047093 | 0.00070639 | 0 | 0 | 0 | 10 | 0.57571 | 0.11514 | 0 | 0 | 0 | 17.8401 | 0.23457 | 0.023457 | 3752.0444 | 0.15472 | 0.0077359 | 0.15627 | 882 | 0.15627 | 0 | 883
091000098 | 9 | Taylor County DMP | Create Drainage Master Plan, including evaluation of potential mitigation projects. | 500000 | No | 0 | 0 | 70 | 0.037484 | 0.0056227 | 51 | 0.036124 | 0.0036124 | 46 | 0.0047093 | 0.00070639 | 0 | 0 | 0 | 10 | 0.57571 | 0.11514 | 0 | 0 | 0 | 17.8401 | 0.23457 | 0.023457 | 3752.0444 | 0.15472 | 0.0077359 | 0.15627 | 882 | 0.15627 | 0 | 884
091000097 | 9 | Taylor County Dam Inspection Program | Annual dam inspection, partner with SWCD to help fund repairs and maintenance, partner with property owners to report new damage or erosion, and patrol for illegal dumping at dams. | 100000 | No | 0 | 0 | 70 | 0.037484 | 0.0056227 | 51 | 0.036124 | 0.0036124 | 46 | 0.0047093 | 0.00070639 | 0 | 0 | 0 | 10 | 0.57571 | 0.11514 | 0 | 0 | 0 | 17.8417 | 0.23459 | 0.023459 | 3752.0444 | 0.15472 | 0.0077359 | 0.15628 | 879 | 0.15628 | 0 | 880
091000099 | 9 | Taylor County FEMA Mapping | Update Existing FEMA Mapping | 955000 | No | 0 | 0 | 70 | 0.037484 | 0.0056227 | 51 | 0.036124 | 0.0036124 | 46 | 0.0047093 | 0.00070639 | 0 | 0 | 0 | 10 | 0.57571 | 0.11514 | 0 | 0 | 0 | 17.8417 | 0.23459 | 0.023459 | 3752.0444 | 0.15472 | 0.0077359 | 0.15628 | 879 | 0.15628 | 0 | 881
121000029 | 12 | Apache Creek & Elmendorf Lake Dam | The Elmendorf Lake Dam area is prone to flooding and will require an extensive drainage project to mitigate the floodplain. A Preliminary Engineering Report (PER) will need to be provided to assess a feasible solution | 350000 | Yes | 100 | 0 | 470 | 0.25168 | 0.037752 | 410 | 0.29041 | 0.029041 | 1568 | 0.16052 | 0.024079 | 2 | 0.085763 | 0.017153 | 0 | 0 | 0 | 41 | 0.43108 | 0.021554 | 6.48 | 0.0852 | 0.00852 | 0.92471 | 3.8131e-05 | 1.9065e-06 | 0.1381 | 926 | 0.1381 | 0 | 926
061000452 | 6 | Rivershire East - Grand Lake Creek Watershed | Develop a benefits cost analysis in support of this project identied in the City of Conroe Master Drainage Plan. | 30000 | No | 0 | 0 | 365 | 0.19545 | 0.029318 | 257 | 0.18203 | 0.018203 | 1873 | 0.19175 | 0.028762 | 6 | 0.25729 | 0.051458 | 0 | 0 | 0 | 0 | 0 | 0 | 6.664 | 0.087619 | 0.0087619 | 2.981 | 0.00012292 | 6.1461e-06 | 0.13651 | 931 | 0.13651 | 0 | 931
061000451 | 6 | South Frazier - Grand Lake Creek Watershed | Develop a benefits cost analysis in support of this project identied in the City of Conroe Master Drainage Plan. | 30000 | No | 0 | 0 | 365 | 0.19545 | 0.029318 | 257 | 0.18203 | 0.018203 | 1873 | 0.19175 | 0.028762 | 6 | 0.25729 | 0.051458 | 0 | 0 | 0 | 0 | 0 | 0 | 6.664 | 0.087619 | 0.0087619 | 2.981 | 0.00012292 | 6.1461e-06 | 0.13651 | 931 | 0.13651 | 0 | 932
031000143 | 3 | Shady Shores Rd Elevation Study | Evaluate alternatives to elevate Shady Shores Rd to reduce future loss due to flooding | 250000 | No | 0 | 0 | 206 | 0.11031 | 0.016547 | 170 | 0.12041 | 0.012041 | 583 | 0.059685 | 0.0089527 | 5 | 0.21441 | 0.042882 | 4 | 0.23028 | 0.046056 | 0 | 0 | 0 | 12.4421 | 0.16359 | 0.016359 | 218.4427 | 0.0090076 | 0.00045038 | 0.14329 | 916 | 0.14329 | 0 | 916
111000079 | 11 | City of Waelder Voluntary Buyout Program Project Planning | Project planning to develop and implement a program to buyout NFIP repetitive loss properties. | 150000 | No | 0 | 0 | 170 | 0.091034 | 0.013655 | 88 | 0.062331 | 0.0062331 | 207 | 0.021192 | 0.0031788 | 0 | 0 | 0 | 9 | 0.51813 | 0.10363 | 0 | 0 | 0 | 4.0124 | 0.052755 | 0.0052755 | 4.3307 | 0.00017858 | 8.929e-06 | 0.13198 | 946 | 0.13198 | 0 | 946
031000354 | 3 | City of Huntsville DMP | Evaluate city and identify future projects. | 500000 | No | 0 | 0 | 238 | 0.12745 | 0.019117 | 211 | 0.14945 | 0.014945 | 2819 | 0.2886 | 0.043289 | 3 | 0.12864 | 0.025729 | 2 | 0.11514 | 0.023028 | 0 | 0 | 0 | 6.2059 | 0.081596 | 0.0081596 | 107.4017 | 0.0044288 | 0.00022144 | 0.13449 | 938 | 0.13449 | 0 | 938
041000012 | 4 | Shelby County Flood Hazard Mapping | Complete a detailed study within the county extent to delineate an updated flood hazard area, which can be used for regulatory purposes. | 375500 | Yes | 100 | 0 | 800 | 0.42839 | 0.064259 | 0 | 0 | 0 | 317 | 0.032453 | 0.0048679 | 0 | 0 | 0 | 3 | 0.17271 | 0.034542 | 3 | 0.031542 | 0.0015771 | 49.3743 | 0.64918 | 0.064918 | 9764.2715 | 0.40263 | 0.020132 | 0.1903 | 820 | 0.1903 | 0 | 820
101000138 | 10 | Dam Emergency Action Plan | Dam Emergency Action Plan | 50000 | No | 0 | 0 | 187 | 0.10014 | 0.015021 | 127 | 0.089955 | 0.0089955 | 514 | 0.052621 | 0.0078931 | 0 | 0 | 0 | 8 | 0.46056 | 0.092113 | 0 | 0 | 0 | 4.1814 | 0.054977 | 0.0054977 | 589.1605 | 0.024294 | 0.0012147 | 0.13073 | 947 | 0.13073 | 0 | 947
051000139 | 5 | Delmar Upgrade Pumping Equipment | H&H study to size pump upgrades and improve existing level of service. | 100000 | Yes | 100 | 0 | 676 | 0.36199 | 0.054299 | 646 | 0.45757 | 0.045757 | 1618 | 0.16564 | 0.024846 | 0 | 0 | 0 | 0 | 0 | 0 | 0 | 0 | 0 | 6.4249 | 0.084475 | 0.0084475 | 0.21761 | 8.9733e-06 | 4.4866e-07 | 0.13335 | 944 | 0.13335 | 0 | 944
111000138 | 11 | Cypress Creek Regional detention | Project planning for regional detention project on Cypress Creek that will reduce flooding through the unincorporated town of Comfort, TX and possibly provide enhanced aquifer recharge. | 113855 | No | 0 | 0 | 439 | 0.23508 | 0.035262 | 290 | 0.20541 | 0.020541 | 574 | 0.058763 | 0.0088145 | 0 | 0 | 0 | 5 | 0.28785 | 0.057571 | 0 | 0 | 0 | 10.6905 | 0.14056 | 0.014056 | 745.2656 | 0.030731 | 0.0015366 | 0.13778 | 929 | 0.13778 | 0 | 929
131000171 | 13 | Sediment Removal in Lake Corpus Christi | The accumulation of sediment in Lake Corpus Christi is a long-term concern. The 2001 Costal Bend Regional Water Plan studied a water supply option that involved the dredging of Lake Corpus Christi. | 2536000 | Yes | 100 | 0 | 702 | 0.37592 | 0.056387 | 537 | 0.38036 | 0.038036 | 675 | 0.069103 | 0.010366 | 0 | 0 | 0 | 0 | 0 | 0 | 35 | 0.36799 | 0.0184 | 7.1815 | 0.094424 | 0.0094424 | 227.7267 | 0.0093904 | 0.00046952 | 0.1331 | 945 | 0.1331 | 0 | 945
031000295 | 3 | City of Wilmer DMP | Evaluate City and identify future projects. | 250000 | No | 0 | 0 | 71 | 0.03802 | 0.005703 | 69 | 0.048873 | 0.0048873 | 573 | 0.058661 | 0.0087992 | 0 | 0 | 0 | 9 | 0.51813 | 0.10363 | 0 | 0 | 0 | 4.0031 | 0.052634 | 0.0052634 | 195.0837 | 0.0080444 | 0.00040222 | 0.12868 | 953 | 0.12868 | 0 | 953
081000226 | 8 | Bee Creek Basin Detention Pond | Design of detention facility to contain and mitigate flooding. | 111000 | No | 0 | 0 | 66 | 0.035343 | 0.0053014 | 47 | 0.03329 | 0.003329 | 233 | 0.023853 | 0.003578 | 1 | 0.042882 | 0.0085763 | 8 | 0.46056 | 0.092113 | 19 | 0.19977 | 0.0099884 | 2.1261 | 0.027954 | 0.0027954 | 75.054 | 0.0030949 | 0.00015474 | 0.12584 | 968 | 0.12584 | 0 | 968
071000017 | 7 | Castro County Update FEMA Mapping | Update existing FEMA mapping | 870000 | No | 0 | 0 | 51 | 0.02731 | 0.0040965 | 0 | 0 | 0 | 82 | 0.0083948 | 0.0012592 | 0 | 0 | 0 | 6 | 0.34542 | 0.069085 | 0 | 0 | 0 | 280.8972 | 3.6933 | 0.36933 | 23504.3242 | 0.96921 | 0.048461 | 0.49223 | 435 | 0.49223 | 0 | 435
071000033 | 7 | Castro County DMP | Evaluate county to identify future projects, analyze roads/stream crossing for emergency response vehicles to high hazard areas | 500000 | No | 0 | 0 | 51 | 0.02731 | 0.0040965 | 0 | 0 | 0 | 82 | 0.0083948 | 0.0012592 | 0 | 0 | 0 | 6 | 0.34542 | 0.069085 | 0 | 0 | 0 | 280.8972 | 3.6933 | 0.36933 | 23504.3242 | 0.96921 | 0.048461 | 0.49223 | 435 | 0.49223 | 0 | 436
071000089 | 7 | Castro County GIS Development | Develop a GIS inventory of stormwater infrastructure | 100000 | No | 0 | 0 | 51 | 0.02731 | 0.0040965 | 0 | 0 | 0 | 82 | 0.0083948 | 0.0012592 | 0 | 0 | 0 | 6 | 0.34542 | 0.069085 | 0 | 0 | 0 | 280.8972 | 3.6933 | 0.36933 | 23504.3242 | 0.96921 | 0.048461 | 0.49223 | 435 | 0.49223 | 0 | 437
071000126 | 7 | Castro County DCM | Consider stormwater criteria for infrastructure and floodplain ordinances to avoid new exposure to flood hazards. | 100000 | No | 0 | 0 | 51 | 0.02731 | 0.0040965 | 0 | 0 | 0 | 82 | 0.0083948 | 0.0012592 | 0 | 0 | 0 | 6 | 0.34542 | 0.069085 | 0 | 0 | 0 | 280.8972 | 3.6933 | 0.36933 | 23504.3242 | 0.96921 | 0.048461 | 0.49223 | 435 | 0.49223 | 0 | 438
031000104 | 3 | Ridgewood Park-Regal Estates-Meadowcreek Square Drainage Study Update | Area 9 | 134000 | No | 0 | 0 | 232 | 0.12423 | 0.018635 | 227 | 0.16079 | 0.016079 | 863 | 0.08835 | 0.013252 | 2 | 0.085763 | 0.017153 | 5 | 0.28785 | 0.057571 | 0 | 0 | 0 | 3.9801 | 0.052331 | 0.0052331 | 44.7751 | 0.0018463 | 9.2316e-05 | 0.12801 | 955 | 0.12801 | 0 | 955
031000106 | 3 | La Prada 7 & 8 Drainage Study Update | Area 11 | 50000 | No | 0 | 0 | 232 | 0.12423 | 0.018635 | 227 | 0.16079 | 0.016079 | 863 | 0.08835 | 0.013252 | 2 | 0.085763 | 0.017153 | 5 | 0.28785 | 0.057571 | 0 | 0 | 0 | 3.9801 | 0.052331 | 0.0052331 | 44.7751 | 0.0018463 | 9.2316e-05 | 0.12801 | 955 | 0.12801 | 0 | 956
031000107 | 3 | Gatewood Drainage Study Update | Area 12 | 50000 | No | 0 | 0 | 232 | 0.12423 | 0.018635 | 227 | 0.16079 | 0.016079 | 863 | 0.08835 | 0.013252 | 2 | 0.085763 | 0.017153 | 5 | 0.28785 | 0.057571 | 0 | 0 | 0 | 3.9801 | 0.052331 | 0.0052331 | 44.7751 | 0.0018463 | 9.2316e-05 | 0.12801 | 955 | 0.12801 | 0 | 957
031000109 | 3 | Center Creek Plaza 8 Southgate Estates Drainage Study Update | Area 14 | 50000 | No | 0 | 0 | 232 | 0.12423 | 0.018635 | 227 | 0.16079 | 0.016079 | 863 | 0.08835 | 0.013252 | 2 | 0.085763 | 0.017153 | 5 | 0.28785 | 0.057571 | 0 | 0 | 0 | 3.9801 | 0.052331 | 0.0052331 | 44.7751 | 0.0018463 | 9.2316e-05 | 0.12801 | 955 | 0.12801 | 0 | 958
031000118 | 3 | Brazos Drive Drainage Study Update | Area 23 | 50000 | No | 0 | 0 | 232 | 0.12423 | 0.018635 | 227 | 0.16079 | 0.016079 | 863 | 0.08835 | 0.013252 | 2 | 0.085763 | 0.017153 | 5 | 0.28785 | 0.057571 | 0 | 0 | 0 | 3.9801 | 0.052331 | 0.0052331 | 44.7751 | 0.0018463 | 9.2316e-05 | 0.12801 | 955 | 0.12801 | 0 | 959
031000280 | 3 | Ashville Drive Drainage Improvements | Implement results from the Ashville Drainage Study. This study identified recommended mitigation options that can provide 100-year protection and minimal improvements for greater frequency storm events. | 150000 | No | 0 | 0 | 232 | 0.12423 | 0.018635 | 227 | 0.16079 | 0.016079 | 863 | 0.08835 | 0.013252 | 2 | 0.085763 | 0.017153 | 5 | 0.28785 | 0.057571 | 0 | 0 | 0 | 3.9801 | 0.052331 | 0.0052331 | 44.7751 | 0.0018463 | 9.2316e-05 | 0.12801 | 955 | 0.12801 | 0 | 960
031000282 | 3 | Tobin Trail Drainage Analysis | Implement results from the Tobin Trail Drainage Study. This study identified mitigation options to determine what solutions can be provided to eliminate or reduce flooding that occurs in Tobin Trail. | 150000 | No | 0 | 0 | 232 | 0.12423 | 0.018635 | 227 | 0.16079 | 0.016079 | 863 | 0.08835 | 0.013252 | 2 | 0.085763 | 0.017153 | 5 | 0.28785 | 0.057571 | 0 | 0 | 0 | 3.9801 | 0.052331 | 0.0052331 | 44.7751 | 0.0018463 | 9.2316e-05 | 0.12801 | 955 | 0.12801 | 0 | 961
101000174 | 10 | Broadway at Backbone Creek Low Water Crossing | This crossing frequently floods and is right by Marble Falls Elementary. | 100000 | No | 0 | 0 | 202 | 0.10817 | 0.016225 | 141 | 0.099871 | 0.0099871 | 966 | 0.098895 | 0.014834 | 1 | 0.042882 | 0.0085763 | 6 | 0.34542 | 0.069085 | 0 | 0 | 0 | 4.7702 | 0.062719 | 0.0062719 | 1749.2667 | 0.072132 | 0.0036066 | 0.12859 | 954 | 0.12859 | 0 | 954
131000130 | 13 | Portland Stream Gauges | San Patricio County Hazard Mitigation Action Plan - City of Portland, Action #5 Identify and install stream and rain gauges at critical sites, upgrade gauges at established sites where necessary, coordinate installation requests. | 2000 | Yes | 100 | 0 | 285 | 0.15262 | 0.022892 | 251 | 0.17778 | 0.017778 | 600 | 0.061425 | 0.0092138 | 3 | 0.12864 | 0.025729 | 0 | 0 | 0 | 87 | 0.91473 | 0.045737 | 19.0892 | 0.25099 | 0.025099 | 267.5484 | 0.011032 | 0.00055162 | 0.147 | 909 | 0.147 | 0 | 909
041000035 | 4 | City of Kilgore Drainage Infrastructure Improvements Study | Study improvements to drainage infrastructure in the downtown area by installing new inlets and storm drains | 300000 | No | 0 | 0 | 296 | 0.15851 | 0.023776 | 224 | 0.15866 | 0.015866 | 1284 | 0.13145 | 0.019717 | 3 | 0.12864 | 0.025729 | 3 | 0.17271 | 0.034542 | 3 | 0.031542 | 0.0015771 | 15.244 | 0.20043 | 0.020043 | 95.7779 | 0.0039495 | 0.00019747 | 0.14145 | 920 | 0.14145 | 0 | 920
041000036 | 4 | City of Kilgore Library Drainage Improvement Study | Feasibility study of underground drainage structures to capture and direct subsurface water away from the library structure | 400000 | Yes | 100 | 0 | 296 | 0.15851 | 0.023776 | 224 | 0.15866 | 0.015866 | 1284 | 0.13145 | 0.019717 | 3 | 0.12864 | 0.025729 | 3 | 0.17271 | 0.034542 | 3 | 0.031542 | 0.0015771 | 15.244 | 0.20043 | 0.020043 | 95.7779 | 0.0039495 | 0.00019747 | 0.14145 | 920 | 0.14145 | 0 | 921
031000021 | 3 | Leon County FEMA Mapping | Create FEMA mapping in previously unmapped areas and update existing FEMA maps as needed. | 1503000 | No | 0 | 0 | 50 | 0.026775 | 0.0040162 | 43 | 0.030457 | 0.0030457 | 40 | 0.004095 | 0.00061425 | 6 | 0.25729 | 0.051458 | 5 | 0.28785 | 0.057571 | 0 | 0 | 0 | 99.5588 | 1.309 | 0.1309 | 2040.316 | 0.084134 | 0.0042067 | 0.25181 | 695 | 0.25181 | 0 | 695
031000332 | 3 | Ten Mile Creek at Houston School Road | Evaluate bridge improvements for Houston School Road over Ten Mile Creek | 250000 | No | 0 | 0 | 193 | 0.10335 | 0.015503 | 173 | 0.12254 | 0.012254 | 1166 | 0.11937 | 0.017905 | 2 | 0.085763 | 0.017153 | 5 | 0.28785 | 0.057571 | 0 | 0 | 0 | 7.3567 | 0.096728 | 0.0096728 | 81.9157 | 0.0033778 | 0.00016889 | 0.13023 | 949 | 0.13023 | 0 | 949
031000333 | 3 | Ten Mile Creek at IH 35E Service | Evaluate bridge improvements for IH 35E Service over Ten Mile Creek | 250000 | No | 0 | 0 | 193 | 0.10335 | 0.015503 | 173 | 0.12254 | 0.012254 | 1166 | 0.11937 | 0.017905 | 2 | 0.085763 | 0.017153 | 5 | 0.28785 | 0.057571 | 0 | 0 | 0 | 7.3567 | 0.096728 | 0.0096728 | 81.9157 | 0.0033778 | 0.00016889 | 0.13023 | 949 | 0.13023 | 0 | 950
031000334 | 3 | Ten Mile Creek at IH 35E Service (County Highway 1382) | Evaluate bridge improvements for IH 35E Service (County Highway 1382) over Ten Mile Creek | 250000 | No | 0 | 0 | 193 | 0.10335 | 0.015503 | 173 | 0.12254 | 0.012254 | 1166 | 0.11937 | 0.017905 | 2 | 0.085763 | 0.017153 | 5 | 0.28785 | 0.057571 | 0 | 0 | 0 | 7.3567 | 0.096728 | 0.0096728 | 81.9157 | 0.0033778 | 0.00016889 | 0.13023 | 949 | 0.13023 | 0 | 951
051000052 | 5 | City of Jasper Master Drainage Plan | Perform H&H modeling to identify and define flood risk, develop conceptual alternatives to reduce flood risk, develop OPCC for conceptual alternatives, and rank projects. Conceptual alternatives should evaluate feasibility of nature based solutions. | 440000 | Yes | 100 | 0 | 171 | 0.091569 | 0.013735 | 66 | 0.046748 | 0.0046748 | 1141 | 0.11681 | 0.017522 | 7 | 0.30017 | 0.060034 | 2 | 0.11514 | 0.023028 | 2 | 0.021028 | 0.0010514 | 5.5198 | 0.072576 | 0.0072576 | 1.9579 | 8.0735e-05 | 4.0367e-06 | 0.12731 | 963 | 0.12731 | 0 | 963
081001156 | 8 | FM 2818 Crossing & Channel Improvements (FM- 2818 to Welsh) & Detention Pond | Update design to account for Atlas 14 rainfall. | 100000 | No | 0 | 0 | 22 | 0.011781 | 0.0017671 | 19 | 0.013458 | 0.0013458 | 61 | 0.0062449 | 0.00093673 | 1 | 0.042882 | 0.0085763 | 9 | 0.51813 | 0.10363 | 7 | 0.073599 | 0.0036799 | 1.2155 | 0.015981 | 0.0015981 | 32.5541 | 0.0013424 | 6.7119e-05 | 0.1216 | 973 | 0.1216 | 0 | 973
041000016 | 4 | Rains County Flood Hazard Mapping | Complete a detailed study within the county extent to delineate an updated flood hazard area, which can be used for regulatory purposes. | 2100000 | Yes | 100 | 0 | 277 | 0.14833 | 0.02225 | 211 | 0.14945 | 0.014945 | 352 | 0.036036 | 0.0054054 | 0 | 0 | 0 | 4 | 0.23028 | 0.046056 | 4 | 0.042057 | 0.0021028 | 35.1972 | 0.46278 | 0.046278 | 13841.5205 | 0.57076 | 0.028538 | 0.16558 | 866 | 0.16558 | 0 | 866
041000017 | 4 | Rains County Drainage Master Plan | Perform H&H modeling to identify and define flood risk, develop conceptual alternatives to reduce flood risk, develop OPCC for conceptual alternatives, and rank projects. Conceptual alternatives should evaluate feasibility of nature based solutions. | 600000 | Yes | 100 | 0 | 277 | 0.14833 | 0.02225 | 211 | 0.14945 | 0.014945 | 352 | 0.036036 | 0.0054054 | 0 | 0 | 0 | 4 | 0.23028 | 0.046056 | 4 | 0.042057 | 0.0021028 | 35.1972 | 0.46278 | 0.046278 | 13841.5205 | 0.57076 | 0.028538 | 0.16558 | 866 | 0.16558 | 0 | 867
091000092 | 9 | Scurry County USACE Flood Study | Comprehensive study of flood risk and reduction alternatives, with the assistance of the USACE. | 2000000 | No | 0 | 0 | 445 | 0.23829 | 0.035744 | 266 | 0.18841 | 0.018841 | 1365 | 0.13974 | 0.020961 | 1 | 0.042882 | 0.0085763 | 3 | 0.17271 | 0.034542 | 0 | 0 | 0 | 20.6167 | 0.27107 | 0.027107 | 70.4658 | 0.0029057 | 0.00014528 | 0.14592 | 911 | 0.14592 | 0 | 911
091000015 | 9 | City of Snyder DMP | Create Drainage Master Plan, including evaluation of potential mitigation projects. | 250000 | No | 0 | 0 | 445 | 0.23829 | 0.035744 | 266 | 0.18841 | 0.018841 | 1365 | 0.13974 | 0.020961 | 1 | 0.042882 | 0.0085763 | 3 | 0.17271 | 0.034542 | 0 | 0 | 0 | 20.6167 | 0.27107 | 0.027107 | 70.4658 | 0.0029057 | 0.00014528 | 0.14592 | 911 | 0.14592 | 0 | 912
071000020 | 7 | Floyd County Update FEMA Mapping | Update existing FEMA mapping | 1116000 | No | 0 | 0 | 116 | 0.062117 | 0.0093176 | 14 | 0.0099163 | 0.00099163 | 99 | 0.010135 | 0.0015203 | 0 | 0 | 0 | 4 | 0.23028 | 0.046056 | 0 | 0 | 0 | 254.5198 | 3.3465 | 0.33465 | 28586.623 | 1.1788 | 0.058939 | 0.45147 | 476 | 0.45147 | 0 | 476
071000096 | 7 | Floyd County GIS Development | Develop a GIS inventory of stormwater infrastructure | 100000 | No | 0 | 0 | 116 | 0.062117 | 0.0093176 | 14 | 0.0099163 | 0.00099163 | 99 | 0.010135 | 0.0015203 | 0 | 0 | 0 | 4 | 0.23028 | 0.046056 | 0 | 0 | 0 | 254.5198 | 3.3465 | 0.33465 | 28586.623 | 1.1788 | 0.058939 | 0.45147 | 476 | 0.45147 | 0 | 477
071000163 | 7 | Floyd County DCM | Consider stormwater criteria for infrastructure and floodplain ordinances to avoid new exposure to flood hazards. | 100000 | No | 0 | 0 | 116 | 0.062117 | 0.0093176 | 14 | 0.0099163 | 0.00099163 | 99 | 0.010135 | 0.0015203 | 0 | 0 | 0 | 4 | 0.23028 | 0.046056 | 0 | 0 | 0 | 254.5198 | 3.3465 | 0.33465 | 28586.623 | 1.1788 | 0.058939 | 0.45147 | 476 | 0.45147 | 0 | 478
111000100 | 11 | Comal County Master WID River Road Low Water Crossing Improvement Project Planning | Project planning for proposed project to implement low water crossing improvements at River Road. | 700000 | No | 0 | 0 | 139 | 0.074433 | 0.011165 | 121 | 0.085705 | 0.0085705 | 282 | 0.02887 | 0.0043305 | 0 | 0 | 0 | 8 | 0.46056 | 0.092113 | 0 | 0 | 0 | 6.1371 | 0.080692 | 0.0080692 | 97.5762 | 0.0040236 | 0.00020118 | 0.12445 | 970 | 0.12445 | 0 | 970
101000121 | 10 | Various Streets - Install Flood Early Warning Systems | High water barricades in several locations | 150000 | No | 0 | 0 | 582 | 0.31166 | 0.046748 | 393 | 0.27836 | 0.027836 | 628 | 0.064292 | 0.0096438 | 0 | 0 | 0 | 0 | 0 | 0 | 0 | 0 | 0 | 26.0266 | 0.3422 | 0.03422 | 15359.0576 | 0.63334 | 0.031667 | 0.15012 | 900 | 0.15012 | 0 | 900
061000239 | 6 | City of Galena Park Master Drainage Plan | Study to develop Master Drainage Plan using future and existing land use and flood/storm water drainage needs including Atlas 14 rainfall. | 250000 | Yes | 100 | 0 | 205 | 0.10978 | 0.016466 | 156 | 0.1105 | 0.01105 | 712 | 0.072891 | 0.010934 | 9 | 0.38593 | 0.077187 | 0 | 0 | 0 | 0 | 0 | 0 | 2.6311 | 0.034594 | 0.0034594 | 3.4449 | 0.00014205 | 7.1027e-06 | 0.1191 | 976 | 0.1191 | 0 | 976
051000086 | 5 | Hardin County Boggy Creek Detention Pond | H&H Study to develop alternatives for detention on Boggy Creek. | 150000 | Yes | 100 | 0 | 648 | 0.347 | 0.05205 | 497 | 0.35203 | 0.035203 | 1277 | 0.13073 | 0.01961 | 1 | 0.042882 | 0.0085763 | 0 | 0 | 0 | 0 | 0 | 0 | 13.6462 | 0.17942 | 0.017942 | 43.2247 | 0.0017824 | 8.912e-05 | 0.13347 | 943 | 0.13347 | 0 | 943
051000088 | 5 | Hardin County Reservoir | H&H study of large reservoir for flood control / drought assistance. | 500000 | Yes | 100 | 0 | 648 | 0.347 | 0.05205 | 497 | 0.35203 | 0.035203 | 1277 | 0.13073 | 0.01961 | 1 | 0.042882 | 0.0085763 | 0 | 0 | 0 | 0 | 0 | 0 | 13.6771 | 0.17983 | 0.017983 | 43.2247 | 0.0017824 | 8.912e-05 | 0.13351 | 941 | 0.13351 | 0 | 941
051000091 | 5 | Hardin County Pinewood Drainage Improvements | H&H Study to identify alternatives for improving existing drainage within Pinewood. | 350000 | Yes | 100 | 0 | 648 | 0.347 | 0.05205 | 497 | 0.35203 | 0.035203 | 1277 | 0.13073 | 0.01961 | 1 | 0.042882 | 0.0085763 | 0 | 0 | 0 | 0 | 0 | 0 | 13.6771 | 0.17983 | 0.017983 | 43.2247 | 0.0017824 | 8.912e-05 | 0.13351 | 941 | 0.13351 | 0 | 942
031000318 | 3 | Halls Branch at 1st Street | Evaluate bridge improvements for 1st Street over Halls Branch | 250000 | No | 0 | 0 | 67 | 0.035878 | 0.0053817 | 57 | 0.040373 | 0.0040373 | 333 | 0.034091 | 0.0051136 | 1 | 0.042882 | 0.0085763 | 8 | 0.46056 | 0.092113 | 0 | 0 | 0 | 2.032 | 0.026717 | 0.0026717 | 32.6213 | 0.0013452 | 6.7258e-05 | 0.11796 | 977 | 0.11796 | 0 | 977
031000319 | 3 | Halls Branch at 4th Street | Evaluate bridge improvements for 4th Street over Halls Branch | 250000 | No | 0 | 0 | 67 | 0.035878 | 0.0053817 | 57 | 0.040373 | 0.0040373 | 333 | 0.034091 | 0.0051136 | 1 | 0.042882 | 0.0085763 | 8 | 0.46056 | 0.092113 | 0 | 0 | 0 | 2.032 | 0.026717 | 0.0026717 | 32.6213 | 0.0013452 | 6.7258e-05 | 0.11796 | 977 | 0.11796 | 0 | 978
031000320 | 3 | Halls Branch at 6th Street | Evaluate bridge improvements for 6th Street over Halls Branch | 250000 | No | 0 | 0 | 67 | 0.035878 | 0.0053817 | 57 | 0.040373 | 0.0040373 | 333 | 0.034091 | 0.0051136 | 1 | 0.042882 | 0.0085763 | 8 | 0.46056 | 0.092113 | 0 | 0 | 0 | 2.032 | 0.026717 | 0.0026717 | 32.6213 | 0.0013452 | 6.7258e-05 | 0.11796 | 977 | 0.11796 | 0 | 979
031000321 | 3 | Halls Branch at Cedar Street | Evaluate bridge improvements for Cedar Street over Halls Branch | 250000 | No | 0 | 0 | 67 | 0.035878 | 0.0053817 | 57 | 0.040373 | 0.0040373 | 333 | 0.034091 | 0.0051136 | 1 | 0.042882 | 0.0085763 | 8 | 0.46056 | 0.092113 | 0 | 0 | 0 | 2.032 | 0.026717 | 0.0026717 | 32.6213 | 0.0013452 | 6.7258e-05 | 0.11796 | 977 | 0.11796 | 0 | 980
031000322 | 3 | Halls Branch at Main Street | Evaluate bridge improvements for Main Street over Halls Branch | 250000 | No | 0 | 0 | 67 | 0.035878 | 0.0053817 | 57 | 0.040373 | 0.0040373 | 333 | 0.034091 | 0.0051136 | 1 | 0.042882 | 0.0085763 | 8 | 0.46056 | 0.092113 | 0 | 0 | 0 | 2.032 | 0.026717 | 0.0026717 | 32.6213 | 0.0013452 | 6.7258e-05 | 0.11796 | 977 | 0.11796 | 0 | 981
031000323 | 3 | Halls Branch at Redbud Lane | Evaluate bridge improvements for Redbud Lane over Halls Branch | 250000 | No | 0 | 0 | 67 | 0.035878 | 0.0053817 | 57 | 0.040373 | 0.0040373 | 333 | 0.034091 | 0.0051136 | 1 | 0.042882 | 0.0085763 | 8 | 0.46056 | 0.092113 | 0 | 0 | 0 | 2.032 | 0.026717 | 0.0026717 | 32.6213 | 0.0013452 | 6.7258e-05 | 0.11796 | 977 | 0.11796 | 0 | 982
031000335 | 3 | Ten Mile Creek at Nokomis Road | Evaluate bridge improvements for Nokomis Road over Ten Mile Creek | 250000 | No | 0 | 0 | 67 | 0.035878 | 0.0053817 | 57 | 0.040373 | 0.0040373 | 333 | 0.034091 | 0.0051136 | 1 | 0.042882 | 0.0085763 | 8 | 0.46056 | 0.092113 | 0 | 0 | 0 | 2.032 | 0.026717 | 0.0026717 | 32.6213 | 0.0013452 | 6.7258e-05 | 0.11796 | 977 | 0.11796 | 0 | 983
031000336 | 3 | Ten Mile Creek at Old Red Oak Road | Evaluate bridge improvements for Road over Ten Mile Creek at Old Red | 250000 | No | 0 | 0 | 67 | 0.035878 | 0.0053817 | 57 | 0.040373 | 0.0040373 | 333 | 0.034091 | 0.0051136 | 1 | 0.042882 | 0.0085763 | 8 | 0.46056 | 0.092113 | 0 | 0 | 0 | 2.032 | 0.026717 | 0.0026717 | 32.6213 | 0.0013452 | 6.7258e-05 | 0.11796 | 977 | 0.11796 | 0 | 984
031000337 | 3 | Ten Mile Creek at SH 342 | Evaluate bridge improvements for SH 342 over Ten Mile Creek | 250000 | No | 0 | 0 | 67 | 0.035878 | 0.0053817 | 57 | 0.040373 | 0.0040373 | 333 | 0.034091 | 0.0051136 | 1 | 0.042882 | 0.0085763 | 8 | 0.46056 | 0.092113 | 0 | 0 | 0 | 2.032 | 0.026717 | 0.0026717 | 32.6213 | 0.0013452 | 6.7258e-05 | 0.11796 | 977 | 0.11796 | 0 | 985
061000216 | 6 | Greens Bayou - P103-00-00 | Further study of Flood Risk Reduction need identified through the HCFCD 'Watershed Planning Tool' to determine channel modifications needed to restore/improve channel conveyance including Atlas 14 rainfall. | 100000 | No | 0 | 0 | 391 | 0.20938 | 0.031407 | 197 | 0.13954 | 0.013954 | 1750 | 0.17916 | 0.026874 | 5 | 0.21441 | 0.042882 | 0 | 0 | 0 | 0 | 0 | 0 | 6.6896 | 0.087957 | 0.0087957 | 15.0683 | 0.00062135 | 3.1067e-05 | 0.12394 | 971 | 0.12394 | 0 | 971
061000156 | 6 | Flood Gates Evaluation at Walker County Annex #2 | Evaluation of proposed removable facility flood gates at Walker County Annex #2 | 20000 | No | 0 | 0 | 505 | 0.27042 | 0.040564 | 437 | 0.30953 | 0.030953 | 657 | 0.067261 | 0.010089 | 1 | 0.042882 | 0.0085763 | 2 | 0.11514 | 0.023028 | 2 | 0.021028 | 0.0010514 | 25.4257 | 0.3343 | 0.03343 | 180.4647 | 0.0074416 | 0.00037208 | 0.14806 | 907 | 0.14806 | 0 | 907
061000309 | 6 | Walker Flood Mapping Updates | County wide study to produce flood mappping updates including Atlas 14 rainfall. | 1747000 | Yes | 100 | 0 | 505 | 0.27042 | 0.040564 | 437 | 0.30953 | 0.030953 | 657 | 0.067261 | 0.010089 | 1 | 0.042882 | 0.0085763 | 2 | 0.11514 | 0.023028 | 2 | 0.021028 | 0.0010514 | 25.4257 | 0.3343 | 0.03343 | 180.4647 | 0.0074416 | 0.00037208 | 0.14806 | 907 | 0.14806 | 0 | 908
031000061 | 3 | City of Rockwall DMP | Evaluate City and identify future projects. | 500000 | No | 0 | 0 | 209 | 0.11192 | 0.016788 | 200 | 0.14166 | 0.014166 | 1012 | 0.1036 | 0.015541 | 1 | 0.042882 | 0.0085763 | 5 | 0.28785 | 0.057571 | 0 | 0 | 0 | 10.4715 | 0.13768 | 0.013768 | 693.1548 | 0.028583 | 0.0014291 | 0.12784 | 962 | 0.12784 | 0 | 962
031000352 | 3 | City of Hutchins DMP | Evaluate city and identify future projects. | 250000 | No | 0 | 0 | 45 | 0.024097 | 0.0036146 | 32 | 0.022666 | 0.0022666 | 369 | 0.037776 | 0.0056665 | 1 | 0.042882 | 0.0085763 | 8 | 0.46056 | 0.092113 | 0 | 0 | 0 | 2.2264 | 0.029273 | 0.0029273 | 140.3888 | 0.005789 | 0.00028945 | 0.11545 | 1001 | 0.11545 | 0 | 1001
051000014 | 5 | Polk County Update Flood Hazard Mapping | Complete a detailed study within the county extent to delineate an updated flood hazard area, which can be used for regulatory purposes. | 375054 | Yes | 100 | 0 | 84 | 0.044981 | 0.0067472 | 45 | 0.031874 | 0.0031874 | 368 | 0.037674 | 0.0056511 | 0 | 0 | 0 | 8 | 0.46056 | 0.092113 | 8 | 0.084113 | 0.0042057 | 16.7993 | 0.22088 | 0.022088 | 62.1903 | 0.0025644 | 0.00012822 | 0.13412 | 939 | 0.13412 | 0 | 939
051000035 | 5 | Polk County Master Drainage Plan | Perform H&H modeling to identify and define flood risk, develop conceptual alternatives to reduce flood risk, develop OPCC for conceptual alternatives, and rank projects. Conceptual alternatives should evaluate feasibility of nature based solutions. | 150021 | Yes | 100 | 0 | 84 | 0.044981 | 0.0067472 | 45 | 0.031874 | 0.0031874 | 368 | 0.037674 | 0.0056511 | 0 | 0 | 0 | 8 | 0.46056 | 0.092113 | 8 | 0.084113 | 0.0042057 | 16.7993 | 0.22088 | 0.022088 | 62.1903 | 0.0025644 | 0.00012822 | 0.13412 | 939 | 0.13412 | 0 | 940
011000010 | 1 | King County FIS | Perform flood insurance study for the county and develop regulatory mapping | 955000 | No | 0 | 0 | 10 | 0.0053549 | 0.00080324 | 2 | 0.0014166 | 0.00014166 | 7 | 0.00071663 | 0.00010749 | 0 | 0 | 0 | 1 | 0.057571 | 0.011514 | 1 | 0.010514 | 0.00052571 | 10.6992 | 0.14068 | 0.014068 | 46809.7266 | 1.9302 | 0.096511 | 0.12367 | 972 | 0.12367 | 0 | 972
151000068 | 15 | Weslaco Stormwater Improvement Plan - West Weslaco | The project is located just west of Border Avenue, between US 83 and Zelma Street. Construction of three detention ponds, 18 acres east of Vaughn Road and Midway Road, 26 acres near West 6th Street and Milano Road and 60 acres at Harlon Block Sports Comp | 5595880 | Yes | 100 | 0 | 0 | 0 | 0 | 638 | 0.4519 | 0.04519 | 3620 | 0.3706 | 0.05559 | 1 | 0.042882 | 0.0085763 | 0 | 0 | 0 | 0 | 0 | 0 | 27.7766 | 0.36521 | 0.036521 | 0 | 0 | 0 | 0.14588 | 913 | 0.14588 | 0 | 913
091000093 | 9 | Sterling County DMP | Create Drainage Master Plan, including evaluation of potential mitigation projects. | 500000 | No | 0 | 0 | 179 | 0.095853 | 0.014378 | 97 | 0.068706 | 0.0068706 | 172 | 0.017609 | 0.0026413 | 0 | 0 | 0 | 7 | 0.40299 | 0.080599 | 0 | 0 | 0 | 29.6744 | 0.39017 | 0.039017 | 2289.6655 | 0.094416 | 0.0047208 | 0.14823 | 904 | 0.14823 | 0 | 904
091000094 | 9 | Sterling County FEMA Mapping | Create FEMA Mapping in previously unmapped areas | 897000 | No | 0 | 0 | 179 | 0.095853 | 0.014378 | 97 | 0.068706 | 0.0068706 | 172 | 0.017609 | 0.0026413 | 0 | 0 | 0 | 7 | 0.40299 | 0.080599 | 0 | 0 | 0 | 29.6744 | 0.39017 | 0.039017 | 2289.6655 | 0.094416 | 0.0047208 | 0.14823 | 904 | 0.14823 | 0 | 905
091000095 | 9 | Sterling County GIS Development | Develop a GIS inventory of stormwater infrastructure | 100000 | No | 0 | 0 | 179 | 0.095853 | 0.014378 | 97 | 0.068706 | 0.0068706 | 172 | 0.017609 | 0.0026413 | 0 | 0 | 0 | 7 | 0.40299 | 0.080599 | 0 | 0 | 0 | 29.6744 | 0.39017 | 0.039017 | 2289.6655 | 0.094416 | 0.0047208 | 0.14823 | 904 | 0.14823 | 0 | 906
031000052 | 3 | City of Rowlett DMP | Evaluate City and identify future projects. | 500000 | No | 0 | 0 | 142 | 0.07604 | 0.011406 | 134 | 0.094913 | 0.0094913 | 432 | 0.044226 | 0.0066339 | 0 | 0 | 0 | 7 | 0.40299 | 0.080599 | 0 | 0 | 0 | 5.2371 | 0.068858 | 0.0068858 | 293.2678 | 0.012093 | 0.00060465 | 0.11562 | 998 | 0.11562 | 0 | 998
021000039 | 2 | City of Atlanta High School Lane Project/Phase No. 2 | Perform channel improvements between Hwy 77 & Main St | 250000 | No | 0 | 0 | 92 | 0.049265 | 0.0073898 | 31 | 0.021957 | 0.0021957 | 840 | 0.085995 | 0.012899 | 2 | 0.085763 | 0.017153 | 6 | 0.34542 | 0.069085 | 0 | 0 | 0 | 3.3699 | 0.044308 | 0.0044308 | 0.88116 | 3.6335e-05 | 1.8168e-06 | 0.11315 | 1007 | 0.11315 | 0 | 1007
021000040 | 2 | City of Atlanta Eleanor St and Red Bluff St. Project/Phase No. 3 | Replace culvert crossings | 61000 | No | 0 | 0 | 92 | 0.049265 | 0.0073898 | 31 | 0.021957 | 0.0021957 | 840 | 0.085995 | 0.012899 | 2 | 0.085763 | 0.017153 | 6 | 0.34542 | 0.069085 | 0 | 0 | 0 | 3.3699 | 0.044308 | 0.0044308 | 0.88116 | 3.6335e-05 | 1.8168e-06 | 0.11315 | 1007 | 0.11315 | 0 | 1008
021000041 | 2 | City of Atlanta Park View St and Jefferson St. Project/Phase No. 4 | Install culvert crossing | 61000 | No | 0 | 0 | 92 | 0.049265 | 0.0073898 | 31 | 0.021957 | 0.0021957 | 840 | 0.085995 | 0.012899 | 2 | 0.085763 | 0.017153 | 6 | 0.34542 | 0.069085 | 0 | 0 | 0 | 3.3699 | 0.044308 | 0.0044308 | 0.88116 | 3.6335e-05 | 1.8168e-06 | 0.11315 | 1007 | 0.11315 | 0 | 1009
091000052 | 9 | Lynn County FEMA Mapping | Create FEMA Mapping in previously unmapped areas | 780000 | No | 0 | 0 | 340 | 0.18207 | 0.02731 | 204 | 0.14449 | 0.014449 | 347 | 0.035524 | 0.0053286 | 1 | 0.042882 | 0.0085763 | 0 | 0 | 0 | 0 | 0 | 0 | 151.9968 | 1.9985 | 0.19985 | 25468.8066 | 1.0502 | 0.052511 | 0.30802 | 606 | 0.30802 | 0 | 606
091000051 | 9 | Lynn County DMP | Create Drainage Master Plan, including evaluation of potential mitigation projects. | 500000 | No | 0 | 0 | 340 | 0.18207 | 0.02731 | 204 | 0.14449 | 0.014449 | 347 | 0.035524 | 0.0053286 | 1 | 0.042882 | 0.0085763 | 0 | 0 | 0 | 0 | 0 | 0 | 151.9968 | 1.9985 | 0.19985 | 25468.8066 | 1.0502 | 0.052511 | 0.30802 | 606 | 0.30802 | 0 | 607
021000019 | 2 | Morris County FIS | Update County maps to Zone AE | 804000 | No | 0 | 0 | 234 | 0.12531 | 0.018796 | 102 | 0.072247 | 0.0072247 | 419 | 0.042895 | 0.0064343 | 6 | 0.25729 | 0.051458 | 2 | 0.11514 | 0.023028 | 0 | 0 | 0 | 38.4465 | 0.5055 | 0.05055 | 394.9961 | 0.016288 | 0.00081439 | 0.15831 | 875 | 0.15831 | 0 | 875
041000019 | 4 | Hopkins County Flood Hazard Mapping | Complete a detailed study within the county extent to delineate an updated flood hazard area, which can be used for regulatory purposes. | 1550000 | Yes | 100 | 0 | 156 | 0.083537 | 0.012531 | 87 | 0.061623 | 0.0061623 | 104 | 0.010647 | 0.0015971 | 0 | 0 | 0 | 5 | 0.28785 | 0.057571 | 5 | 0.052571 | 0.0026285 | 48.4364 | 0.63685 | 0.063685 | 13195.1875 | 0.54411 | 0.027206 | 0.17138 | 860 | 0.17138 | 0 | 860
061000066 | 6 | Mustang Bayou Upper Segment | Further study including Atlas 14 rainfall incorporation and Benefit Cost Analysis of proposed channel modifications included in the City of Pearland master drainage plan. | 2040000 | No | 0 | 0 | 415 | 0.22223 | 0.033334 | 367 | 0.25995 | 0.025995 | 778 | 0.079648 | 0.011947 | 0 | 0 | 0 | 3 | 0.17271 | 0.034542 | 3 | 0.031542 | 0.0015771 | 4.4755 | 0.058845 | 0.0058845 | 19.5139 | 0.00080467 | 4.0233e-05 | 0.11332 | 1006 | 0.11332 | 0 | 1006
061000343 | 6 | Galveston Bay Watershed Plan- PA01 (N+6) Channel & Crossing Improvements | Develop BCA to become FMP. Channel deepening from N Broadway St to N Utah St, convert open channel segment to closed conduit w/ 8'x5' concrete boxes b/w N Utah St & Main St, replace concrete pipe w/ dual 8'x5' concrete box culvert outfall to F212. | 30000 | No | 0 | 0 | 259 | 0.13869 | 0.020804 | 234 | 0.16574 | 0.016574 | 648 | 0.066339 | 0.0099509 | 7 | 0.30017 | 0.060034 | 0 | 0 | 0 | 0 | 0 | 0 | 5.096 | 0.067003 | 0.0067003 | 0.13704 | 5.6508e-06 | 2.8254e-07 | 0.11406 | 1004 | 0.11406 | 0 | 1004
061000367 | 6 | Cedar Bayou Flood Risk Reduction Study - Property Acquisition in segment from SH 146 to Galveston Bay along Cedar Bayou (Q100-00-00) | Study to develop a Benefit Cost Analysis needed for this project to become a FMP. Property Acquisition in segment from SH 146 to Galveston Bay along Cedar Bayou. | 30000 | No | 0 | 0 | 230 | 0.12316 | 0.018474 | 174 | 0.12325 | 0.012325 | 1046 | 0.10708 | 0.016063 | 7 | 0.30017 | 0.060034 | 0 | 0 | 0 | 0 | 0 | 0 | 7.6221 | 0.10022 | 0.010022 | 47.4024 | 0.0019547 | 9.7733e-05 | 0.11702 | 995 | 0.11702 | 0 | 995
151000130 | 15 | City of Laredo Project 6 | Vidaurri Avenue Roadway Drainage Improvements to prevent future drainage in the area. Street improvements from Scott Street to Jefferson Street. | 330000 | Yes | 100 | 0 | 0 | 0 | 0 | 570 | 0.40373 | 0.040373 | 3707 | 0.37951 | 0.056926 | 1 | 0.042882 | 0.0085763 | 0 | 0 | 0 | 0 | 0 | 0 | 24.3243 | 0.31982 | 0.031982 | 0 | 0 | 0 | 0.13786 | 928 | 0.13786 | 0 | 928
011000025 | 1 | Parmer County FIS | Perform flood insurance study for the county and develop regulatory mapping | 789000 | No | 0 | 0 | 86 | 0.046052 | 0.0069079 | 51 | 0.036124 | 0.0036124 | 178 | 0.018223 | 0.0027334 | 0 | 0 | 0 | 5 | 0.28785 | 0.057571 | 11 | 0.11566 | 0.0057828 | 65.6511 | 0.86319 | 0.086319 | 13564.4746 | 0.55934 | 0.027967 | 0.19089 | 819 | 0.19089 | 0 | 819
101000205 | 10 | Waller Creek - Guadalupe St Flood Risk Reduction Project Planning | Project planning for project to upgrade 28,000 linear feet of subsurface stormwater drains east of Guadalupe Street and west of Avenue G, between 33rd and 46th streets. Develop technical data required for FMP. | 150000 | No | 0 | 0 | 207 | 0.11085 | 0.016627 | 179 | 0.12679 | 0.012679 | 1103 | 0.11292 | 0.016938 | 0 | 0 | 0 | 5 | 0.28785 | 0.057571 | 0 | 0 | 0 | 2.5808 | 0.033933 | 0.0033933 | 0.41467 | 1.7099e-05 | 8.5495e-07 | 0.10721 | 1026 | 0.10721 | 0 | 1026
041000007 | 4 | Upshur County Drainage Master Plan | Perform H&H modeling to identify and define flood risk, develop conceptual alternatives to reduce flood risk, develop OPCC for conceptual alternatives, and rank projects. Conceptual alternatives should evaluate feasibility of nature based solutions. | 200000 | Yes | 100 | 0 | 328 | 0.17564 | 0.026346 | 222 | 0.15724 | 0.015724 | 299 | 0.03061 | 0.0045915 | 0 | 0 | 0 | 4 | 0.23028 | 0.046056 | 4 | 0.042057 | 0.0021028 | 28.284 | 0.37188 | 0.037188 | 4148.1704 | 0.17105 | 0.0085526 | 0.14056 | 923 | 0.14056 | 0 | 923
121000036 | 12 | Develop and implement a Stormwater Management Plan for Stockdale Creek | Stockdale Creek, sa tributary of Clinton Branch which flows into Cibolo Creek, does not have sufficient capacity to contain floodwater as it flows through the center of Stockdale. The railroad on the east side of town used to act as a levee, but when it | 1203489 | Yes | 100 | 0 | 73 | 0.039091 | 0.0058636 | 44 | 0.031165 | 0.0031165 | 102 | 0.010442 | 0.0015663 | 0 | 0 | 0 | 7 | 0.40299 | 0.080599 | 22 | 0.23131 | 0.011566 | 1.75 | 0.023009 | 0.0023009 | 3.1808 | 0.00013116 | 6.5581e-06 | 0.10502 | 1032 | 0.10502 | 0 | 1032
121000043 | 12 | Drainage improvements to wastewater treatment plants | A drainage improvement was completed in 2018 with 2016 disaster relief funding. Internal plumbing was buried and the size of the weir box was increased. Funding and improvements are still needed to connect 2 and 3 and cross CR401 to increase discharge ca | 852326 | Yes | 100 | 0 | 73 | 0.039091 | 0.0058636 | 44 | 0.031165 | 0.0031165 | 102 | 0.010442 | 0.0015663 | 0 | 0 | 0 | 7 | 0.40299 | 0.080599 | 22 | 0.23131 | 0.011566 | 1.75 | 0.023009 | 0.0023009 | 3.1808 | 0.00013116 | 6.5581e-06 | 0.10502 | 1032 | 0.10502 | 0 | 1033
121000044 | 12 | New Bridges on 6th and 8th Streets | New construction of waterway bridges on 6th and 8th Streets crossing Stockdale Creek. Lift elevation profile of the two bridges that provide access to critical facilities and services within the city as well as access from the City to the surrounding reg | 651454 | Yes | 100 | 0 | 73 | 0.039091 | 0.0058636 | 44 | 0.031165 | 0.0031165 | 102 | 0.010442 | 0.0015663 | 0 | 0 | 0 | 7 | 0.40299 | 0.080599 | 22 | 0.23131 | 0.011566 | 1.75 | 0.023009 | 0.0023009 | 3.1808 | 0.00013116 | 6.5581e-06 | 0.10502 | 1032 | 0.10502 | 0 | 1034
121000045 | 12 | Detention/Retention pond on school property | Install a Detention/Retention pond and reservoir to store excess stormwater on school property along Fordtran Street | 1604361 | Yes | 100 | 0 | 73 | 0.039091 | 0.0058636 | 44 | 0.031165 | 0.0031165 | 102 | 0.010442 | 0.0015663 | 0 | 0 | 0 | 7 | 0.40299 | 0.080599 | 22 | 0.23131 | 0.011566 | 1.75 | 0.023009 | 0.0023009 | 3.1808 | 0.00013116 | 6.5581e-06 | 0.10502 | 1032 | 0.10502 | 0 | 1035
121000098 | 12 | Maintain Drainage System | Improve storm water drainage within residential and commercial areas by removing brush and debris,opening and widening waterways, restricting building in the flood zone, and widening bridges. Status or project was 90% complete in 2012 plan awaiting purch | 2073414 | Yes | 100 | 0 | 73 | 0.039091 | 0.0058636 | 44 | 0.031165 | 0.0031165 | 102 | 0.010442 | 0.0015663 | 0 | 0 | 0 | 7 | 0.40299 | 0.080599 | 22 | 0.23131 | 0.011566 | 1.75 | 0.023009 | 0.0023009 | 3.1808 | 0.00013116 | 6.5581e-06 | 0.10502 | 1032 | 0.10502 | 0 | 1036
081000690 | 8 | Burton Creek Trib 5 Mitigation | Design of erosion control and channel improvements for Trib 5 of Burton Creek. | 194000 | No | 0 | 0 | 159 | 0.085143 | 0.012771 | 105 | 0.074372 | 0.0074372 | 1162 | 0.11896 | 0.017844 | 1 | 0.042882 | 0.0085763 | 4 | 0.23028 | 0.046056 | 18 | 0.18925 | 0.0094627 | 1.7613 | 0.023158 | 0.0023158 | 0 | 0 | 0 | 0.10446 | 1037 | 0.10446 | 0 | 1037
021000033 | 2 | Wadley Hospital Flood Study | Flood study to define flood risk and mitigation options. | 250000 | No | 0 | 0 | 226 | 0.12102 | 0.018153 | 137 | 0.097038 | 0.0097038 | 1476 | 0.15111 | 0.022666 | 6 | 0.25729 | 0.051458 | 0 | 0 | 0 | 0 | 0 | 0 | 10.3448 | 0.13602 | 0.013602 | 3.6653 | 0.00015114 | 7.557e-06 | 0.11559 | 999 | 0.11559 | 0 | 999
021000034 | 2 | Urban Flooding at 19th and Wood Street | Flood study to define flood risk and mitigation options. Houses flood 4-5 times per year. | 250000 | No | 0 | 0 | 226 | 0.12102 | 0.018153 | 137 | 0.097038 | 0.0097038 | 1476 | 0.15111 | 0.022666 | 6 | 0.25729 | 0.051458 | 0 | 0 | 0 | 0 | 0 | 0 | 10.3448 | 0.13602 | 0.013602 | 3.6653 | 0.00015114 | 7.557e-06 | 0.11559 | 999 | 0.11559 | 0 | 1000
081000061 | 8 | Sugar Land Business Park Regional Detention | Update design to account for Atlas 14 rainfall. | 300000 | No | 0 | 0 | 195 | 0.10442 | 0.015663 | 144 | 0.102 | 0.0102 | 1044 | 0.10688 | 0.016032 | 2 | 0.085763 | 0.017153 | 0 | 0 | 0 | 77 | 0.80959 | 0.040479 | 12.5661 | 0.16522 | 0.016522 | 856.656 | 0.035325 | 0.0017662 | 0.11782 | 991 | 0.11782 | 0 | 991
051000144 | 5 | Mayhaw Lateral Improvements | Rectify negative impacts to properties downstream of IH-10 caused by additional drainage crossings | 2200000 | Yes | 100 | 0 | 401 | 0.21473 | 0.03221 | 267 | 0.18912 | 0.018912 | 551 | 0.056409 | 0.0084613 | 0 | 0 | 0 | 3 | 0.17271 | 0.034542 | 3 | 0.031542 | 0.0015771 | 28.0496 | 0.3688 | 0.03688 | 2479.4739 | 0.10224 | 0.0051121 | 0.13769 | 930 | 0.13769 | 0 | 930
051000075 | 5 | City of Lumberton Detention Pond at FM 421 | H&H Study to develop alternatives for detention at FM 421 | 50000 | Yes | 100 | 0 | 539 | 0.28863 | 0.043295 | 439 | 0.31095 | 0.031095 | 1123 | 0.11497 | 0.017245 | 1 | 0.042882 | 0.0085763 | 0 | 0 | 0 | 0 | 0 | 0 | 10.4832 | 0.13784 | 0.013784 | 10.3809 | 0.00042806 | 2.1403e-05 | 0.11402 | 1005 | 0.11402 | 0 | 1005
091000016 | 9 | City of Sterling City DMP | Create Drainage Master Plan, including evaluation of potential mitigation projects. | 250000 | No | 0 | 0 | 132 | 0.070685 | 0.010603 | 90 | 0.063748 | 0.0063748 | 148 | 0.015152 | 0.0022727 | 0 | 0 | 0 | 7 | 0.40299 | 0.080599 | 0 | 0 | 0 | 4.9706 | 0.065355 | 0.0065355 | 20.7476 | 0.00085554 | 4.2777e-05 | 0.10643 | 1027 | 0.10643 | 0 | 1027
081001003 | 8 | Tennessee Avenue Crossing | A study and detailed design needs to be completed to assess the flooding and design culvert improvements to reduce road overtopping. | 50000 | No | 0 | 0 | 126 | 0.067472 | 0.010121 | 117 | 0.082872 | 0.0082872 | 315 | 0.032248 | 0.0048372 | 0 | 0 | 0 | 5 | 0.28785 | 0.057571 | 36 | 0.37851 | 0.018925 | 2.2701 | 0.029848 | 0.0029848 | 19.9843 | 0.00082406 | 4.1203e-05 | 0.10277 | 1042 | 0.10277 | 0 | 1042
011000012 | 1 | Baylor County FIS | Perform flood insurance study for the county and develop regulatory mapping | 912000 | No | 0 | 0 | 64 | 0.034272 | 0.0051407 | 6 | 0.0042498 | 0.00042498 | 21 | 0.0021499 | 0.00032248 | 0 | 0 | 0 | 0 | 0 | 0 | 0 | 0 | 0 | 3.8699 | 0.050882 | 0.0050882 | 45083.8711 | 1.8591 | 0.092953 | 0.10393 | 1040 | 0.10393 | 0 | 1040
011000182 | 1 | Baylor County Drainage Master Plan | Perform H&H modeling, develop conceptual alternatives and OPCC, and rank projects; selected based on HMAPs | 500000 | No | 0 | 0 | 64 | 0.034272 | 0.0051407 | 6 | 0.0042498 | 0.00042498 | 21 | 0.0021499 | 0.00032248 | 0 | 0 | 0 | 0 | 0 | 0 | 0 | 0 | 0 | 3.8699 | 0.050882 | 0.0050882 | 45083.8711 | 1.8591 | 0.092953 | 0.10393 | 1040 | 0.10393 | 0 | 1041
141000002 | 14 | Develop H&H Models for Cibolo Creek and arroyos through the City of Presidio, and develop an FMP for flood reduction of buildings and emergency access roadways. | Develop H&H models for Cibolo Creek and the City of Presidio arroyos to evaluate flood risk. Develop FMPs, an interior drainage analysis for east Cibolo Creek levee, and a coincident storm analysis for Cibolo Creek, the Rio Conchos, and the Rio Grande. | 183000 | No | 0 | 0 | 760 | 0.40697 | 0.061046 | 479 | 0.33928 | 0.033928 | 187 | 0.019144 | 0.0028716 | 0 | 0 | 0 | 0 | 0 | 0 | 0 | 0 | 0 | 16.2661 | 0.21387 | 0.021387 | 412.213 | 0.016998 | 0.00084989 | 0.12008 | 974 | 0.12008 | 0 | 974
061000270 | 6 | City of Panorama Village Master Drainage Plan | Study to develop Master Drainage Plan using future and existing land use and flood/storm water drainage needs including Atlas 14 rainfall. | 160000 | No | 0 | 0 | 77 | 0.041233 | 0.0061849 | 65 | 0.04604 | 0.004604 | 136 | 0.013923 | 0.0020885 | 10 | 0.42882 | 0.085763 | 0 | 0 | 0 | 0 | 0 | 0 | 0.65566 | 0.0086207 | 0.00086207 | 0.2215 | 9.1337e-06 | 4.5668e-07 | 0.099503 | 1050 | 0.099503 | 0 | 1050
111000035 | 11 | City of Lockhart Drainage Improvements Study | Study to identify Capital Improvements to Municipal Drainage System and study solutions to upgrade system to improve drainage capacity and reduce flood damages. | 2400000 | No | 0 | 0 | 62 | 0.033201 | 0.0049801 | 43 | 0.030457 | 0.0030457 | 187 | 0.019144 | 0.0028716 | 2 | 0.085763 | 0.017153 | 6 | 0.34542 | 0.069085 | 0 | 0 | 0 | 5.8658 | 0.077125 | 0.0077125 | 344.0651 | 0.014188 | 0.00070939 | 0.10556 | 1028 | 0.10556 | 0 | 1028
111000036 | 11 | City of Lockhart USACE Study | Undertake a comprehensive study of flood risk and reduction alternatives with USACE, covering all incorporated and unincorporated areas of the city that currently have limited studies with no determined base flood elevations as well as unmapped areas. | 360000 | No | 0 | 0 | 62 | 0.033201 | 0.0049801 | 43 | 0.030457 | 0.0030457 | 187 | 0.019144 | 0.0028716 | 2 | 0.085763 | 0.017153 | 6 | 0.34542 | 0.069085 | 0 | 0 | 0 | 5.8658 | 0.077125 | 0.0077125 | 344.0651 | 0.014188 | 0.00070939 | 0.10556 | 1028 | 0.10556 | 0 | 1029
031000063 | 3 | City of Colleyville DMP | Evaluate City and identify future projects. | 500000 | No | 0 | 0 | 156 | 0.083537 | 0.012531 | 148 | 0.10483 | 0.010483 | 735 | 0.075246 | 0.011287 | 2 | 0.085763 | 0.017153 | 4 | 0.23028 | 0.046056 | 0 | 0 | 0 | 4.9971 | 0.065702 | 0.0065702 | 131.832 | 0.0054362 | 0.00027181 | 0.10435 | 1038 | 0.10435 | 0 | 1038
061000323 | 6 | B106-WP01 & WP02 for Armand Bayou Watershed | Study to develop a Benefit Cost Analysis needed for this project to become a FMP. Conveyance improvements for B106-00-00 channel, including detention/mitigation storage. | 30000 | No | 0 | 0 | 473 | 0.25329 | 0.037993 | 344 | 0.24366 | 0.024366 | 2199 | 0.22512 | 0.033768 | 0 | 0 | 0 | 0 | 0 | 0 | 0 | 0 | 0 | 7.0468 | 0.092653 | 0.0092653 | 20.9303 | 0.00086307 | 4.3154e-05 | 0.10544 | 1031 | 0.10544 | 0 | 1031
021000065 | 2 | South Sulphur River Log Jams | Log and debris jams along South Sulphur River near FM 71 | 550000 | No | 0 | 0 | 322 | 0.17243 | 0.025864 | 217 | 0.1537 | 0.01537 | 1490 | 0.15254 | 0.022881 | 3 | 0.12864 | 0.025729 | 0 | 0 | 0 | 0 | 0 | 0 | 49.3725 | 0.64916 | 0.064916 | 2977.4407 | 0.12278 | 0.0061388 | 0.1609 | 873 | 0.1609 | 0 | 873
111000140 | 11 | City of Victoria WWTP Protection Project | Project planning for potential erosion protection and streambank stabilization project intended to protect the levee around the City’s wastewater plant. | 300000 | No | 0 | 0 | 11 | 0.0058904 | 0.00088356 | 0 | 0 | 0 | 13 | 0.0013309 | 0.00019963 | 11 | 0.4717 | 0.09434 | 0 | 0 | 0 | 0 | 0 | 0 | 0 | 0 | 0 | 26.7762 | 0.0011041 | 5.5206e-05 | 0.095478 | 1065 | 0.095478 | 0 | 1065
101000082 | 10 | Citywide Drainage Study | Conduct a drainage study and disseminate study results | 250000 | No | 0 | 0 | 543 | 0.29077 | 0.043616 | 424 | 0.30032 | 0.030032 | 754 | 0.077191 | 0.011579 | 1 | 0.042882 | 0.0085763 | 0 | 0 | 0 | 0 | 0 | 0 | 10.4835 | 0.13784 | 0.013784 | 657.7674 | 0.027123 | 0.0013562 | 0.10894 | 1018 | 0.10894 | 0 | 1018
101000083 | 10 | Community Evacuation Plan | Community Evacuation Plan | 25000 | No | 0 | 0 | 543 | 0.29077 | 0.043616 | 424 | 0.30032 | 0.030032 | 754 | 0.077191 | 0.011579 | 1 | 0.042882 | 0.0085763 | 0 | 0 | 0 | 0 | 0 | 0 | 10.4835 | 0.13784 | 0.013784 | 657.7674 | 0.027123 | 0.0013562 | 0.10894 | 1018 | 0.10894 | 0 | 1019
051000151 | 5 | Feasibility Assessment of Widening and Deepening Segments of Ten-Mile Creek | H&H Study to analyze most efficient alternatives for constructing improvements to segments of Ten-Mile Creek. | 175000 | Yes | 100 | 0 | 415 | 0.22223 | 0.033334 | 350 | 0.24791 | 0.024791 | 768 | 0.078624 | 0.011794 | 0 | 0 | 0 | 2 | 0.11514 | 0.023028 | 2 | 0.021028 | 0.0010514 | 12.5738 | 0.16532 | 0.016532 | 43.8924 | 0.0018099 | 9.0496e-05 | 0.11062 | 1017 | 0.11062 | 0 | 1017
011000081 | 1 | Burkburnett City Drainage Master Plan | Perform H&H modeling, develop conceptual alternatives and OPCC, and rank projects; selected based on the needs analysis | 250000 | No | 0 | 0 | 47 | 0.025168 | 0.0037752 | 37 | 0.026207 | 0.0026207 | 105 | 0.010749 | 0.0016124 | 0 | 0 | 0 | 7 | 0.40299 | 0.080599 | 9 | 0.094627 | 0.0047314 | 6.8584 | 0.090175 | 0.0090175 | 183.7919 | 0.0075788 | 0.00037894 | 0.10273 | 1043 | 0.10273 | 0 | 1043
121000096 | 12 | Install pipe gates to close off streets | Install automated systems at low-water crossings with high rate of vehicular access resulting in frequency of accidents and loss of life. | 250000 | Yes | 100 | 0 | 69 | 0.036949 | 0.0055423 | 50 | 0.035415 | 0.0035415 | 150 | 0.015356 | 0.0023034 | 0 | 0 | 0 | 6 | 0.34542 | 0.069085 | 25 | 0.26285 | 0.013143 | 1.55 | 0.02038 | 0.002038 | 11.5829 | 0.00047763 | 2.3881e-05 | 0.095676 | 1063 | 0.095676 | 0 | 1063
051000067 | 5 | Spindletop Bayou Ditch Improvement | Evaluate project to quantify benefits, evaluate impacts, and begin design. Improvements include increasing IH10 crossings, enlarge ditches and create retention along the Spindletop Bayou in east Chambers County. | 1500000 | Yes | 100 | 0 | 345 | 0.18474 | 0.027712 | 237 | 0.16787 | 0.016787 | 162 | 0.016585 | 0.0024877 | 0 | 0 | 0 | 0 | 0 | 0 | 0 | 0 | 0 | 78.8788 | 1.0371 | 0.10371 | 22570.2129 | 0.93069 | 0.046535 | 0.19723 | 805 | 0.19723 | 0 | 805
061000057 | 6 | Hickory Slough (Upper Segment) | Further study including Atlas 14 rainfall incorporation and Benefit Cost Analysis of proposed channel modifications included in the City of Pearland master drainage plan. | 1136000 | No | 0 | 0 | 413 | 0.22116 | 0.033174 | 91 | 0.064456 | 0.0064456 | 1269 | 0.12991 | 0.019487 | 4 | 0.17153 | 0.034305 | 0 | 0 | 0 | 0 | 0 | 0 | 1.5613 | 0.020529 | 0.0020529 | 6.484 | 0.00026737 | 1.3369e-05 | 0.095478 | 1064 | 0.095478 | 0 | 1064
121000035 | 12 | Mitigate local flooding in identified problem areas | Identify problem flooding areas and implement a program to reduce loaclized flooding | 5000 | Yes | 100 | 0 | 69 | 0.036949 | 0.0055423 | 50 | 0.035415 | 0.0035415 | 100 | 0.010238 | 0.0015356 | 0 | 0 | 0 | 6 | 0.34542 | 0.069085 | 25 | 0.26285 | 0.013143 | 1.55 | 0.02038 | 0.002038 | 11.5829 | 0.00047763 | 2.3881e-05 | 0.094909 | 1069 | 0.094909 | 0 | 1069
121000040 | 12 | Install early warning systems | Conduct a feasibility study that evaluates the coverage area, property ownership and availability, power requirements, telemetry requirements, technology, cost, and other local considerations. Based on study findings, install an emergency warning systems | 100000 | Yes | 100 | 0 | 69 | 0.036949 | 0.0055423 | 50 | 0.035415 | 0.0035415 | 100 | 0.010238 | 0.0015356 | 0 | 0 | 0 | 6 | 0.34542 | 0.069085 | 25 | 0.26285 | 0.013143 | 1.55 | 0.02038 | 0.002038 | 11.5829 | 0.00047763 | 2.3881e-05 | 0.094909 | 1069 | 0.094909 | 0 | 1070
121000041 | 12 | Drainage Study Marcelinas Creek and its major tributary | Marcelinas Creek has a floodplain that runs through the center of the city. Install stream gauges and identify alternatives to mitigate flooding. Implement study findings. | 250727 | Yes | 100 | 0 | 69 | 0.036949 | 0.0055423 | 50 | 0.035415 | 0.0035415 | 100 | 0.010238 | 0.0015356 | 0 | 0 | 0 | 6 | 0.34542 | 0.069085 | 25 | 0.26285 | 0.013143 | 1.55 | 0.02038 | 0.002038 | 11.5829 | 0.00047763 | 2.3881e-05 | 0.094909 | 1069 | 0.094909 | 0 | 1071
121000042 | 12 | Build Detention Pond | Phase I: Perform a study to evaluate Poth Branch Watershed - Phase II: Purchase land and construct a drainage infrustructure facility in accordance with the engineering recommendations of the study. | 203952 | Yes | 100 | 0 | 69 | 0.036949 | 0.0055423 | 50 | 0.035415 | 0.0035415 | 100 | 0.010238 | 0.0015356 | 0 | 0 | 0 | 6 | 0.34542 | 0.069085 | 25 | 0.26285 | 0.013143 | 1.55 | 0.02038 | 0.002038 | 11.5829 | 0.00047763 | 2.3881e-05 | 0.094909 | 1069 | 0.094909 | 0 | 1072
061000322 | 6 | Jackson Bayou Watershed Planning Project- Immediate: First Street Crossing Mitigation | Develop BCA to become a FMP. Priority ranking #1, 0.5 mile upstream along Jackson Bayou identified to fulfill mitigation efforts. Culvert upsizing recommended at First Street. Improvements produced need or 32.4 acre-feet of detention. | 30000 | No | 0 | 0 | 111 | 0.05944 | 0.0089159 | 83 | 0.058789 | 0.0058789 | 598 | 0.06122 | 0.0091831 | 8 | 0.34305 | 0.068611 | 0 | 0 | 0 | 0 | 0 | 0 | 1.3959 | 0.018354 | 0.0018354 | 1.7424 | 7.1849e-05 | 3.5924e-06 | 0.094428 | 1075 | 0.094428 | 0 | 1075
091000009 | 9 | City of Lamesa DMP | Create Drainage Master Plan, including evaluation of potential mitigation projects. | 250000 | No | 0 | 0 | 185 | 0.099066 | 0.01486 | 0 | 0 | 0 | 551 | 0.056409 | 0.0084613 | 0 | 0 | 0 | 6 | 0.34542 | 0.069085 | 0 | 0 | 0 | 11.8963 | 0.15642 | 0.015642 | 82.9541 | 0.0034207 | 0.00017103 | 0.10822 | 1020 | 0.10822 | 0 | 1020
051000124 | 5 | Crane Bayou Channel Improvements | H&H study to identify alternatives for Crane Bayou Channel | 100000 | Yes | 100 | 0 | 359 | 0.19224 | 0.028836 | 320 | 0.22666 | 0.022666 | 918 | 0.093981 | 0.014097 | 3 | 0.12864 | 0.025729 | 0 | 0 | 0 | 0 | 0 | 0 | 4.7157 | 0.062002 | 0.0062002 | 0.38263 | 1.5778e-05 | 7.8889e-07 | 0.097529 | 1058 | 0.097529 | 0 | 1058
051000133 | 5 | Crane Bayou Additional Pumping | H&H study to size pump upgrades and improve existing level of service. | 100000 | Yes | 100 | 0 | 359 | 0.19224 | 0.028836 | 320 | 0.22666 | 0.022666 | 918 | 0.093981 | 0.014097 | 3 | 0.12864 | 0.025729 | 0 | 0 | 0 | 0 | 0 | 0 | 4.7157 | 0.062002 | 0.0062002 | 0.38263 | 1.5778e-05 | 7.8889e-07 | 0.097529 | 1058 | 0.097529 | 0 | 1059
121000083 | 12 | Damage Center 6- Martinez Creek | Voluntary Property Acquisition is the only option that would be recommended under current regulatory and funding scenarios | 40552312 | No | 0 | 0 | 427 | 0.22866 | 0.034298 | 361 | 0.2557 | 0.02557 | 1043 | 0.10678 | 0.016017 | 0 | 0 | 0 | 0 | 0 | 0 | 29 | 0.30491 | 0.015246 | 8.4 | 0.11044 | 0.011044 | 0 | 0 | 0 | 0.10217 | 1048 | 0.10217 | 0 | 1048
031000215 | 3 | Manana Channel Improvements | Study update - Storm Drain Improvements; Estimated construction cost of $967,600 | 250000 | No | 0 | 0 | 75 | 0.040162 | 0.0060243 | 73 | 0.051706 | 0.0051706 | 1003 | 0.10268 | 0.015402 | 2 | 0.085763 | 0.017153 | 4 | 0.23028 | 0.046056 | 0 | 0 | 0 | 1.2457 | 0.016379 | 0.0016379 | 1.2364 | 5.0986e-05 | 2.5493e-06 | 0.091447 | 1084 | 0.091447 | 0 | 1084
031000207 | 3 | Thousand Oaks Court | Study update - Storm Drain Improvements; Estimated construction cost of $742,700 | 250000 | No | 0 | 0 | 75 | 0.040162 | 0.0060243 | 73 | 0.051706 | 0.0051706 | 1003 | 0.10268 | 0.015402 | 2 | 0.085763 | 0.017153 | 4 | 0.23028 | 0.046056 | 0 | 0 | 0 | 1.2457 | 0.016379 | 0.0016379 | 1.2364 | 5.0986e-05 | 2.5493e-06 | 0.091447 | 1084 | 0.091447 | 0 | 1085
031000218 | 3 | Gilbert Rd Drainage Improvements | Study update - Storm Drain Improvements; Estimated construction cost of $5,825,500 | 291000 | No | 0 | 0 | 75 | 0.040162 | 0.0060243 | 73 | 0.051706 | 0.0051706 | 1003 | 0.10268 | 0.015402 | 2 | 0.085763 | 0.017153 | 4 | 0.23028 | 0.046056 | 0 | 0 | 0 | 1.2457 | 0.016379 | 0.0016379 | 1.2364 | 5.0986e-05 | 2.5493e-06 | 0.091447 | 1084 | 0.091447 | 0 | 1086
031000243 | 3 | Dry Branch Stream Bottom Stabilization | Evaluate the improvements needed along Dry Branch: 300 feet south of Rock Island (2 locations); $91,300 | 250000 | No | 0 | 0 | 75 | 0.040162 | 0.0060243 | 73 | 0.051706 | 0.0051706 | 1003 | 0.10268 | 0.015402 | 2 | 0.085763 | 0.017153 | 4 | 0.23028 | 0.046056 | 0 | 0 | 0 | 1.2457 | 0.016379 | 0.0016379 | 1.2364 | 5.0986e-05 | 2.5493e-06 | 0.091447 | 1084 | 0.091447 | 0 | 1087
021000059 | 2 | Marion County Barriers | Install low water crossing barriers, similar to railroad crossing barriers. | 100000 | No | 0 | 0 | 313 | 0.16761 | 0.025141 | 163 | 0.11545 | 0.011545 | 452 | 0.046274 | 0.006941 | 4 | 0.17153 | 0.034305 | 1 | 0.057571 | 0.011514 | 0 | 0 | 0 | 48.0299 | 0.63151 | 0.063151 | 137.3113 | 0.0056621 | 0.00028311 | 0.15288 | 898 | 0.15288 | 0 | 898
021000016 | 2 | Marion County FIS | Develop FIS for the County | 851000 | No | 0 | 0 | 313 | 0.16761 | 0.025141 | 163 | 0.11545 | 0.011545 | 452 | 0.046274 | 0.006941 | 4 | 0.17153 | 0.034305 | 1 | 0.057571 | 0.011514 | 0 | 0 | 0 | 48.031 | 0.63152 | 0.063152 | 137.3016 | 0.0056617 | 0.00028309 | 0.15288 | 897 | 0.15288 | 0 | 897
031000092 | 3 | Van Zandt County DMP | Evaluate County and identify future projects. | 500000 | No | 0 | 0 | 231 | 0.1237 | 0.018555 | 142 | 0.10058 | 0.010058 | 179 | 0.018325 | 0.0027488 | 1 | 0.042882 | 0.0085763 | 2 | 0.11514 | 0.023028 | 0 | 0 | 0 | 37.4676 | 0.49263 | 0.049263 | 12720.1904 | 0.52452 | 0.026226 | 0.13846 | 925 | 0.13846 | 0 | 925
051000129 | 5 | El Vista Upgrade Pumping Equipment | H&H study to size pump upgrades and improve existing level of service. | 100000 | Yes | 100 | 0 | 507 | 0.27149 | 0.040724 | 415 | 0.29395 | 0.029395 | 1216 | 0.12449 | 0.018673 | 0 | 0 | 0 | 0 | 0 | 0 | 0 | 0 | 0 | 10.023 | 0.13178 | 0.013178 | 1.6033 | 6.6114e-05 | 3.3057e-06 | 0.10197 | 1049 | 0.10197 | 0 | 1049
071000016 | 7 | Stonewall County Initial FEMA Mapping | Create FEMA Mapping in previously unmapped areas | 893000 | No | 0 | 0 | 67 | 0.035878 | 0.0053817 | 11 | 0.0077914 | 0.00077914 | 12 | 0.0012285 | 0.00018428 | 0 | 0 | 0 | 6 | 0.34542 | 0.069085 | 0 | 0 | 0 | 49.3458 | 0.64881 | 0.064881 | 6456.623 | 0.26624 | 0.013312 | 0.15362 | 892 | 0.15362 | 0 | 892
071000073 | 7 | Stonewall County DMP | Evaluate county to identify future projects, analyze roads/stream crossing for emergency response vehicles to high hazard areas | 500000 | No | 0 | 0 | 67 | 0.035878 | 0.0053817 | 11 | 0.0077914 | 0.00077914 | 12 | 0.0012285 | 0.00018428 | 0 | 0 | 0 | 6 | 0.34542 | 0.069085 | 0 | 0 | 0 | 49.3458 | 0.64881 | 0.064881 | 6456.623 | 0.26624 | 0.013312 | 0.15362 | 892 | 0.15362 | 0 | 893
071000111 | 7 | Stonewall County GIS Development | Develop a GIS inventory of stormwater infrastructure | 100000 | No | 0 | 0 | 67 | 0.035878 | 0.0053817 | 11 | 0.0077914 | 0.00077914 | 12 | 0.0012285 | 0.00018428 | 0 | 0 | 0 | 6 | 0.34542 | 0.069085 | 0 | 0 | 0 | 49.3458 | 0.64881 | 0.064881 | 6456.623 | 0.26624 | 0.013312 | 0.15362 | 892 | 0.15362 | 0 | 894
071000193 | 7 | Stonewall County Stream Restoration Program | Implement stream restoration / channelization program to ensure adequate drainage / diversion of stormwater. | 500000 | No | 0 | 0 | 67 | 0.035878 | 0.0053817 | 11 | 0.0077914 | 0.00077914 | 12 | 0.0012285 | 0.00018428 | 0 | 0 | 0 | 6 | 0.34542 | 0.069085 | 0 | 0 | 0 | 49.3458 | 0.64881 | 0.064881 | 6456.623 | 0.26624 | 0.013312 | 0.15362 | 892 | 0.15362 | 0 | 895
071000192 | 7 | Stonewall County DCM | Consider stormwater criteria for infrastructure and floodplain ordinances to avoid new exposure to flood hazards. | 100000 | No | 0 | 0 | 67 | 0.035878 | 0.0053817 | 11 | 0.0077914 | 0.00077914 | 12 | 0.0012285 | 0.00018428 | 0 | 0 | 0 | 6 | 0.34542 | 0.069085 | 0 | 0 | 0 | 49.3458 | 0.64881 | 0.064881 | 6456.623 | 0.26624 | 0.013312 | 0.15362 | 892 | 0.15362 | 0 | 896
061000203 | 6 | Little Cypress Creek - L103-00-00 | Further study of Flood Risk Reduction need identified through the HCFCD 'Watershed Planning Tool' to determine channel modifications needed to restore/improve channel conveyance including Atlas 14 rainfall. | 100000 | No | 0 | 0 | 116 | 0.062117 | 0.0093176 | 92 | 0.065164 | 0.0065164 | 265 | 0.027129 | 0.0040694 | 8 | 0.34305 | 0.068611 | 0 | 0 | 0 | 0 | 0 | 0 | 2.7206 | 0.035771 | 0.0035771 | 4.3515 | 0.00017944 | 8.9718e-06 | 0.0921 | 1083 | 0.0921 | 0 | 1083
011000009 | 1 | Knox County FIS | Perform flood insurance study for the county and develop regulatory mapping | 873000 | No | 0 | 0 | 7 | 0.0037484 | 0.00056227 | 0 | 0 | 0 | 3 | 0.00030713 | 4.6069e-05 | 0 | 0 | 0 | 0 | 0 | 0 | 0 | 0 | 0 | 5.2067 | 0.068458 | 0.0068458 | 42190.9961 | 1.7398 | 0.086988 | 0.094443 | 1074 | 0.094443 | 0 | 1074
071300002 | 7 | City of Abilene Catclaw Creek From S. 11th Street to S. 7th Street | Enhance storage capacity of creek channel, raise Sammons Street and regional detention improvements | 97600 | No | 0 | 0 | 194 | 0.10389 | 0.015583 | 175 | 0.12395 | 0.012395 | 321 | 0.032862 | 0.0049294 | 1 | 0.042882 | 0.0085763 | 4 | 0.23028 | 0.046056 | 0 | 0 | 0 | 2.8879 | 0.037971 | 0.0037971 | 0 | 0 | 0 | 0.091337 | 1088 | 0.091337 | 0 | 1088
071000015 | 7 | Parmer County Initial FEMA Mapping | Create FEMA Mapping in previously unmapped areas | 787000 | No | 0 | 0 | 51 | 0.02731 | 0.0040965 | 4 | 0.0028332 | 0.00028332 | 47 | 0.0048116 | 0.00072175 | 0 | 0 | 0 | 5 | 0.28785 | 0.057571 | 0 | 0 | 0 | 343.3328 | 4.5142 | 0.45142 | 11929.7109 | 0.49193 | 0.024596 | 0.53869 | 407 | 0.53869 | 0 | 407
071000069 | 7 | Parmer County DMP | Evaluate county to identify future projects, analyze roads/stream crossing for emergency response vehicles to high hazard areas | 500000 | No | 0 | 0 | 51 | 0.02731 | 0.0040965 | 4 | 0.0028332 | 0.00028332 | 47 | 0.0048116 | 0.00072175 | 0 | 0 | 0 | 5 | 0.28785 | 0.057571 | 0 | 0 | 0 | 343.3328 | 4.5142 | 0.45142 | 11929.7109 | 0.49193 | 0.024596 | 0.53869 | 407 | 0.53869 | 0 | 408
071000107 | 7 | Parmer County GIS Development | Develop a GIS inventory of stormwater infrastructure | 100000 | No | 0 | 0 | 51 | 0.02731 | 0.0040965 | 4 | 0.0028332 | 0.00028332 | 47 | 0.0048116 | 0.00072175 | 0 | 0 | 0 | 5 | 0.28785 | 0.057571 | 0 | 0 | 0 | 343.3328 | 4.5142 | 0.45142 | 11929.7109 | 0.49193 | 0.024596 | 0.53869 | 407 | 0.53869 | 0 | 409
071000184 | 7 | Parmer County DCM | Consider stormwater criteria for infrastructure and floodplain ordinances to avoid new exposure to flood hazards. | 100000 | No | 0 | 0 | 51 | 0.02731 | 0.0040965 | 4 | 0.0028332 | 0.00028332 | 47 | 0.0048116 | 0.00072175 | 0 | 0 | 0 | 5 | 0.28785 | 0.057571 | 0 | 0 | 0 | 343.3328 | 4.5142 | 0.45142 | 11929.7109 | 0.49193 | 0.024596 | 0.53869 | 407 | 0.53869 | 0 | 410
031000338 | 3 | Cottonwood Creek of Ten Mile Creek at Goode Road | Evaluate bridge improvements for Goode Road over Cottonwood Creek of Ten Mile Creek | 250000 | No | 0 | 0 | 2 | 0.001071 | 0.00016065 | 0 | 0 | 0 | 405 | 0.041462 | 0.0062193 | 0 | 0 | 0 | 7 | 0.40299 | 0.080599 | 0 | 0 | 0 | 1.0118 | 0.013303 | 0.0013303 | 56.7877 | 0.0023417 | 0.00011708 | 0.088426 | 1095 | 0.088426 | 0 | 1095
031000339 | 3 | Cottonwood Creek of Ten Mile Creek at IH 45 | Evaluate bridge improvements for IH 45 over Cottonwood Creek of Ten Mile Creek | 250000 | No | 0 | 0 | 2 | 0.001071 | 0.00016065 | 0 | 0 | 0 | 405 | 0.041462 | 0.0062193 | 0 | 0 | 0 | 7 | 0.40299 | 0.080599 | 0 | 0 | 0 | 1.0118 | 0.013303 | 0.0013303 | 56.7877 | 0.0023417 | 0.00011708 | 0.088426 | 1095 | 0.088426 | 0 | 1096
031000340 | 3 | Cottonwood Creek of Ten Mile Creek at IH 45 Northbound Service Road | Evaluate bridge improvements for IH 45 Northbound Service Road over Cottonwood Creek of Ten Mile Creek | 250000 | No | 0 | 0 | 2 | 0.001071 | 0.00016065 | 0 | 0 | 0 | 405 | 0.041462 | 0.0062193 | 0 | 0 | 0 | 7 | 0.40299 | 0.080599 | 0 | 0 | 0 | 1.0118 | 0.013303 | 0.0013303 | 56.7877 | 0.0023417 | 0.00011708 | 0.088426 | 1095 | 0.088426 | 0 | 1097
031000341 | 3 | Cottonwood Creek of Ten Mile Creek at IH 45 Southbound Service Road | Evaluate bridge improvements for IH 45 Southbound Service Road over Cottonwood Creek of Ten Mile Creek | 250000 | No | 0 | 0 | 2 | 0.001071 | 0.00016065 | 0 | 0 | 0 | 405 | 0.041462 | 0.0062193 | 0 | 0 | 0 | 7 | 0.40299 | 0.080599 | 0 | 0 | 0 | 1.0118 | 0.013303 | 0.0013303 | 56.7877 | 0.0023417 | 0.00011708 | 0.088426 | 1095 | 0.088426 | 0 | 1098
031000343 | 3 | Cottonwood Creek of Ten Mile Creek at Millers Ferry Road | Evaluate bridge improvements for Millers Ferry Road over Cottonwood Creek of Ten Mile Creek | 250000 | No | 0 | 0 | 2 | 0.001071 | 0.00016065 | 0 | 0 | 0 | 405 | 0.041462 | 0.0062193 | 0 | 0 | 0 | 7 | 0.40299 | 0.080599 | 0 | 0 | 0 | 1.0118 | 0.013303 | 0.0013303 | 56.7877 | 0.0023417 | 0.00011708 | 0.088426 | 1095 | 0.088426 | 0 | 1099
031000344 | 3 | Cottonwood Creek of Ten Mile Creek at Pleasant Run Road | Evaluate bridge improvements for Pleasant Run Road over Cottonwood Creek of Ten Mile Creek | 250000 | No | 0 | 0 | 2 | 0.001071 | 0.00016065 | 0 | 0 | 0 | 405 | 0.041462 | 0.0062193 | 0 | 0 | 0 | 7 | 0.40299 | 0.080599 | 0 | 0 | 0 | 1.0118 | 0.013303 | 0.0013303 | 56.7877 | 0.0023417 | 0.00011708 | 0.088426 | 1095 | 0.088426 | 0 | 1100
031000313 | 3 | Stream 4A4 at Goode Road | Evaluate bridge improvements for Goode Road over Stream 4A4 | 250000 | No | 0 | 0 | 2 | 0.001071 | 0.00016065 | 0 | 0 | 0 | 405 | 0.041462 | 0.0062193 | 0 | 0 | 0 | 7 | 0.40299 | 0.080599 | 0 | 0 | 0 | 1.0118 | 0.013303 | 0.0013303 | 56.7877 | 0.0023417 | 0.00011708 | 0.088426 | 1095 | 0.088426 | 0 | 1101
031000314 | 3 | Stream 4A4 at IH 45 | Evaluate bridge improvements for IH 45 over Stream 4A4 | 250000 | No | 0 | 0 | 2 | 0.001071 | 0.00016065 | 0 | 0 | 0 | 405 | 0.041462 | 0.0062193 | 0 | 0 | 0 | 7 | 0.40299 | 0.080599 | 0 | 0 | 0 | 1.0118 | 0.013303 | 0.0013303 | 56.7877 | 0.0023417 | 0.00011708 | 0.088426 | 1095 | 0.088426 | 0 | 1102
031000349 | 3 | Stream 4A4 at Fulghum Road | Evaluate bridge improvements for Fulghum Road over Stream 4A4 | 250000 | No | 0 | 0 | 2 | 0.001071 | 0.00016065 | 0 | 0 | 0 | 405 | 0.041462 | 0.0062193 | 0 | 0 | 0 | 7 | 0.40299 | 0.080599 | 0 | 0 | 0 | 1.0118 | 0.013303 | 0.0013303 | 56.7877 | 0.0023417 | 0.00011708 | 0.088426 | 1095 | 0.088426 | 0 | 1103
051000008 | 5 | Houston County Update Flood Hazard Mapping | Complete a detailed study within the county extent to delineate an updated flood hazard area, which can be used for regulatory purposes. | 1697174 | Yes | 100 | 0 | 17 | 0.0091034 | 0.0013655 | 3 | 0.0021249 | 0.00021249 | 16 | 0.001638 | 0.0002457 | 0 | 0 | 0 | 7 | 0.40299 | 0.080599 | 7 | 0.073599 | 0.0036799 | 19.7047 | 0.25908 | 0.025908 | 116.8699 | 0.0048192 | 0.00024096 | 0.11225 | 1011 | 0.11225 | 0 | 1011
051000096 | 5 | Houston County Earthen Dike Construction | Evaluate project to quantify benefits, evaluate impacts, and begin design. Project consists of an earthen dike to elevate emergency vehicle access road to critical facilities to provide protection to the 500-year flood level. | 16972 | No | 0 | 0 | 17 | 0.0091034 | 0.0013655 | 3 | 0.0021249 | 0.00021249 | 16 | 0.001638 | 0.0002457 | 0 | 0 | 0 | 7 | 0.40299 | 0.080599 | 7 | 0.073599 | 0.0036799 | 19.7047 | 0.25908 | 0.025908 | 116.8699 | 0.0048192 | 0.00024096 | 0.11225 | 1011 | 0.11225 | 0 | 1012
051000029 | 5 | Houston County Master Drainage Plan | Perform H&H modeling to identify and define flood risk, develop conceptual alternatives to reduce flood risk, develop OPCC for conceptual alternatives, and rank projects. Conceptual alternatives should evaluate feasibility of nature based solutions. | 610983 | Yes | 100 | 0 | 17 | 0.0091034 | 0.0013655 | 3 | 0.0021249 | 0.00021249 | 16 | 0.001638 | 0.0002457 | 0 | 0 | 0 | 7 | 0.40299 | 0.080599 | 7 | 0.073599 | 0.0036799 | 19.7047 | 0.25908 | 0.025908 | 116.8699 | 0.0048192 | 0.00024096 | 0.11225 | 1011 | 0.11225 | 0 | 1013
061000065 | 6 | Hickory Slough Lower Segment | Further study including Atlas 14 rainfall incorporation and Benefit Cost Analysis of proposed channel modifications included in the City of Pearland master drainage plan. | 1048000 | No | 0 | 0 | 424 | 0.22705 | 0.034057 | 377 | 0.26703 | 0.026703 | 1648 | 0.16871 | 0.025307 | 0 | 0 | 0 | 0 | 0 | 0 | 0 | 0 | 0 | 6.2576 | 0.082276 | 0.0082276 | 4.7694 | 0.00019667 | 9.8335e-06 | 0.094305 | 1076 | 0.094305 | 0 | 1076
091000023 | 9 | Concho County FEMA Mapping | Create FEMA Mapping in previously unmapped areas | 962000 | No | 0 | 0 | 103 | 0.055156 | 0.0082734 | 52 | 0.036832 | 0.0036832 | 77 | 0.0078829 | 0.0011824 | 0 | 0 | 0 | 4 | 0.23028 | 0.046056 | 0 | 0 | 0 | 23.6194 | 0.31055 | 0.031055 | 13016.5703 | 0.53675 | 0.026837 | 0.11709 | 992 | 0.11709 | 0 | 992
091000022 | 9 | Concho County DMP | Create Drainage Master Plan, including evaluation of potential mitigation projects. | 500000 | No | 0 | 0 | 103 | 0.055156 | 0.0082734 | 52 | 0.036832 | 0.0036832 | 77 | 0.0078829 | 0.0011824 | 0 | 0 | 0 | 4 | 0.23028 | 0.046056 | 0 | 0 | 0 | 23.6194 | 0.31055 | 0.031055 | 13016.5703 | 0.53675 | 0.026837 | 0.11709 | 992 | 0.11709 | 0 | 993
091000024 | 9 | Concho County GIS Development | Develop a GIS inventory of stormwater infrastructure | 100000 | No | 0 | 0 | 103 | 0.055156 | 0.0082734 | 52 | 0.036832 | 0.0036832 | 77 | 0.0078829 | 0.0011824 | 0 | 0 | 0 | 4 | 0.23028 | 0.046056 | 0 | 0 | 0 | 23.6194 | 0.31055 | 0.031055 | 13016.5703 | 0.53675 | 0.026837 | 0.11709 | 992 | 0.11709 | 0 | 994
101000091 | 10 | Harden City Buildings, Critical Infrastructure | Harden city buildings, critical infrastructure | 100000 | No | 0 | 0 | 368 | 0.19706 | 0.029559 | 224 | 0.15866 | 0.015866 | 1942 | 0.19881 | 0.029822 | 1 | 0.042882 | 0.0085763 | 0 | 0 | 0 | 0 | 0 | 0 | 0 | 0 | 0 | 849.0537 | 0.035011 | 0.0017506 | 0.085574 | 1114 | 0.085574 | 0 | 1114
021000011 | 2 | Camp County FIS | Develop FIS for the County | 465000 | No | 0 | 0 | 256 | 0.13709 | 0.020563 | 124 | 0.08783 | 0.008783 | 619 | 0.06337 | 0.0095055 | 4 | 0.17153 | 0.034305 | 1 | 0.057571 | 0.011514 | 0 | 0 | 0 | 29.8873 | 0.39296 | 0.039296 | 359.0684 | 0.014806 | 0.00074032 | 0.12471 | 969 | 0.12471 | 0 | 969
051000092 | 5 | Hardin County Coon Marsh Gully Drainage Improvements | H&H Study to identify alternatives for improving existing drainage within Marsh Gully | 300000 | Yes | 100 | 0 | 285 | 0.15262 | 0.022892 | 226 | 0.16008 | 0.016008 | 878 | 0.089886 | 0.013483 | 1 | 0.042882 | 0.0085763 | 2 | 0.11514 | 0.023028 | 2 | 0.021028 | 0.0010514 | 5.8364 | 0.076738 | 0.0076738 | 9.9596 | 0.00041069 | 2.0535e-05 | 0.092733 | 1082 | 0.092733 | 0 | 1082
071000025 | 7 | Scurry County Update FEMA Mapping | Update existing FEMA mapping | 897000 | No | 0 | 0 | 13 | 0.0069614 | 0.0010442 | 2 | 0.0014166 | 0.00014166 | 23 | 0.0023546 | 0.00035319 | 0 | 0 | 0 | 6 | 0.34542 | 0.069085 | 0 | 0 | 0 | 17.8811 | 0.23511 | 0.023511 | 6805.3726 | 0.28062 | 0.014031 | 0.10817 | 1021 | 0.10817 | 0 | 1021
071000070 | 7 | Scurry County DMP | Evaluate county to identify future projects, analyze roads/stream crossing for emergency response vehicles to high hazard areas | 500000 | No | 0 | 0 | 13 | 0.0069614 | 0.0010442 | 2 | 0.0014166 | 0.00014166 | 23 | 0.0023546 | 0.00035319 | 0 | 0 | 0 | 6 | 0.34542 | 0.069085 | 0 | 0 | 0 | 17.8811 | 0.23511 | 0.023511 | 6805.3726 | 0.28062 | 0.014031 | 0.10817 | 1021 | 0.10817 | 0 | 1022
071000108 | 7 | Scurry County GIS Development | Develop a GIS inventory of stormwater infrastructure | 100000 | No | 0 | 0 | 13 | 0.0069614 | 0.0010442 | 2 | 0.0014166 | 0.00014166 | 23 | 0.0023546 | 0.00035319 | 0 | 0 | 0 | 6 | 0.34542 | 0.069085 | 0 | 0 | 0 | 17.8811 | 0.23511 | 0.023511 | 6805.3726 | 0.28062 | 0.014031 | 0.10817 | 1021 | 0.10817 | 0 | 1023
071000186 | 7 | Scurry County Relocate Critical Facilities High Hazard | Relocate critical facilities out of high hazard areas. | 2000000 | No | 0 | 0 | 13 | 0.0069614 | 0.0010442 | 2 | 0.0014166 | 0.00014166 | 23 | 0.0023546 | 0.00035319 | 0 | 0 | 0 | 6 | 0.34542 | 0.069085 | 0 | 0 | 0 | 17.8811 | 0.23511 | 0.023511 | 6805.3726 | 0.28062 | 0.014031 | 0.10817 | 1021 | 0.10817 | 0 | 1024
071000185 | 7 | Scurry County DCM | Consider stormwater criteria for infrastructure and floodplain ordinances to avoid new exposure to flood hazards. | 100000 | No | 0 | 0 | 13 | 0.0069614 | 0.0010442 | 2 | 0.0014166 | 0.00014166 | 23 | 0.0023546 | 0.00035319 | 0 | 0 | 0 | 6 | 0.34542 | 0.069085 | 0 | 0 | 0 | 17.8811 | 0.23511 | 0.023511 | 6805.3726 | 0.28062 | 0.014031 | 0.10817 | 1021 | 0.10817 | 0 | 1025
061000425 | 6 | Clear Creek - Rehabilitation of the A214-00-00 channel to Restore Channel Conveyance Capacity | Major maintenance to restore channel conveyance capacity. | 30000 | No | 0 | 0 | 424 | 0.22705 | 0.034057 | 421 | 0.2982 | 0.02982 | 1319 | 0.13503 | 0.020255 | 0 | 0 | 0 | 0 | 0 | 0 | 0 | 0 | 0 | 8.9099 | 0.11715 | 0.011715 | 3.3783 | 0.00013931 | 6.9654e-06 | 0.095854 | 1062 | 0.095854 | 0 | 1062
151000067 | 15 | Weslaco Stormwater Improvement Plan - Texas Boulevard to Airport Drive, South of Business 83 | Construction of two detention ponds, 10 acres near Texas Boulevard and 18th Street and 3 acres south of Dawson Street, a berm, approximately 5,400 LF of channel widening and extension, and installation of an 8’ x 4’ RCB storm drain system near Border | 6597680 | Yes | 100 | 0 | 0 | 0 | 0 | 667 | 0.47244 | 0.047244 | 2399 | 0.2456 | 0.03684 | 0 | 0 | 0 | 0 | 0 | 0 | 0 | 0 | 0 | 32.5159 | 0.42753 | 0.042753 | 0 | 0 | 0 | 0.12684 | 967 | 0.12684 | 0 | 967
071000083 | 7 | Young County DMP | Evaluate county to identify future projects, analyze roads/stream crossing for emergency response vehicles to high hazard areas | 500000 | No | 0 | 0 | 190 | 0.10174 | 0.015262 | 28 | 0.019833 | 0.0019833 | 128 | 0.013104 | 0.0019656 | 0 | 0 | 0 | 1 | 0.057571 | 0.011514 | 0 | 0 | 0 | 53.1311 | 0.69858 | 0.069858 | 25847.2324 | 1.0658 | 0.053291 | 0.15387 | 889 | 0.15387 | 0 | 889
071000206 | 7 | Young County DCM | Consider stormwater criteria for infrastructure and floodplain ordinances to avoid new exposure to flood hazards. | 100000 | No | 0 | 0 | 190 | 0.10174 | 0.015262 | 28 | 0.019833 | 0.0019833 | 128 | 0.013104 | 0.0019656 | 0 | 0 | 0 | 1 | 0.057571 | 0.011514 | 0 | 0 | 0 | 53.1311 | 0.69858 | 0.069858 | 25847.2324 | 1.0658 | 0.053291 | 0.15387 | 889 | 0.15387 | 0 | 890
051000054 | 5 | City of Nederland Master Drainage Plan | Perform H&H modeling to identify and define flood risk, develop conceptual alternatives to reduce flood risk, develop OPCC for conceptual alternatives, and rank projects. Conceptual alternatives should evaluate feasibility of nature based solutions. | 240000 | Yes | 100 | 0 | 381 | 0.20402 | 0.030603 | 163 | 0.11545 | 0.011545 | 1050 | 0.10749 | 0.016124 | 3 | 0.12864 | 0.025729 | 0 | 0 | 0 | 0 | 0 | 0 | 3.1707 | 0.041689 | 0.0041689 | 0.89768 | 3.7016e-05 | 1.8508e-06 | 0.088173 | 1104 | 0.088173 | 0 | 1104
081000646 | 8 | Briar Creek Improvements | Channel and crossing improvements along Briar Creek and Red River Trib to increase capacity of hydraulic infrastructure. | 364000 | No | 0 | 0 | 100 | 0.053549 | 0.0080324 | 93 | 0.065872 | 0.0065872 | 242 | 0.024775 | 0.0037162 | 0 | 0 | 0 | 5 | 0.28785 | 0.057571 | 15 | 0.15771 | 0.0078856 | 1.8946 | 0.02491 | 0.002491 | 7.3765 | 0.00030417 | 1.5209e-05 | 0.086298 | 1109 | 0.086298 | 0 | 1109
081001033 | 8 | Philips Event Center Detention Pond at Hole 8 - Maintenance and Dredging | Maintenance on detention pond to increase storage. | 129000 | No | 0 | 0 | 100 | 0.053549 | 0.0080324 | 93 | 0.065872 | 0.0065872 | 242 | 0.024775 | 0.0037162 | 0 | 0 | 0 | 5 | 0.28785 | 0.057571 | 15 | 0.15771 | 0.0078856 | 1.8946 | 0.02491 | 0.002491 | 7.3765 | 0.00030417 | 1.5209e-05 | 0.086298 | 1109 | 0.086298 | 0 | 1110
081001035 | 8 | Improve Undersized Storm Sewers in Briar Creek DB | Update modeling to Atlas 14 to determine appropriate sizing for storm sewer in the region. | 100000 | No | 0 | 0 | 100 | 0.053549 | 0.0080324 | 93 | 0.065872 | 0.0065872 | 242 | 0.024775 | 0.0037162 | 0 | 0 | 0 | 5 | 0.28785 | 0.057571 | 15 | 0.15771 | 0.0078856 | 1.8946 | 0.02491 | 0.002491 | 7.3765 | 0.00030417 | 1.5209e-05 | 0.086298 | 1109 | 0.086298 | 0 | 1111
041000027 | 4 | Kirbyville Drainage Master Plan | Perform study of existing culverts and drainage capabilities in town. Identify upgrades to drainage infrastructure capacity where needed. | 600000 | Yes | 100 | 0 | 135 | 0.072291 | 0.010844 | 44 | 0.031165 | 0.0031165 | 517 | 0.052928 | 0.0079392 | 3 | 0.12864 | 0.025729 | 3 | 0.17271 | 0.034542 | 3 | 0.031542 | 0.0015771 | 2.8959 | 0.038075 | 0.0038075 | 12.3719 | 0.00051016 | 2.5508e-05 | 0.087581 | 1105 | 0.087581 | 0 | 1105
041000041 | 4 | Kirbyville Drainage Improvement Study | Study to coordinate and improve storm water drainage throughout the county; encourage new development to balance impervious surfaces with adjacent green space | 100000 | Yes | 100 | 0 | 135 | 0.072291 | 0.010844 | 44 | 0.031165 | 0.0031165 | 517 | 0.052928 | 0.0079392 | 3 | 0.12864 | 0.025729 | 3 | 0.17271 | 0.034542 | 3 | 0.031542 | 0.0015771 | 2.8959 | 0.038075 | 0.0038075 | 12.3719 | 0.00051016 | 2.5508e-05 | 0.087581 | 1105 | 0.087581 | 0 | 1106
061000296 | 6 | City of Webster Master Drainage Plan | Study to develop Master Drainage Plan using future and existing land use and flood/storm water drainage needs including Atlas 14 rainfall. | 280000 | Yes | 100 | 0 | 209 | 0.11192 | 0.016788 | 164 | 0.11616 | 0.011616 | 2809 | 0.28757 | 0.043136 | 0 | 0 | 0 | 1 | 0.057571 | 0.011514 | 1 | 0.010514 | 0.00052571 | 8.485 | 0.11156 | 0.011156 | 18.7376 | 0.00077265 | 3.8633e-05 | 0.094774 | 1073 | 0.094774 | 0 | 1073
061000321 | 6 | Armand Bayou Watershed- Basin Expansion and Extension and H&H Study (Phases 1 + 2) | Study to develop a Benefit Cost Analysis needed for this project to become a FMP. Channel modifications along B115-00-00 requires expansion of B500-04-00 and new detention property. | 30000 | No | 0 | 0 | 371 | 0.19867 | 0.0298 | 291 | 0.20612 | 0.020612 | 2154 | 0.22052 | 0.033077 | 0 | 0 | 0 | 0 | 0 | 0 | 0 | 0 | 0 | 3.8352 | 0.050426 | 0.0050426 | 0 | 0 | 0 | 0.088532 | 1094 | 0.088532 | 0 | 1094
061000054 | 6 | Cannon Ditch Segment 2 | Further study including Atlas 14 rainfall incorporation and Benefit Cost Analysis of proposed channel modifications included in the City of Pearland master drainage plan. | 932000 | No | 0 | 0 | 574 | 0.30737 | 0.046106 | 342 | 0.24224 | 0.024224 | 814 | 0.083334 | 0.0125 | 0 | 0 | 0 | 0 | 0 | 0 | 0 | 0 | 0 | 2.7788 | 0.036536 | 0.0036536 | 26.8471 | 0.0011071 | 5.5353e-05 | 0.086539 | 1107 | 0.086539 | 0 | 1107
101000195 | 10 | Spicewood Springs Road Low Water Crossing #1 Project Planning | Project planning for bridge to replace undersized box culvert. Develop technical data required for FMP. | 682500 | No | 0 | 0 | 10 | 0.0053549 | 0.00080324 | 8 | 0.0056664 | 0.00056664 | 13 | 0.0013309 | 0.00019963 | 0 | 0 | 0 | 7 | 0.40299 | 0.080599 | 0 | 0 | 0 | 1.6442 | 0.021618 | 0.0021618 | 282.5059 | 0.011649 | 0.00058246 | 0.084913 | 1116 | 0.084913 | 0 | 1116
031000296 | 3 | Alta Mesa Branch at Persimmon Road | Evaluate bridge improvements for Persimmon Road over Alta Mesa Branch | 250000 | No | 0 | 0 | 179 | 0.095853 | 0.014378 | 147 | 0.10412 | 0.010412 | 561 | 0.057433 | 0.0086149 | 3 | 0.12864 | 0.025729 | 2 | 0.11514 | 0.023028 | 0 | 0 | 0 | 9.5176 | 0.12514 | 0.012514 | 160.7477 | 0.0066285 | 0.00033143 | 0.095007 | 1066 | 0.095007 | 0 | 1066
031000297 | 3 | Alta Mesa Branch at Simpson Stuart Road | Evaluate culvert improvements for Simpson Stuart Road over Alta Mesa Branch | 250000 | No | 0 | 0 | 179 | 0.095853 | 0.014378 | 147 | 0.10412 | 0.010412 | 561 | 0.057433 | 0.0086149 | 3 | 0.12864 | 0.025729 | 2 | 0.11514 | 0.023028 | 0 | 0 | 0 | 9.5176 | 0.12514 | 0.012514 | 160.7477 | 0.0066285 | 0.00033143 | 0.095007 | 1066 | 0.095007 | 0 | 1067
031000298 | 3 | Alta Mesa Branch at Tracy Road | Evaluate bridge improvements: Tracy Road over Alta Mesa Branch | 250000 | No | 0 | 0 | 179 | 0.095853 | 0.014378 | 147 | 0.10412 | 0.010412 | 561 | 0.057433 | 0.0086149 | 3 | 0.12864 | 0.025729 | 2 | 0.11514 | 0.023028 | 0 | 0 | 0 | 9.5176 | 0.12514 | 0.012514 | 160.7477 | 0.0066285 | 0.00033143 | 0.095007 | 1066 | 0.095007 | 0 | 1068
151000060 | 15 | Alton MDP - West Mile 5 Road and Louisiana Street Alternative 2 | Alternative 2 is designed to remove structures from the 10-year floodplain. Approximately 35 acre-feet of volume is proposed to be excavated. construction consists of 1,940 LF of 36-inch diameter pipe sloped at 0.2% along Louisiana, Kentucky, and Trosper | 322898 | Yes | 100 | 0 | 0 | 0 | 0 | 574 | 0.40657 | 0.040657 | 2686 | 0.27498 | 0.041247 | 0 | 0 | 0 | 0 | 0 | 0 | 0 | 0 | 0 | 26.1265 | 0.34352 | 0.034352 | 0 | 0 | 0 | 0.11626 | 997 | 0.11626 | 0 | 997
131000057 | 13 | Northern San Diego Drainage Improvement Project | Drainage improvements to subsurface drainage systems - installation of new underground drainage infrastructure along Luby street; expansion and improvements to Dix Street System | 250000 | Yes | 100 | 0 | 268 | 0.14351 | 0.021527 | 199 | 0.14095 | 0.014095 | 698 | 0.071458 | 0.010719 | 0 | 0 | 0 | 0 | 0 | 0 | 67 | 0.70445 | 0.035222 | 11.0484 | 0.14527 | 0.014527 | 69.1377 | 0.0028509 | 0.00014255 | 0.096232 | 1060 | 0.096232 | 0 | 1060
131000062 | 13 | Southern San Diego Drainage Improvement Project | New underground stormwater collection system along Collins Street, including interconnections between existing and new infrastructure. | 250000 | Yes | 100 | 0 | 268 | 0.14351 | 0.021527 | 199 | 0.14095 | 0.014095 | 698 | 0.071458 | 0.010719 | 0 | 0 | 0 | 0 | 0 | 0 | 67 | 0.70445 | 0.035222 | 11.0484 | 0.14527 | 0.014527 | 69.1377 | 0.0028509 | 0.00014255 | 0.096232 | 1060 | 0.096232 | 0 | 1061
081000712 | 8 | Carter's Creek Crossing Improvements | Study and design of culvert improvements along Carter's Creek. | 108000 | No | 0 | 0 | 158 | 0.084608 | 0.012691 | 133 | 0.094205 | 0.0094205 | 848 | 0.086814 | 0.013022 | 1 | 0.042882 | 0.0085763 | 2 | 0.11514 | 0.023028 | 27 | 0.28388 | 0.014194 | 3.0639 | 0.040285 | 0.0040285 | 181.54 | 0.0074859 | 0.00037429 | 0.085335 | 1115 | 0.085335 | 0 | 1115
071000007 | 7 | Dickens County Initial FEMA Mapping | Create FEMA Mapping in previously unmapped areas | 919000 | No | 0 | 0 | 195 | 0.10442 | 0.015663 | 0 | 0 | 0 | 125 | 0.012797 | 0.0019195 | 1 | 0.042882 | 0.0085763 | 2 | 0.11514 | 0.023028 | 0 | 0 | 0 | 111.8792 | 1.471 | 0.1471 | 15575.0576 | 0.64225 | 0.032112 | 0.2284 | 741 | 0.2284 | 0 | 741
071000058 | 7 | Dickens County DMP | Evaluate county to identify future projects, analyze roads/stream crossing for emergency response vehicles to high hazard areas | 500000 | No | 0 | 0 | 195 | 0.10442 | 0.015663 | 0 | 0 | 0 | 125 | 0.012797 | 0.0019195 | 1 | 0.042882 | 0.0085763 | 2 | 0.11514 | 0.023028 | 0 | 0 | 0 | 111.8792 | 1.471 | 0.1471 | 15575.0576 | 0.64225 | 0.032112 | 0.2284 | 741 | 0.2284 | 0 | 742
071000093 | 7 | Dickens County GIS Development | Develop a GIS inventory of stormwater infrastructure | 100000 | No | 0 | 0 | 195 | 0.10442 | 0.015663 | 0 | 0 | 0 | 125 | 0.012797 | 0.0019195 | 1 | 0.042882 | 0.0085763 | 2 | 0.11514 | 0.023028 | 0 | 0 | 0 | 111.8792 | 1.471 | 0.1471 | 15575.0576 | 0.64225 | 0.032112 | 0.2284 | 741 | 0.2284 | 0 | 743
071000160 | 7 | Dickens County DCM | Consider stormwater criteria for infrastructure and floodplain ordinances to avoid new exposure to flood hazards. | 100000 | No | 0 | 0 | 195 | 0.10442 | 0.015663 | 0 | 0 | 0 | 125 | 0.012797 | 0.0019195 | 1 | 0.042882 | 0.0085763 | 2 | 0.11514 | 0.023028 | 0 | 0 | 0 | 111.8792 | 1.471 | 0.1471 | 15575.0576 | 0.64225 | 0.032112 | 0.2284 | 741 | 0.2284 | 0 | 744
031000194 | 3 | Great Southwest Parkway at Cottonwood Creek Bridge and Roadway Raising Improvements (Stream Station 104+64) | Study update - Channel Improvements; Estimated construction cost of $9,538,300 | 477000 | No | 0 | 0 | 61 | 0.032665 | 0.0048998 | 60 | 0.042498 | 0.0042498 | 350 | 0.035831 | 0.0053747 | 1 | 0.042882 | 0.0085763 | 5 | 0.28785 | 0.057571 | 0 | 0 | 0 | 2.734 | 0.035947 | 0.0035947 | 16.4281 | 0.00067742 | 3.3871e-05 | 0.0843 | 1117 | 0.0843 | 0 | 1117
031000222 | 3 | WE Roberts St & SW 16th St | Study update - Storm Drain Improvements; Estimated construction cost of $1,625,900 | 250000 | No | 0 | 0 | 61 | 0.032665 | 0.0048998 | 60 | 0.042498 | 0.0042498 | 350 | 0.035831 | 0.0053747 | 1 | 0.042882 | 0.0085763 | 5 | 0.28785 | 0.057571 | 0 | 0 | 0 | 2.734 | 0.035947 | 0.0035947 | 16.4281 | 0.00067742 | 3.3871e-05 | 0.0843 | 1117 | 0.0843 | 0 | 1118
031000236 | 3 | South Great Southwest Parkway from Sherman to Cottonwood Creek | Study update - Storm Drain Improvements; Estimated construction cost of $6,881,500 | 250000 | No | 0 | 0 | 61 | 0.032665 | 0.0048998 | 60 | 0.042498 | 0.0042498 | 350 | 0.035831 | 0.0053747 | 1 | 0.042882 | 0.0085763 | 5 | 0.28785 | 0.057571 | 0 | 0 | 0 | 2.734 | 0.035947 | 0.0035947 | 16.4281 | 0.00067742 | 3.3871e-05 | 0.0843 | 1117 | 0.0843 | 0 | 1119
031000233 | 3 | Various Streets and Alleys from Dallas Street West of NW 20th Street to Ditch Just South of WE Roberts Street | Study update - Storm Drain Improvements; Estimated construction cost of $10,656,800 | 533000 | No | 0 | 0 | 61 | 0.032665 | 0.0048998 | 60 | 0.042498 | 0.0042498 | 350 | 0.035831 | 0.0053747 | 1 | 0.042882 | 0.0085763 | 5 | 0.28785 | 0.057571 | 0 | 0 | 0 | 2.734 | 0.035947 | 0.0035947 | 16.4281 | 0.00067742 | 3.3871e-05 | 0.0843 | 1117 | 0.0843 | 0 | 1120
031000196 | 3 | Carrier Parkway at Cottonwood Creek and South Fork Cottonwood Creek - Bridges | Study update - Channel Improvements; Estimated construction cost of $18,164,400 | 908000 | No | 0 | 0 | 61 | 0.032665 | 0.0048998 | 60 | 0.042498 | 0.0042498 | 350 | 0.035831 | 0.0053747 | 1 | 0.042882 | 0.0085763 | 5 | 0.28785 | 0.057571 | 0 | 0 | 0 | 2.734 | 0.035947 | 0.0035947 | 16.4281 | 0.00067742 | 3.3871e-05 | 0.0843 | 1117 | 0.0843 | 0 | 1121
031000241 | 3 | North Fork of Cottonwood Creek Stabilization | Evaluate the improvements needed along the North Fork of Cottonwood Creek: from Great Southwest to Carrier; $214,900 | 250000 | No | 0 | 0 | 61 | 0.032665 | 0.0048998 | 60 | 0.042498 | 0.0042498 | 350 | 0.035831 | 0.0053747 | 1 | 0.042882 | 0.0085763 | 5 | 0.28785 | 0.057571 | 0 | 0 | 0 | 2.734 | 0.035947 | 0.0035947 | 16.4281 | 0.00067742 | 3.3871e-05 | 0.0843 | 1117 | 0.0843 | 0 | 1122
051000128 | 5 | Rodair Gully System Detention | H&H study to identify additional detention required to expand existing level of service | 100000 | Yes | 100 | 0 | 511 | 0.27364 | 0.041045 | 250 | 0.17708 | 0.017708 | 1418 | 0.14517 | 0.021775 | 0 | 0 | 0 | 0 | 0 | 0 | 0 | 0 | 0 | 9.8907 | 0.13005 | 0.013005 | 63.8139 | 0.0026314 | 0.00013157 | 0.093664 | 1077 | 0.093664 | 0 | 1077
051000107 | 5 | Rodair Upgrade Pumping Equipment | H&H study to size pump upgrades and improve existing level of service. | 100000 | Yes | 100 | 0 | 511 | 0.27364 | 0.041045 | 250 | 0.17708 | 0.017708 | 1418 | 0.14517 | 0.021775 | 0 | 0 | 0 | 0 | 0 | 0 | 0 | 0 | 0 | 9.885 | 0.12997 | 0.012997 | 63.7467 | 0.0026286 | 0.00013143 | 0.093657 | 1081 | 0.093657 | 0 | 1081
051000110 | 5 | Rodair Upper Build new station with associated levee | H&H study to size pump upgrades and improve existing level of service. | 100000 | Yes | 100 | 0 | 511 | 0.27364 | 0.041045 | 250 | 0.17708 | 0.017708 | 1418 | 0.14517 | 0.021775 | 0 | 0 | 0 | 0 | 0 | 0 | 0 | 0 | 0 | 9.8907 | 0.13005 | 0.013005 | 63.7467 | 0.0026286 | 0.00013143 | 0.093664 | 1078 | 0.093664 | 0 | 1078
051000115 | 5 | Rodair Gulley Ditch Improvements | H&H study to identify alternatives for Rodair Gulley | 100000 | Yes | 100 | 0 | 511 | 0.27364 | 0.041045 | 250 | 0.17708 | 0.017708 | 1418 | 0.14517 | 0.021775 | 0 | 0 | 0 | 0 | 0 | 0 | 0 | 0 | 0 | 9.8907 | 0.13005 | 0.013005 | 63.7467 | 0.0026286 | 0.00013143 | 0.093664 | 1078 | 0.093664 | 0 | 1079
051000125 | 5 | Rodair Upper Additional Pump Station | H&H study to size pump upgrades and improve existing level of service. | 100000 | Yes | 100 | 0 | 511 | 0.27364 | 0.041045 | 250 | 0.17708 | 0.017708 | 1418 | 0.14517 | 0.021775 | 0 | 0 | 0 | 0 | 0 | 0 | 0 | 0 | 0 | 9.8907 | 0.13005 | 0.013005 | 63.7467 | 0.0026286 | 0.00013143 | 0.093664 | 1078 | 0.093664 | 0 | 1080
031000014 | 3 | Hill County FEMA Mapping | Create FEMA mapping in previously unmapped areas and update existing FEMA maps as needed. | 1272000 | No | 0 | 0 | 127 | 0.068008 | 0.010201 | 83 | 0.058789 | 0.0058789 | 109 | 0.011159 | 0.0016738 | 0 | 0 | 0 | 1 | 0.057571 | 0.011514 | 0 | 0 | 0 | 24.0966 | 0.31683 | 0.031683 | 24894.7305 | 1.0265 | 0.051327 | 0.11228 | 1010 | 0.11228 | 0 | 1010
091000043 | 9 | Hockley County FEMA Mapping | Update existing FEMA Mapping | 987000 | No | 0 | 0 | 44 | 0.023562 | 0.0035343 | 18 | 0.01275 | 0.001275 | 1553 | 0.15899 | 0.023848 | 3 | 0.12864 | 0.025729 | 2 | 0.11514 | 0.023028 | 0 | 0 | 0 | 42.3215 | 0.55645 | 0.055645 | 1395.6761 | 0.057551 | 0.0028776 | 0.13594 | 934 | 0.13594 | 0 | 934
091000044 | 9 | Hockley County GIS Development | Develop a GIS inventory of stormwater infrastructure | 100000 | No | 0 | 0 | 44 | 0.023562 | 0.0035343 | 18 | 0.01275 | 0.001275 | 1553 | 0.15899 | 0.023848 | 3 | 0.12864 | 0.025729 | 2 | 0.11514 | 0.023028 | 0 | 0 | 0 | 42.3215 | 0.55645 | 0.055645 | 1395.6761 | 0.057551 | 0.0028776 | 0.13594 | 934 | 0.13594 | 0 | 935
091000042 | 9 | Hockley County DMP | Create Drainage Master Plan, including evaluation of potential mitigation projects. | 500000 | No | 0 | 0 | 44 | 0.023562 | 0.0035343 | 18 | 0.01275 | 0.001275 | 1553 | 0.15899 | 0.023848 | 3 | 0.12864 | 0.025729 | 2 | 0.11514 | 0.023028 | 0 | 0 | 0 | 42.3215 | 0.55645 | 0.055645 | 1395.6761 | 0.057551 | 0.0028776 | 0.13594 | 934 | 0.13594 | 0 | 936
051000061 | 5 | Hall Street over White Oak Creek Bridge Improvements | Evaluate alternatives to elevate bridge over White Oak Creek on Hall St going into the park | 103000 | Yes | 100 | 0 | 155 | 0.083001 | 0.01245 | 71 | 0.05029 | 0.005029 | 703 | 0.07197 | 0.010795 | 6 | 0.25729 | 0.051458 | 0 | 0 | 0 | 0 | 0 | 0 | 7.209 | 0.094785 | 0.0094785 | 15.3537 | 0.00063312 | 3.1656e-05 | 0.089243 | 1091 | 0.089243 | 0 | 1091
061000188 | 6 | Brays Bayou - Partnership Project with Fort Bend County on Right-of-Way Acquisition, Design, and Construction of General Drainage Improvements along Clodine Ditch | Further study of channel improvements from partnership project to restore channel conveyanve including Atlas 14 rainfalls. | 1020000 | No | 0 | 0 | 328 | 0.17564 | 0.026346 | 254 | 0.17991 | 0.017991 | 1703 | 0.17435 | 0.026152 | 1 | 0.042882 | 0.0085763 | 0 | 0 | 0 | 0 | 0 | 0 | 19.765 | 0.25987 | 0.025987 | 217.6002 | 0.0089729 | 0.00044864 | 0.1055 | 1030 | 0.1055 | 0 | 1030
031000098 | 3 | Holiday Park North Drainage Study Update | Area 2 | 90000 | No | 0 | 0 | 117 | 0.062653 | 0.0093979 | 112 | 0.07933 | 0.007933 | 471 | 0.048219 | 0.0072328 | 1 | 0.042882 | 0.0085763 | 4 | 0.23028 | 0.046056 | 0 | 0 | 0 | 3.0204 | 0.039713 | 0.0039713 | 65.0501 | 0.0026824 | 0.00013412 | 0.083302 | 1125 | 0.083302 | 0 | 1125
031000103 | 3 | Brentwood Place-Two Worlds-Apollo East Park Village Drainage Study Update | Area 8 | 50000 | No | 0 | 0 | 117 | 0.062653 | 0.0093979 | 112 | 0.07933 | 0.007933 | 471 | 0.048219 | 0.0072328 | 1 | 0.042882 | 0.0085763 | 4 | 0.23028 | 0.046056 | 0 | 0 | 0 | 3.0204 | 0.039713 | 0.0039713 | 65.0501 | 0.0026824 | 0.00013412 | 0.083302 | 1125 | 0.083302 | 0 | 1126
031000111 | 3 | Camelot Drainage Study Update | Area 16 | 50000 | No | 0 | 0 | 117 | 0.062653 | 0.0093979 | 112 | 0.07933 | 0.007933 | 471 | 0.048219 | 0.0072328 | 1 | 0.042882 | 0.0085763 | 4 | 0.23028 | 0.046056 | 0 | 0 | 0 | 3.0204 | 0.039713 | 0.0039713 | 65.0501 | 0.0026824 | 0.00013412 | 0.083302 | 1125 | 0.083302 | 0 | 1127
111000038 | 11 | City of Martindale Drainage Improvements Study | Study of solutions to upgrade undersized stormwater drains and culverts. | 100000 | No | 0 | 0 | 196 | 0.10496 | 0.015743 | 167 | 0.11829 | 0.011829 | 550 | 0.056306 | 0.008446 | 1 | 0.042882 | 0.0085763 | 3 | 0.17271 | 0.034542 | 0 | 0 | 0 | 5.525 | 0.072644 | 0.0072644 | 52.7375 | 0.0021747 | 0.00010873 | 0.08651 | 1108 | 0.08651 | 0 | 1108
131000053 | 13 | Las Animas Conveyance Infrastructure | Channel improvements to system near Las Animas Creek to improve conveyance - Upsize culverts on Palacios St and S Benavides St - Improve conveyance capacity under bridges on HWY 359 and HWY 339 - Procurement of easements and rights-of-ways | 150000 | Yes | 100 | 0 | 89 | 0.047659 | 0.0071488 | 58 | 0.041082 | 0.0041082 | 239 | 0.024468 | 0.0036702 | 6 | 0.25729 | 0.051458 | 0 | 0 | 0 | 23 | 0.24183 | 0.012091 | 2.5332 | 0.033307 | 0.0033307 | 3.197 | 0.00013183 | 6.5915e-06 | 0.081814 | 1131 | 0.081814 | 0 | 1131
131000054 | 13 | Benavides Main City Network | Improvements to the Drainage System in Central Benavides | 150000 | Yes | 100 | 0 | 89 | 0.047659 | 0.0071488 | 58 | 0.041082 | 0.0041082 | 239 | 0.024468 | 0.0036702 | 6 | 0.25729 | 0.051458 | 0 | 0 | 0 | 23 | 0.24183 | 0.012091 | 2.5332 | 0.033307 | 0.0033307 | 3.197 | 0.00013183 | 6.5915e-06 | 0.081814 | 1131 | 0.081814 | 0 | 1132
051000122 | 5 | Tevis Diversion | H&H study to identify alternatives for a diversion to the Neches River. | 100000 | Yes | 100 | 0 | 300 | 0.16065 | 0.024097 | 256 | 0.18133 | 0.018133 | 1721 | 0.17619 | 0.026428 | 1 | 0.042882 | 0.0085763 | 0 | 0 | 0 | 0 | 0 | 0 | 8.7262 | 0.11473 | 0.011473 | 0 | 0 | 0 | 0.088708 | 1093 | 0.088708 | 0 | 1093
051000050 | 5 | City of Silsbee Master Drainage Plan | Perform H&H modeling to identify and define flood risk, develop conceptual alternatives to reduce flood risk, develop OPCC for conceptual alternatives, and rank projects. Conceptual alternatives should evaluate feasibility of nature based solutions. | 320000 | Yes | 100 | 0 | 88 | 0.047123 | 0.0070685 | 68 | 0.048165 | 0.0048165 | 778 | 0.079648 | 0.011947 | 2 | 0.085763 | 0.017153 | 3 | 0.17271 | 0.034542 | 3 | 0.031542 | 0.0015771 | 2.2305 | 0.029327 | 0.0029327 | 1.2106 | 4.9921e-05 | 2.496e-06 | 0.080039 | 1136 | 0.080039 | 0 | 1136
101000080 | 10 | Community Evacuation Plan | Community Evacuation Plan | 25000 | No | 0 | 0 | 321 | 0.17189 | 0.025784 | 255 | 0.18062 | 0.018062 | 562 | 0.057535 | 0.0086302 | 0 | 0 | 0 | 2 | 0.11514 | 0.023028 | 0 | 0 | 0 | 2.4765 | 0.032562 | 0.0032562 | 422.6857 | 0.01743 | 0.00087148 | 0.079632 | 1137 | 0.079632 | 0 | 1137
031000225 | 3 | Parker Rd - Hardrock Rd | Study update - Storm Drain Improvements; Estimated construction cost of $5,760,800 | 288000 | No | 0 | 0 | 165 | 0.088356 | 0.013253 | 156 | 0.1105 | 0.01105 | 2782 | 0.28481 | 0.042721 | 1 | 0.042882 | 0.0085763 | 0 | 0 | 0 | 0 | 0 | 0 | 5.6546 | 0.074348 | 0.0074348 | 265.2575 | 0.010938 | 0.0005469 | 0.083582 | 1123 | 0.083582 | 0 | 1123
031000232 | 3 | Shady Grove Rd | Study update - Storm Drain Improvements; Estimated construction cost of $6,737,200 | 337000 | No | 0 | 0 | 165 | 0.088356 | 0.013253 | 156 | 0.1105 | 0.01105 | 2782 | 0.28481 | 0.042721 | 1 | 0.042882 | 0.0085763 | 0 | 0 | 0 | 0 | 0 | 0 | 5.6546 | 0.074348 | 0.0074348 | 265.2575 | 0.010938 | 0.0005469 | 0.083582 | 1123 | 0.083582 | 0 | 1124
081001005 | 8 | Lynndale Acres Ph 2: Old Hearne and McHaney Street | A study of the drainage area is needed to assess and propose improvements to reduce flooding in the area. As part of this study, alternatives should be recommended. | 73000 | No | 0 | 0 | 98 | 0.052478 | 0.0078717 | 92 | 0.065164 | 0.0065164 | 225 | 0.023034 | 0.0034552 | 0 | 0 | 0 | 4 | 0.23028 | 0.046056 | 23 | 0.24183 | 0.012091 | 1.372 | 0.018039 | 0.0018039 | 0.32239 | 1.3294e-05 | 6.6471e-07 | 0.077796 | 1139 | 0.077796 | 0 | 1139
091000067 | 9 | Reagan County FEMA Mapping | Create FEMA Mapping in previously unmapped areas | 998000 | No | 0 | 0 | 161 | 0.086214 | 0.012932 | 79 | 0.055956 | 0.0055956 | 167 | 0.017097 | 0.0025645 | 0 | 0 | 0 | 2 | 0.11514 | 0.023028 | 0 | 0 | 0 | 38.9132 | 0.51164 | 0.051164 | 15439.3672 | 0.63665 | 0.031833 | 0.12712 | 964 | 0.12712 | 0 | 964
091000066 | 9 | Reagan County DMP | Create Drainage Master Plan, including evaluation of potential mitigation projects. | 500000 | No | 0 | 0 | 161 | 0.086214 | 0.012932 | 79 | 0.055956 | 0.0055956 | 167 | 0.017097 | 0.0025645 | 0 | 0 | 0 | 2 | 0.11514 | 0.023028 | 0 | 0 | 0 | 38.9132 | 0.51164 | 0.051164 | 15439.3672 | 0.63665 | 0.031833 | 0.12712 | 964 | 0.12712 | 0 | 965
091000068 | 9 | Reagan County GIS Development | Develop a GIS inventory of stormwater infrastructure | 100000 | No | 0 | 0 | 161 | 0.086214 | 0.012932 | 79 | 0.055956 | 0.0055956 | 167 | 0.017097 | 0.0025645 | 0 | 0 | 0 | 2 | 0.11514 | 0.023028 | 0 | 0 | 0 | 38.9132 | 0.51164 | 0.051164 | 15439.3672 | 0.63665 | 0.031833 | 0.12712 | 964 | 0.12712 | 0 | 966
061000064 | 6 | Mustang Bayou Middle Segment | Further study including Atlas 14 rainfall incorporation and Benefit Cost Analysis of proposed channel modifications included in the City of Pearland master drainage plan. | 1212000 | No | 0 | 0 | 257 | 0.13762 | 0.020643 | 202 | 0.14308 | 0.014308 | 2051 | 0.20997 | 0.031496 | 1 | 0.042882 | 0.0085763 | 0 | 0 | 0 | 0 | 0 | 0 | 5.6158 | 0.073838 | 0.0073838 | 39.2909 | 0.0016202 | 8.1009e-05 | 0.082488 | 1128 | 0.082488 | 0 | 1128
151000069 | 15 | Weslaco Stormwater Improvement Plan - Westgate Drive and Sugar Cane Drive | Construction of two detention ponds, 11 acres near Clecker-Heald Elementary School and 8 acres behind the commercial properties north of Interstate 2, approximately 4,500 LF of channel widening connecting the two ponds, addition of a new 42-inch reinforc | 1664860 | Yes | 100 | 0 | 0 | 0 | 0 | 423 | 0.29961 | 0.029961 | 2931 | 0.30006 | 0.045009 | 0 | 0 | 0 | 0 | 0 | 0 | 0 | 0 | 0 | 30.1522 | 0.39645 | 0.039645 | 0 | 0 | 0 | 0.11462 | 1002 | 0.11462 | 0 | 1002
091000063 | 9 | Nolan County FEMA Mapping | Update existing FEMA Mapping | 924000 | No | 0 | 0 | 90 | 0.048194 | 0.0072291 | 16 | 0.011333 | 0.0011333 | 22 | 0.0022523 | 0.00033784 | 0 | 0 | 0 | 5 | 0.28785 | 0.057571 | 0 | 0 | 0 | 20.9512 | 0.27547 | 0.027547 | 4147.8193 | 0.17104 | 0.0085519 | 0.10237 | 1044 | 0.10237 | 0 | 1044
091000062 | 9 | Nolan County DMP | Create Drainage Master Plan, including evaluation of potential mitigation projects. | 500000 | No | 0 | 0 | 90 | 0.048194 | 0.0072291 | 16 | 0.011333 | 0.0011333 | 22 | 0.0022523 | 0.00033784 | 0 | 0 | 0 | 5 | 0.28785 | 0.057571 | 0 | 0 | 0 | 20.9512 | 0.27547 | 0.027547 | 4147.8193 | 0.17104 | 0.0085519 | 0.10237 | 1044 | 0.10237 | 0 | 1045
091000064 | 9 | Nolan County GIS Development | Develop a GIS inventory of stormwater infrastructure | 100000 | No | 0 | 0 | 90 | 0.048194 | 0.0072291 | 16 | 0.011333 | 0.0011333 | 22 | 0.0022523 | 0.00033784 | 0 | 0 | 0 | 5 | 0.28785 | 0.057571 | 0 | 0 | 0 | 20.9512 | 0.27547 | 0.027547 | 4147.8193 | 0.17104 | 0.0085519 | 0.10237 | 1044 | 0.10237 | 0 | 1046
091000065 | 9 | Nolan County Buyout Program Study | Proposed evaluation of potential buyout project for repetitive loss properties in Nolan County. | 100000 | No | 0 | 0 | 90 | 0.048194 | 0.0072291 | 16 | 0.011333 | 0.0011333 | 22 | 0.0022523 | 0.00033784 | 0 | 0 | 0 | 5 | 0.28785 | 0.057571 | 0 | 0 | 0 | 20.9512 | 0.27547 | 0.027547 | 4147.8193 | 0.17104 | 0.0085519 | 0.10237 | 1044 | 0.10237 | 0 | 1047
081001023 | 8 | Study Wickson Creek for Floodplain/Floodway from FM 974 to Navasota River | Study of Wickerson Creek to determine flood risk. | 436000 | No | 0 | 0 | 52 | 0.027846 | 0.0041768 | 45 | 0.031874 | 0.0031874 | 65 | 0.0066544 | 0.00099816 | 0 | 0 | 0 | 4 | 0.23028 | 0.046056 | 25 | 0.26285 | 0.013143 | 5.2307 | 0.068775 | 0.0068775 | 3488.6399 | 0.14386 | 0.0071928 | 0.081632 | 1133 | 0.081632 | 0 | 1133
031000023 | 3 | Limestone County FEMA Mapping | Create FEMA mapping in previously unmapped areas and update existing FEMA maps as needed. | 1272000 | No | 0 | 0 | 62 | 0.033201 | 0.0049801 | 33 | 0.023374 | 0.0023374 | 53 | 0.0054259 | 0.00081388 | 1 | 0.042882 | 0.0085763 | 3 | 0.17271 | 0.034542 | 0 | 0 | 0 | 12.8761 | 0.1693 | 0.01693 | 10683.7402 | 0.44055 | 0.022027 | 0.090207 | 1089 | 0.090207 | 0 | 1089
101000067 | 10 | Various Streets - Install Flood Early Warning System | Local Flood Warning System | 50000 | No | 0 | 0 | 51 | 0.02731 | 0.0040965 | 4 | 0.0028332 | 0.00028332 | 49 | 0.0050164 | 0.00075246 | 0 | 0 | 0 | 4 | 0.23028 | 0.046056 | 0 | 0 | 0 | 0.19601 | 0.0025772 | 0.00025772 | 10644.2568 | 0.43892 | 0.021946 | 0.073393 | 1170 | 0.073393 | 0 | 1170
031000126 | 3 | Wheeler Creek Channelization Study | Evaluate channelization of Wheeler Creek to reduce flooding in the west side of town. | 125000 | No | 0 | 0 | 347 | 0.18582 | 0.027872 | 269 | 0.19053 | 0.019053 | 665 | 0.06808 | 0.010212 | 0 | 0 | 0 | 1 | 0.057571 | 0.011514 | 0 | 0 | 0 | 13.1664 | 0.17311 | 0.017311 | 2058.0459 | 0.084865 | 0.0042432 | 0.090206 | 1090 | 0.090206 | 0 | 1090
151000073 | 15 | Precinct 4 MDP - Risk Area C at FM 2812 & FM 493 | Channel Improvements (Widening & Regrading) to Existing J-01 Drain with approximately 1.5 miles of proposed improvements. Channel Improvements (Channel Maintenance & Flowline Regrading) to Existing DA-1 Ext. Drain with approximately 0.4 miles of proposed | 1183050 | Yes | 100 | 0 | 0 | 0 | 0 | 273 | 0.19337 | 0.019337 | 1167 | 0.11947 | 0.017921 | 0 | 0 | 0 | 3 | 0.17271 | 0.034542 | 0 | 0 | 0 | 44.4282 | 0.58415 | 0.058415 | 0 | 0 | 0 | 0.13021 | 952 | 0.13021 | 0 | 952
031000310 | 3 | Rawlins Creek at Dowdy Ferry Road | Evaluate bridge improvements for Dowdy Ferry Road over Rawlins Creek | 250000 | No | 0 | 0 | 29 | 0.015529 | 0.0023294 | 27 | 0.019124 | 0.0019124 | 61 | 0.0062449 | 0.00093673 | 1 | 0.042882 | 0.0085763 | 5 | 0.28785 | 0.057571 | 0 | 0 | 0 | 1.1459 | 0.015066 | 0.0015066 | 81.6423 | 0.0033666 | 0.00016833 | 0.073 | 1172 | 0.073 | 0 | 1172
031000311 | 3 | Rawlins Creek at IH 45 | Evaluate bridge improvements for IH 45 over Rawlins Creek | 250000 | No | 0 | 0 | 29 | 0.015529 | 0.0023294 | 27 | 0.019124 | 0.0019124 | 61 | 0.0062449 | 0.00093673 | 1 | 0.042882 | 0.0085763 | 5 | 0.28785 | 0.057571 | 0 | 0 | 0 | 1.1459 | 0.015066 | 0.0015066 | 81.6423 | 0.0033666 | 0.00016833 | 0.073 | 1172 | 0.073 | 0 | 1173
031000312 | 3 | Rawlins Creek at Main Street | Evaluate bridge improvements for Main Street over Rawlins Creek | 250000 | No | 0 | 0 | 29 | 0.015529 | 0.0023294 | 27 | 0.019124 | 0.0019124 | 61 | 0.0062449 | 0.00093673 | 1 | 0.042882 | 0.0085763 | 5 | 0.28785 | 0.057571 | 0 | 0 | 0 | 1.1459 | 0.015066 | 0.0015066 | 81.6423 | 0.0033666 | 0.00016833 | 0.073 | 1172 | 0.073 | 0 | 1174
031000315 | 3 | Stream 4B4 at Austin Street | Evaluate culvert improvements for Austin Street over Stream 4B4 | 250000 | No | 0 | 0 | 29 | 0.015529 | 0.0023294 | 27 | 0.019124 | 0.0019124 | 61 | 0.0062449 | 0.00093673 | 1 | 0.042882 | 0.0085763 | 5 | 0.28785 | 0.057571 | 0 | 0 | 0 | 1.1459 | 0.015066 | 0.0015066 | 81.6423 | 0.0033666 | 0.00016833 | 0.073 | 1172 | 0.073 | 0 | 1175
031000316 | 3 | Stream 4B4 at Crestridge Drive | Evaluate culvert improvements for Crestridge Drive over Stream 4B4 | 250000 | No | 0 | 0 | 29 | 0.015529 | 0.0023294 | 27 | 0.019124 | 0.0019124 | 61 | 0.0062449 | 0.00093673 | 1 | 0.042882 | 0.0085763 | 5 | 0.28785 | 0.057571 | 0 | 0 | 0 | 1.1459 | 0.015066 | 0.0015066 | 81.6423 | 0.0033666 | 0.00016833 | 0.073 | 1172 | 0.073 | 0 | 1176
031000317 | 3 | Stream 4B4 at Denton Street | Evaluate culvert improvements for Denton Street over Stream 4B4 | 250000 | No | 0 | 0 | 29 | 0.015529 | 0.0023294 | 27 | 0.019124 | 0.0019124 | 61 | 0.0062449 | 0.00093673 | 1 | 0.042882 | 0.0085763 | 5 | 0.28785 | 0.057571 | 0 | 0 | 0 | 1.1459 | 0.015066 | 0.0015066 | 81.6423 | 0.0033666 | 0.00016833 | 0.073 | 1172 | 0.073 | 0 | 1177
081000671 | 8 | Tract North of Carson Crossing | Channel and crossing improvements along Trib D feeding into County Club Lake. | 214000 | No | 0 | 0 | 72 | 0.038555 | 0.0057833 | 30 | 0.021249 | 0.0021249 | 201 | 0.020577 | 0.0030866 | 1 | 0.042882 | 0.0085763 | 4 | 0.23028 | 0.046056 | 11 | 0.11566 | 0.0057828 | 1.5376 | 0.020217 | 0.0020217 | 0.30883 | 1.2735e-05 | 6.3674e-07 | 0.073433 | 1169 | 0.073433 | 0 | 1169
151000032 | 15 | Edwards County | Develop Flood risk maps for the county of Edwards and develop CIP | 250000 | Yes | 100 | 0 | 0 | 0 | 0 | 27 | 0.019124 | 0.0019124 | 9 | 0.00092138 | 0.00013821 | 0 | 0 | 0 | 6 | 0.34542 | 0.069085 | 0 | 0 | 0 | 44.9768 | 0.59136 | 0.059136 | 0 | 0 | 0 | 0.13027 | 948 | 0.13027 | 0 | 948
011000064 | 1 | Clarendon City Drainage Master Plan | Perform H&H modeling, develop conceptual alternatives and OPCC, and rank projects; selected based on the needs analysis and survey responses reporting issues with rivers, creeks, tributaries, and functioning floodplains and playa lakes. | 250000 | No | 0 | 0 | 128 | 0.068543 | 0.010281 | 7 | 0.0049581 | 0.00049581 | 436 | 0.044636 | 0.0066953 | 2 | 0.085763 | 0.017153 | 3 | 0.17271 | 0.034542 | 3 | 0.031542 | 0.0015771 | 8.8058 | 0.11578 | 0.011578 | 7.4995 | 0.00030925 | 1.5462e-05 | 0.082338 | 1129 | 0.082338 | 0 | 1129
011000102 | 1 | City of Clarendon GIS Development | Develop GIS inventory and condition assessment for flood infrastructure; selected based on survey response | 50000 | No | 0 | 0 | 128 | 0.068543 | 0.010281 | 7 | 0.0049581 | 0.00049581 | 436 | 0.044636 | 0.0066953 | 2 | 0.085763 | 0.017153 | 3 | 0.17271 | 0.034542 | 3 | 0.031542 | 0.0015771 | 8.8058 | 0.11578 | 0.011578 | 7.4995 | 0.00030925 | 1.5462e-05 | 0.082338 | 1129 | 0.082338 | 0 | 1130
061000272 | 6 | City of Patton Village Master Drainage Plan | Study to develop Master Drainage Plan using future and existing land use and flood/storm water drainage needs including Atlas 14 rainfall. | 200000 | Yes | 100 | 0 | 441 | 0.23615 | 0.035423 | 374 | 0.26491 | 0.026491 | 537 | 0.054976 | 0.0082463 | 0 | 0 | 0 | 0 | 0 | 0 | 0 | 0 | 0 | 14.4262 | 0.18968 | 0.018968 | 4.0972 | 0.00016895 | 8.4475e-06 | 0.089136 | 1092 | 0.089136 | 0 | 1092
021000029 | 2 | Red River Levee and Navigation System | Study flood mitigation benefits of a levee and navigation system on the Lower Red, based on planning by USACE | 4000000 | No | 0 | 0 | 154 | 0.082466 | 0.01237 | 45 | 0.031874 | 0.0031874 | 193 | 0.019758 | 0.0029638 | 1 | 0.042882 | 0.0085763 | 1 | 0.057571 | 0.011514 | 0 | 0 | 0 | 25.9186 | 0.34078 | 0.034078 | 15299.8984 | 0.6309 | 0.031545 | 0.10423 | 1039 | 0.10423 | 0 | 1039
131000063 | 13 | Lattas Creek Improvements | Concrete line Lattas Creek to improved drainage capacity. | 150000 | Yes | 100 | 0 | 72 | 0.038555 | 0.0057833 | 33 | 0.023374 | 0.0023374 | 172 | 0.017609 | 0.0026413 | 0 | 0 | 0 | 3 | 0.17271 | 0.034542 | 47 | 0.49416 | 0.024708 | 2.9282 | 0.038501 | 0.0038501 | 63.0211 | 0.0025987 | 0.00012994 | 0.073993 | 1165 | 0.073993 | 0 | 1165
051000081 | 5 | City of Silsbee Easy Street Drainage Improvements | H&H study to locate roadways prone to flooding and identify alternatives to improve drainage. | 50000 | Yes | 100 | 0 | 135 | 0.072291 | 0.010844 | 96 | 0.067997 | 0.0067997 | 266 | 0.027232 | 0.0040848 | 0 | 0 | 0 | 4 | 0.23028 | 0.046056 | 4 | 0.042057 | 0.0021028 | 2.8015 | 0.036834 | 0.0036834 | 3.7084 | 0.00015292 | 7.646e-06 | 0.073579 | 1166 | 0.073579 | 0 | 1166
011000121 | 1 | West Amarillo Creek Project Planning - Partridge/Cloud Crest Channel Reach (City of Amarillo) | Evaluate project to quantify benefits, evaluate impacts and begin design. Improvements to West Amarillo Creek Study Area - Partridge/Cloud Crest Channel Reach. Project identified from 2019 Amarillo DMP. | 250000 | No | 0 | 0 | 48 | 0.025704 | 0.0038555 | 37 | 0.026207 | 0.0026207 | 1974 | 0.20209 | 0.030313 | 1 | 0.042882 | 0.0085763 | 2 | 0.11514 | 0.023028 | 2 | 0.021028 | 0.0010514 | 4.9524 | 0.065115 | 0.0065115 | 187.6237 | 0.0077368 | 0.00038684 | 0.076344 | 1148 | 0.076344 | 0 | 1148
011000122 | 1 | Quail Creek Channel from Plum Creek Storm Channel Reach (City of Amarillo) | Evaluate project to quantify benefits, evaluate impacts and begin design. Improvements to Quail Creek Channel from Plum Creek Storm Channel Reach. Project identified from 2019 Amarillo DMP. | 250000 | No | 0 | 0 | 48 | 0.025704 | 0.0038555 | 37 | 0.026207 | 0.0026207 | 1974 | 0.20209 | 0.030313 | 1 | 0.042882 | 0.0085763 | 2 | 0.11514 | 0.023028 | 2 | 0.021028 | 0.0010514 | 4.9524 | 0.065115 | 0.0065115 | 187.6237 | 0.0077368 | 0.00038684 | 0.076344 | 1148 | 0.076344 | 0 | 1149
011000128 | 1 | West Amarillo Creek Project Planning - Wolfin Avenue Channel Reach (City of Amarillo) | Evaluate project to quantify benefits, evaluate impacts and begin design. Improvements include additional RCPs, installing concrete boxes, improving channel, and installing RCP with inlet and outlet structure. Project identified from 2019 Amarillo DMP. | 250000 | No | 0 | 0 | 48 | 0.025704 | 0.0038555 | 37 | 0.026207 | 0.0026207 | 1974 | 0.20209 | 0.030313 | 1 | 0.042882 | 0.0085763 | 2 | 0.11514 | 0.023028 | 2 | 0.021028 | 0.0010514 | 4.9524 | 0.065115 | 0.0065115 | 187.6237 | 0.0077368 | 0.00038684 | 0.076344 | 1148 | 0.076344 | 0 | 1150
011000139 | 1 | West Amarillo Creek Project Planning - AISD/B I-40/MediPark (City of Amarillo) | Evaluate project to quantify benefits, evaluate impacts and begin design. Improvements to West Amarillo Creek Study Area - AISD/B I-40/MediPark. Project identified from 2019 Amarillo DMP. | 250000 | No | 0 | 0 | 48 | 0.025704 | 0.0038555 | 37 | 0.026207 | 0.0026207 | 1974 | 0.20209 | 0.030313 | 1 | 0.042882 | 0.0085763 | 2 | 0.11514 | 0.023028 | 2 | 0.021028 | 0.0010514 | 4.9524 | 0.065115 | 0.0065115 | 187.6237 | 0.0077368 | 0.00038684 | 0.076344 | 1148 | 0.076344 | 0 | 1151
011000176 | 1 | Tributary to West Amarillo Creek Watershed Study (City of Amarillo) | Perform H&H modeling, develop conceptual alternatives and OPCC, and rank projects. Marked as high priority in 2019 Amarillo DMP | 1000000 | No | 0 | 0 | 48 | 0.025704 | 0.0038555 | 37 | 0.026207 | 0.0026207 | 1974 | 0.20209 | 0.030313 | 1 | 0.042882 | 0.0085763 | 2 | 0.11514 | 0.023028 | 2 | 0.021028 | 0.0010514 | 4.9524 | 0.065115 | 0.0065115 | 187.6237 | 0.0077368 | 0.00038684 | 0.076344 | 1148 | 0.076344 | 0 | 1152
061000202 | 6 | Little Cypress Creek - L113-00-00 | Further study of Flood Risk Reduction need identified through the HCFCD 'Watershed Planning Tool' to determine channel modifications needed to restore/improve channel conveyance including Atlas 14 rainfall. | 300000 | No | 0 | 0 | 182 | 0.09746 | 0.014619 | 162 | 0.11475 | 0.011475 | 472 | 0.048321 | 0.0072482 | 0 | 0 | 0 | 3 | 0.17271 | 0.034542 | 3 | 0.031542 | 0.0015771 | 3.9016 | 0.051299 | 0.0051299 | 7.9765 | 0.00032891 | 1.6446e-05 | 0.074607 | 1159 | 0.074607 | 0 | 1159
061000220 | 6 | Buffalo Bayou - W130-00-00 | Further study of Flood Risk Reduction need identified through the HCFCD 'Watershed Planning Tool' to determine channel modifications needed to restore/improve channel conveyance including Atlas 14 rainfall. | 100000 | No | 0 | 0 | 27 | 0.014458 | 0.0021687 | 15 | 0.010625 | 0.0010625 | 4290 | 0.43919 | 0.065879 | 0 | 0 | 0 | 0 | 0 | 0 | 0 | 0 | 0 | 0.66521 | 0.0087464 | 0.00087464 | 0.24012 | 9.9016e-06 | 4.9508e-07 | 0.069985 | 1191 | 0.069985 | 0 | 1191
031000259 | 3 | Long Branch Channel Improvements (Dewitt to Ingram) | Channel improvements to replace a failed headwall and reduce erosive velocities. Sewer line relocation to protect against potential failure due to erosion. | 100000 | No | 0 | 0 | 59 | 0.031594 | 0.0047391 | 51 | 0.036124 | 0.0036124 | 171 | 0.017506 | 0.0026259 | 0 | 0 | 0 | 5 | 0.28785 | 0.057571 | 0 | 0 | 0 | 1.6876 | 0.022189 | 0.0022189 | 211.2356 | 0.0087104 | 0.00043552 | 0.071202 | 1181 | 0.071202 | 0 | 1181
031000258 | 3 | Jackson Meadows Pond Erosion Control | Erosion control measures around three pond headwalls to decrease flow velocity. | 100000 | No | 0 | 0 | 59 | 0.031594 | 0.0047391 | 51 | 0.036124 | 0.0036124 | 171 | 0.017506 | 0.0026259 | 0 | 0 | 0 | 5 | 0.28785 | 0.057571 | 0 | 0 | 0 | 1.6876 | 0.022189 | 0.0022189 | 211.2356 | 0.0087104 | 0.00043552 | 0.071202 | 1181 | 0.071202 | 0 | 1182
031000056 | 3 | City of Argyle DMP | Evaluate City and identify future projects. | 250000 | No | 0 | 0 | 57 | 0.030523 | 0.0045785 | 38 | 0.026916 | 0.0026916 | 1309 | 0.13401 | 0.020101 | 2 | 0.085763 | 0.017153 | 2 | 0.11514 | 0.023028 | 0 | 0 | 0 | 1.9658 | 0.025846 | 0.0025846 | 457.3423 | 0.018859 | 0.00094294 | 0.07108 | 1183 | 0.07108 | 0 | 1183
061000208 | 6 | San Jacinto River - G103-33-04 | Further study of Flood Risk Reduction need identified through the HCFCD 'Watershed Planning Tool' to determine channel modifications needed to restore/improve channel conveyance including Atlas 14 rainfall. | 100000 | No | 0 | 0 | 248 | 0.1328 | 0.01992 | 221 | 0.15654 | 0.015654 | 1580 | 0.16175 | 0.024263 | 1 | 0.042882 | 0.0085763 | 0 | 0 | 0 | 0 | 0 | 0 | 3.7374 | 0.04914 | 0.004914 | 0 | 0 | 0 | 0.073327 | 1171 | 0.073327 | 0 | 1171
121000085 | 12 | Damage Center 9- Alazan Creek | severe flooding upstream of South Colorado Street, where the majority of the buildings flood during the 10&50 yr. Channel improvments | 65623976 | Yes | 100 | 0 | 237 | 0.12691 | 0.019037 | 168 | 0.119 | 0.0119 | 615 | 0.062961 | 0.0094441 | 1 | 0.042882 | 0.0085763 | 0 | 0 | 0 | 37 | 0.38902 | 0.019451 | 3.9 | 0.051278 | 0.0051278 | 0.079213 | 3.2664e-06 | 1.6332e-07 | 0.073536 | 1167 | 0.073536 | 0 | 1167
061000395 | 6 | Halls Bayou - Right-Of-Way, Design, and Construction of Channel Conveyance Improvements on P118-09-00 | Develop BCA to become a FMP. Part of Halls Ahead Bond Implementation Program, could reduce flood risk for 80+ structures, size of the floodplain by 30+ acres & frequency & duration of flooding of up to half a mile of roadway in an Atlas 14 1% event. | 30000 | No | 0 | 0 | 260 | 0.13923 | 0.020884 | 211 | 0.14945 | 0.014945 | 446 | 0.045659 | 0.0068489 | 3 | 0.12864 | 0.025729 | 0 | 0 | 0 | 0 | 0 | 0 | 4.3908 | 0.057732 | 0.0057732 | 0.19472 | 8.0294e-06 | 4.0147e-07 | 0.074181 | 1163 | 0.074181 | 0 | 1163
061000060 | 6 | Hickory Slough Middle Segment | Further study including Atlas 14 rainfall incorporation and Benefit Cost Analysis of proposed channel modifications included in the City of Pearland master drainage plan. | 864000 | No | 0 | 0 | 353 | 0.18903 | 0.028354 | 215 | 0.15229 | 0.015229 | 1596 | 0.16339 | 0.024509 | 0 | 0 | 0 | 0 | 0 | 0 | 0 | 0 | 0 | 4.0868 | 0.053734 | 0.0053734 | 8.2091 | 0.0003385 | 1.6925e-05 | 0.073482 | 1168 | 0.073482 | 0 | 1168
031000099 | 3 | Buhler, Cresthaven, Madewell & Maryland Drainage Study Update | Area 4 | 132000 | No | 0 | 0 | 40 | 0.02142 | 0.003213 | 28 | 0.019833 | 0.0019833 | 298 | 0.030508 | 0.0045762 | 0 | 0 | 0 | 5 | 0.28785 | 0.057571 | 0 | 0 | 0 | 1.8676 | 0.024555 | 0.0024555 | 7.3649 | 0.0003037 | 1.5185e-05 | 0.069814 | 1192 | 0.069814 | 0 | 1192
031000100 | 3 | Bellaire Heights Drainage Study Update | Area 5 | 50000 | No | 0 | 0 | 40 | 0.02142 | 0.003213 | 28 | 0.019833 | 0.0019833 | 298 | 0.030508 | 0.0045762 | 0 | 0 | 0 | 5 | 0.28785 | 0.057571 | 0 | 0 | 0 | 1.8676 | 0.024555 | 0.0024555 | 7.3649 | 0.0003037 | 1.5185e-05 | 0.069814 | 1192 | 0.069814 | 0 | 1193
031000102 | 3 | Shorehaven-Garvon-Rosewood Terrace-Garland Heights-Freeman Heights-Range-Cooper-Barger Drainage Study Update | Area 7 | 150000 | No | 0 | 0 | 40 | 0.02142 | 0.003213 | 28 | 0.019833 | 0.0019833 | 298 | 0.030508 | 0.0045762 | 0 | 0 | 0 | 5 | 0.28785 | 0.057571 | 0 | 0 | 0 | 1.8676 | 0.024555 | 0.0024555 | 7.3649 | 0.0003037 | 1.5185e-05 | 0.069814 | 1192 | 0.069814 | 0 | 1194
031000108 | 3 | Curtis Drive Drainage Study Update | Area 13 | 50000 | No | 0 | 0 | 40 | 0.02142 | 0.003213 | 28 | 0.019833 | 0.0019833 | 298 | 0.030508 | 0.0045762 | 0 | 0 | 0 | 5 | 0.28785 | 0.057571 | 0 | 0 | 0 | 1.8676 | 0.024555 | 0.0024555 | 7.3649 | 0.0003037 | 1.5185e-05 | 0.069814 | 1192 | 0.069814 | 0 | 1195
031000112 | 3 | Downtown Drainage Study Update | Area 17 | 150000 | No | 0 | 0 | 40 | 0.02142 | 0.003213 | 28 | 0.019833 | 0.0019833 | 298 | 0.030508 | 0.0045762 | 0 | 0 | 0 | 5 | 0.28785 | 0.057571 | 0 | 0 | 0 | 1.8676 | 0.024555 | 0.0024555 | 7.3649 | 0.0003037 | 1.5185e-05 | 0.069814 | 1192 | 0.069814 | 0 | 1196
031000117 | 3 | Legend Drive Drainage Study Update | Area 22 | 50000 | No | 0 | 0 | 40 | 0.02142 | 0.003213 | 28 | 0.019833 | 0.0019833 | 298 | 0.030508 | 0.0045762 | 0 | 0 | 0 | 5 | 0.28785 | 0.057571 | 0 | 0 | 0 | 1.8676 | 0.024555 | 0.0024555 | 7.3649 | 0.0003037 | 1.5185e-05 | 0.069814 | 1192 | 0.069814 | 0 | 1197
031000281 | 3 | Freeman Heights Drainage Improvements | Implement results from the Garland-Freeman Height Drainage Study. This study identified improvement projects for the storm sewer. | 150000 | No | 0 | 0 | 40 | 0.02142 | 0.003213 | 28 | 0.019833 | 0.0019833 | 298 | 0.030508 | 0.0045762 | 0 | 0 | 0 | 5 | 0.28785 | 0.057571 | 0 | 0 | 0 | 1.8676 | 0.024555 | 0.0024555 | 7.3649 | 0.0003037 | 1.5185e-05 | 0.069814 | 1192 | 0.069814 | 0 | 1198
091000040 | 9 | Glasscock County FEMA Mapping | Create FEMA Mapping in previously unmapped areas | 845000 | No | 0 | 0 | 141 | 0.075504 | 0.011326 | 3 | 0.0021249 | 0.00021249 | 74 | 0.0075758 | 0.0011364 | 0 | 0 | 0 | 0 | 0 | 0 | 0 | 0 | 0 | 33.7581 | 0.44386 | 0.044386 | 26320.959 | 1.0854 | 0.054268 | 0.11133 | 1014 | 0.11133 | 0 | 1014
091000039 | 9 | Glasscock County DMP | Create Drainage Master Plan, including evaluation of potential mitigation projects. | 500000 | No | 0 | 0 | 141 | 0.075504 | 0.011326 | 3 | 0.0021249 | 0.00021249 | 74 | 0.0075758 | 0.0011364 | 0 | 0 | 0 | 0 | 0 | 0 | 0 | 0 | 0 | 33.7581 | 0.44386 | 0.044386 | 26320.959 | 1.0854 | 0.054268 | 0.11133 | 1014 | 0.11133 | 0 | 1015
091000041 | 9 | Glasscock County GIS Development | Develop a GIS inventory of stormwater infrastructure | 100000 | No | 0 | 0 | 141 | 0.075504 | 0.011326 | 3 | 0.0021249 | 0.00021249 | 74 | 0.0075758 | 0.0011364 | 0 | 0 | 0 | 0 | 0 | 0 | 0 | 0 | 0 | 33.7581 | 0.44386 | 0.044386 | 26320.959 | 1.0854 | 0.054268 | 0.11133 | 1014 | 0.11133 | 0 | 1016
131000056 | 13 | Northern San Diego Street Conveyance Improvement | Improvements to street overland drainage system - Curb and gutter replacement - Improve conveyance by road paving and regrading of prioritized streets " | 250000 | Yes | 100 | 0 | 210 | 0.11245 | 0.016868 | 176 | 0.12466 | 0.012466 | 489 | 0.050062 | 0.0075092 | 0 | 0 | 0 | 0 | 0 | 0 | 57 | 0.59931 | 0.029965 | 5.5164 | 0.07253 | 0.007253 | 0.80966 | 3.3387e-05 | 1.6693e-06 | 0.074063 | 1164 | 0.074063 | 0 | 1164
081000942 | 8 | Stream Crossing Upgrades | Upgrade crossings at CR 368, 369, 445, and 424. | 463000 | No | 0 | 0 | 31 | 0.0166 | 0.00249 | 14 | 0.0099163 | 0.00099163 | 34 | 0.0034808 | 0.00052211 | 0 | 0 | 0 | 4 | 0.23028 | 0.046056 | 19 | 0.19977 | 0.0099884 | 3.5756 | 0.047013 | 0.0047013 | 3255.0601 | 0.13422 | 0.0067112 | 0.071461 | 1180 | 0.071461 | 0 | 1180
151000041 | 15 | TX 88 & W Sugar Cane Dr Improvements | Channel Improvements- Ditch 17B2A1, Ditch 17B2A1 Detention West, Local Drainage Improvements ( North of W Sugar Cane West of Ditch17B2A1), Ditch 17B2A1 Detention East, and Local Drainage Improvements (North of W Sugar Cane East of Ditch17B2A1) | 375900 | Yes | 100 | 0 | 0 | 0 | 0 | 405 | 0.28686 | 0.028686 | 2476 | 0.25348 | 0.038022 | 0 | 0 | 0 | 0 | 0 | 0 | 0 | 0 | 0 | 14.3724 | 0.18897 | 0.018897 | 0 | 0 | 0 | 0.085606 | 1113 | 0.085606 | 0 | 1113
021000032 | 2 | Cowhorn Creek East | Extend current H&H study limits to the upstream detention pond. Evaluate existing flooding and develop mitigation actions. | 250000 | No | 0 | 0 | 247 | 0.13227 | 0.01984 | 176 | 0.12466 | 0.012466 | 2180 | 0.22318 | 0.033477 | 0 | 0 | 0 | 0 | 0 | 0 | 0 | 0 | 0 | 8.5003 | 0.11176 | 0.011176 | 1.3836 | 5.7055e-05 | 2.8528e-06 | 0.076962 | 1146 | 0.076962 | 0 | 1146
021000035 | 2 | Cowhorn West Creek | Arroyo Street additional modeling to address flooding | 250000 | No | 0 | 0 | 247 | 0.13227 | 0.01984 | 176 | 0.12466 | 0.012466 | 2180 | 0.22318 | 0.033477 | 0 | 0 | 0 | 0 | 0 | 0 | 0 | 0 | 0 | 8.5003 | 0.11176 | 0.011176 | 1.3836 | 5.7055e-05 | 2.8528e-06 | 0.076962 | 1146 | 0.076962 | 0 | 1147
141000022 | 14 | Develop solutions for flooding near Sierra Blanca | Develop drainage study and stormwater master plan for Sierra Blanca and surrounding ranches with access issues during floods. Develop detailed H&H models and floodplain maps. Evaluate FMP alternatives. | 76000 | No | 0 | 0 | 36 | 0.019278 | 0.0028917 | 13 | 0.009208 | 0.0009208 | 75 | 0.0076781 | 0.0011517 | 0 | 0 | 0 | 4 | 0.23028 | 0.046056 | 28 | 0.2944 | 0.01472 | 7.8068 | 0.10265 | 0.010265 | 5.5287 | 0.00022798 | 1.1399e-05 | 0.076016 | 1153 | 0.076016 | 0 | 1153
061000102 | 6 | Raise Road Surfaces in City of Plum Grove | Further evaluation of road surface elevation. | 35000 | No | 0 | 0 | 363 | 0.19438 | 0.029158 | 267 | 0.18912 | 0.018912 | 589 | 0.060299 | 0.0090449 | 1 | 0.042882 | 0.0085763 | 0 | 0 | 0 | 0 | 0 | 0 | 8.9818 | 0.11809 | 0.011809 | 9.2176 | 0.00038009 | 1.9005e-05 | 0.077519 | 1140 | 0.077519 | 0 | 1140
061000104 | 6 | Sunmeadow Drainage Improvements Phase 2 | Further study of component of 1993 master Drainage Plan Phase 1. Initial phase of project completed in 2005. Upsizing storm sewer system to reduce potential flooding. Include Atlas 14 rainfalls. | 160000 | No | 0 | 0 | 363 | 0.19438 | 0.029158 | 267 | 0.18912 | 0.018912 | 589 | 0.060299 | 0.0090449 | 1 | 0.042882 | 0.0085763 | 0 | 0 | 0 | 0 | 0 | 0 | 8.9818 | 0.11809 | 0.011809 | 9.2176 | 0.00038009 | 1.9005e-05 | 0.077519 | 1140 | 0.077519 | 0 | 1141
061000276 | 6 | City of Plum Grove Master Drainage Plan | Study to develop Master Drainage Plan using future and existing land use and flood/storm water drainage needs including Atlas 14 rainfall. | 230000 | No | 0 | 0 | 363 | 0.19438 | 0.029158 | 267 | 0.18912 | 0.018912 | 589 | 0.060299 | 0.0090449 | 1 | 0.042882 | 0.0085763 | 0 | 0 | 0 | 0 | 0 | 0 | 8.9818 | 0.11809 | 0.011809 | 9.2176 | 0.00038009 | 1.9005e-05 | 0.077519 | 1140 | 0.077519 | 0 | 1142
151000064 | 15 | Weslaco Stormwater Improvement Plan - Pleasantview Drive and 11th Street | Installation of 3,220 LF of new storm drain system consisting of two – 8’ x 4’ RCBs along Mile 3 ½. | 819390 | Yes | 100 | 0 | 0 | 0 | 0 | 155 | 0.10979 | 0.010979 | 2951 | 0.30211 | 0.045316 | 1 | 0.042882 | 0.0085763 | 0 | 0 | 0 | 0 | 0 | 0 | 25.1212 | 0.3303 | 0.03303 | 0 | 0 | 0 | 0.097901 | 1052 | 0.097901 | 0 | 1052
071000010 | 7 | Kent County Initial FEMA Mapping | Create FEMA Mapping in previously unmapped areas | 965000 | No | 0 | 0 | 38 | 0.020349 | 0.0030523 | 3 | 0.0021249 | 0.00021249 | 3 | 0.00030713 | 4.6069e-05 | 1 | 0.042882 | 0.0085763 | 4 | 0.23028 | 0.046056 | 0 | 0 | 0 | 40.5557 | 0.53324 | 0.053324 | 3243.9077 | 0.13376 | 0.0066882 | 0.11796 | 986 | 0.11796 | 0 | 986
071000063 | 7 | Kent County DMP | Evaluate county to identify future projects, analyze roads/stream crossing for emergency response vehicles to high hazard areas | 500000 | No | 0 | 0 | 38 | 0.020349 | 0.0030523 | 3 | 0.0021249 | 0.00021249 | 3 | 0.00030713 | 4.6069e-05 | 1 | 0.042882 | 0.0085763 | 4 | 0.23028 | 0.046056 | 0 | 0 | 0 | 40.5557 | 0.53324 | 0.053324 | 3243.9077 | 0.13376 | 0.0066882 | 0.11796 | 986 | 0.11796 | 0 | 987
071000100 | 7 | Kent County GIS Development | Develop a GIS inventory of stormwater infrastructure | 100000 | No | 0 | 0 | 38 | 0.020349 | 0.0030523 | 3 | 0.0021249 | 0.00021249 | 3 | 0.00030713 | 4.6069e-05 | 1 | 0.042882 | 0.0085763 | 4 | 0.23028 | 0.046056 | 0 | 0 | 0 | 40.5557 | 0.53324 | 0.053324 | 3243.9077 | 0.13376 | 0.0066882 | 0.11796 | 986 | 0.11796 | 0 | 988
071000169 | 7 | Kent County DCM | Consider stormwater criteria for infrastructure and floodplain ordinances to avoid new exposure to flood hazards. | 100000 | No | 0 | 0 | 38 | 0.020349 | 0.0030523 | 3 | 0.0021249 | 0.00021249 | 3 | 0.00030713 | 4.6069e-05 | 1 | 0.042882 | 0.0085763 | 4 | 0.23028 | 0.046056 | 0 | 0 | 0 | 40.5557 | 0.53324 | 0.053324 | 3243.9077 | 0.13376 | 0.0066882 | 0.11796 | 986 | 0.11796 | 0 | 989
071000170 | 7 | Kent Flood Protection Lift Station Program | Raise electrical components of sewage lift stations above the Base Flood Elevation (BFE). | 100000 | No | 0 | 0 | 38 | 0.020349 | 0.0030523 | 3 | 0.0021249 | 0.00021249 | 3 | 0.00030713 | 4.6069e-05 | 1 | 0.042882 | 0.0085763 | 4 | 0.23028 | 0.046056 | 0 | 0 | 0 | 40.5557 | 0.53324 | 0.053324 | 3243.9077 | 0.13376 | 0.0066882 | 0.11796 | 986 | 0.11796 | 0 | 990
031000291 | 3 | Walnut Creek Watershed Study | Study to improve knowledge of flood risks and facilitate the analysis of proposed developments within or adjacent to the floodplain. | 150000 | No | 0 | 0 | 34 | 0.018207 | 0.002731 | 33 | 0.023374 | 0.0023374 | 56 | 0.005733 | 0.00085995 | 0 | 0 | 0 | 5 | 0.28785 | 0.057571 | 0 | 0 | 0 | 0.71596 | 0.0094136 | 0.00094136 | 95.4752 | 0.003937 | 0.00019685 | 0.064637 | 1223 | 0.064637 | 0 | 1223
061000369 | 6 | Cedar Bayou Flood Risk Reduction Study - Property Acquisition in segment from IH-10 to SH 146 along Cedar Bayou (Q100-00-00) | Study to develop a Benefit Cost Analysis needed for this project to become a FMP. Property Acquisition in segment from IH-10 to SH 146 along Cedar Bayou. | 30000 | No | 0 | 0 | 319 | 0.17082 | 0.025623 | 260 | 0.18416 | 0.018416 | 1274 | 0.13043 | 0.019564 | 0 | 0 | 0 | 0 | 0 | 0 | 0 | 0 | 0 | 5.2541 | 0.069082 | 0.0069082 | 25.3285 | 0.0010444 | 5.2222e-05 | 0.070564 | 1188 | 0.070564 | 0 | 1188
051000082 | 5 | City of Vidor Schoolhouse Ditch Alternative B | H&H study to identify alternatives for Schoolhouse Ditch | 100000 | Yes | 100 | 0 | 150 | 0.080324 | 0.012049 | 111 | 0.078622 | 0.0078622 | 471 | 0.048219 | 0.0072328 | 0 | 0 | 0 | 3 | 0.17271 | 0.034542 | 3 | 0.031542 | 0.0015771 | 2.1116 | 0.027764 | 0.0027764 | 0.055413 | 2.285e-06 | 1.1425e-07 | 0.06604 | 1206 | 0.06604 | 0 | 1206
051000083 | 5 | City of Vidor Schoolhouse Ditch Alternative C | H&H study to identify alternatives for Schoolhouse Ditch | 100000 | Yes | 100 | 0 | 150 | 0.080324 | 0.012049 | 111 | 0.078622 | 0.0078622 | 471 | 0.048219 | 0.0072328 | 0 | 0 | 0 | 3 | 0.17271 | 0.034542 | 3 | 0.031542 | 0.0015771 | 2.1116 | 0.027764 | 0.0027764 | 0.055413 | 2.285e-06 | 1.1425e-07 | 0.06604 | 1206 | 0.06604 | 0 | 1207
101000169 | 10 | Backbone Branch Detention Pond | Regional Detention Pond Along Backbone Creek | 150000 | No | 0 | 0 | 172 | 0.092105 | 0.013816 | 120 | 0.084997 | 0.0084997 | 173 | 0.017711 | 0.0026566 | 0 | 0 | 0 | 3 | 0.17271 | 0.034542 | 0 | 0 | 0 | 4.1068 | 0.053996 | 0.0053996 | 1647.465 | 0.067934 | 0.0033967 | 0.068311 | 1201 | 0.068311 | 0 | 1201
081000719 | 8 | Carter's Creek Trib B Improvements | Study to design culvert improvements along Carter's Creek Trib B. | 127000 | No | 0 | 0 | 32 | 0.017136 | 0.0025704 | 25 | 0.017708 | 0.0017708 | 35 | 0.0035831 | 0.00053747 | 0 | 0 | 0 | 4 | 0.23028 | 0.046056 | 22 | 0.23131 | 0.011566 | 1.887 | 0.024811 | 0.0024811 | 2.7483 | 0.00011333 | 5.6665e-06 | 0.064987 | 1219 | 0.064987 | 0 | 1219
131000031 | 13 | Atascosa McMullen Hazard Mitigation Plan - City of Poteet Action #7 | Study and implement findings of study to improve local drainage at Betty Louis and school drive | 38000 | Yes | 100 | 0 | 259 | 0.13869 | 0.020804 | 224 | 0.15866 | 0.015866 | 471 | 0.048219 | 0.0072328 | 0 | 0 | 0 | 0 | 0 | 0 | 35 | 0.36799 | 0.0184 | 4.7368 | 0.062281 | 0.0062281 | 0.75986 | 3.1333e-05 | 1.5667e-06 | 0.068532 | 1200 | 0.068532 | 0 | 1200
031000202 | 3 | Great Southwest Parkway & Pinewood Drive | Study update - Storm Drain Improvements; Estimated construction cost of $3,998,200 | 250000 | No | 0 | 0 | 19 | 0.010174 | 0.0015262 | 17 | 0.012041 | 0.0012041 | 107 | 0.010954 | 0.0016431 | 0 | 0 | 0 | 5 | 0.28785 | 0.057571 | 0 | 0 | 0 | 2.1076 | 0.027711 | 0.0027711 | 7.9479 | 0.00032774 | 1.6387e-05 | 0.064731 | 1221 | 0.064731 | 0 | 1221
031000248 | 3 | South Fork Cottonwood Creek | Evaluate South Fork from Great Southwest to Carrier; Estimated construction cost of $781,200 | 250000 | No | 0 | 0 | 19 | 0.010174 | 0.0015262 | 17 | 0.012041 | 0.0012041 | 107 | 0.010954 | 0.0016431 | 0 | 0 | 0 | 5 | 0.28785 | 0.057571 | 0 | 0 | 0 | 2.1076 | 0.027711 | 0.0027711 | 7.9479 | 0.00032774 | 1.6387e-05 | 0.064731 | 1221 | 0.064731 | 0 | 1222
061000153 | 6 | Downtown Cleveland Drainage Line Installation | Further study of proposed larger drainage lines in downtown Cleveland to reduce flooding. | 50000 | No | 0 | 0 | 261 | 0.13976 | 0.020965 | 133 | 0.094205 | 0.0094205 | 1267 | 0.12971 | 0.019456 | 0 | 0 | 0 | 1 | 0.057571 | 0.011514 | 1 | 0.010514 | 0.00052571 | 27.3291 | 0.35933 | 0.035933 | 28.8785 | 0.0011908 | 5.9541e-05 | 0.097874 | 1053 | 0.097874 | 0 | 1053
061000161 | 6 | City of North Cleveland Engineering Study | Study to identify drainage improvements in the City of North Cleveland. | 400000 | No | 0 | 0 | 261 | 0.13976 | 0.020965 | 133 | 0.094205 | 0.0094205 | 1267 | 0.12971 | 0.019456 | 0 | 0 | 0 | 1 | 0.057571 | 0.011514 | 1 | 0.010514 | 0.00052571 | 27.3291 | 0.35933 | 0.035933 | 28.8785 | 0.0011908 | 5.9541e-05 | 0.097874 | 1053 | 0.097874 | 0 | 1054
061000162 | 6 | Elevation of Bridge Road in City of North Cleveland | Further study to elevate Bridge road. | 120000 | No | 0 | 0 | 261 | 0.13976 | 0.020965 | 133 | 0.094205 | 0.0094205 | 1267 | 0.12971 | 0.019456 | 0 | 0 | 0 | 1 | 0.057571 | 0.011514 | 1 | 0.010514 | 0.00052571 | 27.3291 | 0.35933 | 0.035933 | 28.8785 | 0.0011908 | 5.9541e-05 | 0.097874 | 1053 | 0.097874 | 0 | 1055
061000167 | 6 | City of Cleveland Drainage Improvements | Further study of proposed city of cleveland drainage improvements. | 410000 | No | 0 | 0 | 261 | 0.13976 | 0.020965 | 133 | 0.094205 | 0.0094205 | 1267 | 0.12971 | 0.019456 | 0 | 0 | 0 | 1 | 0.057571 | 0.011514 | 1 | 0.010514 | 0.00052571 | 27.3291 | 0.35933 | 0.035933 | 28.8785 | 0.0011908 | 5.9541e-05 | 0.097874 | 1053 | 0.097874 | 0 | 1056
061000229 | 6 | City of Cleveland Master Drainage Plan | Study to develop Master Drainage Plan using future and existing land use and flood/storm water drainage needs including Atlas 14 rainfall. | 400000 | No | 0 | 0 | 261 | 0.13976 | 0.020965 | 133 | 0.094205 | 0.0094205 | 1267 | 0.12971 | 0.019456 | 0 | 0 | 0 | 1 | 0.057571 | 0.011514 | 1 | 0.010514 | 0.00052571 | 27.3291 | 0.35933 | 0.035933 | 28.8785 | 0.0011908 | 5.9541e-05 | 0.097874 | 1053 | 0.097874 | 0 | 1057
071000008 | 7 | Fisher County Initial FEMA Mapping | Create FEMA Mapping in previously unmapped areas | 859000 | No | 0 | 0 | 120 | 0.064259 | 0.0096389 | 24 | 0.016999 | 0.0016999 | 89 | 0.0091114 | 0.0013667 | 0 | 0 | 0 | 0 | 0 | 0 | 0 | 0 | 0 | 89.1468 | 1.1721 | 0.11721 | 23747.1816 | 0.97923 | 0.048961 | 0.17888 | 846 | 0.17888 | 0 | 846
071000059 | 7 | Fisher County DMP | Evaluate county to identify future projects, analyze roads/stream crossing for emergency response vehicles to high hazard areas | 500000 | No | 0 | 0 | 120 | 0.064259 | 0.0096389 | 24 | 0.016999 | 0.0016999 | 89 | 0.0091114 | 0.0013667 | 0 | 0 | 0 | 0 | 0 | 0 | 0 | 0 | 0 | 89.1468 | 1.1721 | 0.11721 | 23747.1816 | 0.97923 | 0.048961 | 0.17888 | 846 | 0.17888 | 0 | 847
071000095 | 7 | Fisher County GIS Development | Develop a GIS inventory of stormwater infrastructure | 100000 | No | 0 | 0 | 120 | 0.064259 | 0.0096389 | 24 | 0.016999 | 0.0016999 | 89 | 0.0091114 | 0.0013667 | 0 | 0 | 0 | 0 | 0 | 0 | 0 | 0 | 0 | 89.1468 | 1.1721 | 0.11721 | 23747.1816 | 0.97923 | 0.048961 | 0.17888 | 846 | 0.17888 | 0 | 848
071000162 | 7 | Fisher County DCM | Consider stormwater criteria for infrastructure and floodplain ordinances to avoid new exposure to flood hazards. | 100000 | No | 0 | 0 | 120 | 0.064259 | 0.0096389 | 24 | 0.016999 | 0.0016999 | 89 | 0.0091114 | 0.0013667 | 0 | 0 | 0 | 0 | 0 | 0 | 0 | 0 | 0 | 89.1468 | 1.1721 | 0.11721 | 23747.1816 | 0.97923 | 0.048961 | 0.17888 | 846 | 0.17888 | 0 | 849
071000150 | 7 | City of Rotan Higher Standards Program | Adopt higher standards for new construction, increase freeboard requirements for structures in the SFHA; adopt a “no-rise” in BFE in the 100-year floodplain. Update local flood ordinance to prohibit granting of variance in SFHA; Include “cumulativ | 100000 | No | 0 | 0 | 120 | 0.064259 | 0.0096389 | 24 | 0.016999 | 0.0016999 | 89 | 0.0091114 | 0.0013667 | 0 | 0 | 0 | 0 | 0 | 0 | 0 | 0 | 0 | 89.1468 | 1.1721 | 0.11721 | 23747.1816 | 0.97923 | 0.048961 | 0.17888 | 846 | 0.17888 | 0 | 850
011000011 | 1 | Dickens County FIS | Perform flood insurance study for the county and develop regulatory mapping | 920000 | No | 0 | 0 | 14 | 0.0074969 | 0.0011245 | 0 | 0 | 0 | 13 | 0.0013309 | 0.00019963 | 0 | 0 | 0 | 1 | 0.057571 | 0.011514 | 1 | 0.010514 | 0.00052571 | 15.0029 | 0.19726 | 0.019726 | 23267.1855 | 0.95943 | 0.047972 | 0.081062 | 1134 | 0.081062 | 0 | 1134
011000047 | 1 | Dickens County Drainage Master Plan | Perform H&H modeling, develop conceptual alternatives and OPCC, and rank projects; survey responses report issues with rivers, creeks, tributaries, and functioning floodplains | 500000 | No | 0 | 0 | 14 | 0.0074969 | 0.0011245 | 0 | 0 | 0 | 13 | 0.0013309 | 0.00019963 | 0 | 0 | 0 | 1 | 0.057571 | 0.011514 | 1 | 0.010514 | 0.00052571 | 15.0029 | 0.19726 | 0.019726 | 23267.1855 | 0.95943 | 0.047972 | 0.081062 | 1134 | 0.081062 | 0 | 1135
061000345 | 6 | Spring Gully Watershed Planning Project- Project Phase I | Develop BCA to become FMP. 108 ac-ft of detention storage. Basin A w/ 95 ac-ft of storage, 10 ft depth, inlet & outlet structures consist of 2 culverts & weir. Basin B w/ 13 ac-ft of storage, 10.5 ft depth, inlet & outlet structures of culvert & weir. | 30000 | No | 0 | 0 | 346 | 0.18528 | 0.027792 | 266 | 0.18841 | 0.018841 | 917 | 0.093878 | 0.014082 | 0 | 0 | 0 | 0 | 0 | 0 | 0 | 0 | 0 | 2.4146 | 0.031747 | 0.0031747 | 0 | 0 | 0 | 0.063889 | 1225 | 0.063889 | 0 | 1225
061000346 | 6 | Spring Gully Watershed Planning Project- Project Phase II | Develop BCA to become a FMP. Independent of Phase I. Phase II includes addition of Stormwater Detention Basin C, with 80 acre-feet of detention storage w/ 9.5 ft depth & an inlet and outlet structure consisting of a culvert & a weir. | 30000 | No | 0 | 0 | 346 | 0.18528 | 0.027792 | 266 | 0.18841 | 0.018841 | 917 | 0.093878 | 0.014082 | 0 | 0 | 0 | 0 | 0 | 0 | 0 | 0 | 0 | 2.4146 | 0.031747 | 0.0031747 | 0 | 0 | 0 | 0.063889 | 1225 | 0.063889 | 0 | 1226
061000347 | 6 | Spring Gully Watershed Planning Project- Project Phase III | Complete after phase 2. Relief channel intended to outfall into Stormwater Detention Basin C from Phase 2. Consists of trapezoidal 850-foot channel with cross culvert sized at Prairie Street. Upstream of the culvert crossing, the bottom width is 8 ft. | 30000 | No | 0 | 0 | 346 | 0.18528 | 0.027792 | 266 | 0.18841 | 0.018841 | 917 | 0.093878 | 0.014082 | 0 | 0 | 0 | 0 | 0 | 0 | 0 | 0 | 0 | 2.4146 | 0.031747 | 0.0031747 | 0 | 0 | 0 | 0.063889 | 1225 | 0.063889 | 0 | 1227
071000039 | 7 | City of Hamlin DMP | Evaluate city to identify future projects, analyze roads/stream crossing for emergency response vehicles to high hazard areas | 250000 | No | 0 | 0 | 274 | 0.14672 | 0.022009 | 187 | 0.13245 | 0.013245 | 470 | 0.048116 | 0.0072175 | 2 | 0.085763 | 0.017153 | 0 | 0 | 0 | 0 | 0 | 0 | 11.7108 | 0.15398 | 0.015398 | 230.2513 | 0.0094945 | 0.00047473 | 0.075496 | 1154 | 0.075496 | 0 | 1154
071000138 | 7 | City of Hamlin Floodproof Sewage Plant Program | Flood-proof sewage treatment plants in flood hazard / low-lying areas. | 100000 | No | 0 | 0 | 274 | 0.14672 | 0.022009 | 187 | 0.13245 | 0.013245 | 470 | 0.048116 | 0.0072175 | 2 | 0.085763 | 0.017153 | 0 | 0 | 0 | 0 | 0 | 0 | 11.7108 | 0.15398 | 0.015398 | 230.2513 | 0.0094945 | 0.00047473 | 0.075496 | 1154 | 0.075496 | 0 | 1155
071000136 | 7 | City of Hamlin Buyout Program | Acquire and demolish repetitive loss properties. | 1000000 | No | 0 | 0 | 274 | 0.14672 | 0.022009 | 187 | 0.13245 | 0.013245 | 470 | 0.048116 | 0.0072175 | 2 | 0.085763 | 0.017153 | 0 | 0 | 0 | 0 | 0 | 0 | 11.7108 | 0.15398 | 0.015398 | 230.2513 | 0.0094945 | 0.00047473 | 0.075496 | 1154 | 0.075496 | 0 | 1156
071000137 | 7 | City of Hamlin Floodplain Open Space Program | Acquire and preserve open spaces adjacent to floodplain areas. Protect floodplains in their natural state. | 500000 | No | 0 | 0 | 274 | 0.14672 | 0.022009 | 187 | 0.13245 | 0.013245 | 470 | 0.048116 | 0.0072175 | 2 | 0.085763 | 0.017153 | 0 | 0 | 0 | 0 | 0 | 0 | 11.7108 | 0.15398 | 0.015398 | 230.2513 | 0.0094945 | 0.00047473 | 0.075496 | 1154 | 0.075496 | 0 | 1157
071000139 | 7 | City of Hamlin Higher Standards Program | Adopt higher standards for new construction, increase freeboard requirements for structures in the SFHA; adopt a “no-rise” in BFE in the 100-year floodplain. Update local flood ordinance to prohibit granting of variance in SFHA; Include “cumulativ | 100000 | No | 0 | 0 | 274 | 0.14672 | 0.022009 | 187 | 0.13245 | 0.013245 | 470 | 0.048116 | 0.0072175 | 2 | 0.085763 | 0.017153 | 0 | 0 | 0 | 0 | 0 | 0 | 11.7108 | 0.15398 | 0.015398 | 230.2513 | 0.0094945 | 0.00047473 | 0.075496 | 1154 | 0.075496 | 0 | 1158
121000089 | 12 | Damage Center 23-New Braunfels, Austin Hwy, Broadway Drain | Reduce regional flooding and remove secure safe passage during 100 yr event. Utilizes a combined regional and local trunkline of 4'x4' and new outfall near Patterson Avenue. | 55615580 | No | 0 | 0 | 127 | 0.068008 | 0.010201 | 70 | 0.049581 | 0.0049581 | 1413 | 0.14466 | 0.021698 | 0 | 0 | 0 | 0 | 0 | 0 | 44 | 0.46262 | 0.023131 | 5.4 | 0.071 | 0.0071 | 0 | 0 | 0 | 0.067089 | 1204 | 0.067089 | 0 | 1204
031000230 | 3 | River Ridge Boulevard | Study update - Storm Drain Improvements; Estimated construction cost of $6,148,800 | 307000 | No | 0 | 0 | 32 | 0.017136 | 0.0025704 | 19 | 0.013458 | 0.0013458 | 599 | 0.061323 | 0.0091984 | 0 | 0 | 0 | 4 | 0.23028 | 0.046056 | 0 | 0 | 0 | 6.2836 | 0.082618 | 0.0082618 | 197.2523 | 0.0081338 | 0.00040669 | 0.067839 | 1203 | 0.067839 | 0 | 1203
071000130 | 7 | City of Breckenridge Buyout Program | Acquire and demolish repetitive loss properties. | 1000000 | No | 0 | 0 | 440 | 0.23562 | 0.035343 | 98 | 0.069414 | 0.0069414 | 562 | 0.057535 | 0.0086302 | 1 | 0.042882 | 0.0085763 | 0 | 0 | 0 | 0 | 0 | 0 | 13.5072 | 0.1776 | 0.01776 | 4.2006 | 0.00017321 | 8.6607e-06 | 0.077259 | 1143 | 0.077259 | 0 | 1143
071000131 | 7 | City of Breckenridge Floodplain Open Space Program | Acquire and preserve open spaces adjacent to floodplain areas. Protect floodplains in their natural state. | 500000 | No | 0 | 0 | 440 | 0.23562 | 0.035343 | 98 | 0.069414 | 0.0069414 | 562 | 0.057535 | 0.0086302 | 1 | 0.042882 | 0.0085763 | 0 | 0 | 0 | 0 | 0 | 0 | 13.5072 | 0.1776 | 0.01776 | 4.2006 | 0.00017321 | 8.6607e-06 | 0.077259 | 1143 | 0.077259 | 0 | 1144
071000132 | 7 | City of Breckenridge New Ordinance - Detention | Adopt on-site retention basin program in conjunction with development to address excessive stormwater / firefighting water source. | 100000 | No | 0 | 0 | 440 | 0.23562 | 0.035343 | 98 | 0.069414 | 0.0069414 | 562 | 0.057535 | 0.0086302 | 1 | 0.042882 | 0.0085763 | 0 | 0 | 0 | 0 | 0 | 0 | 13.5072 | 0.1776 | 0.01776 | 4.2006 | 0.00017321 | 8.6607e-06 | 0.077259 | 1143 | 0.077259 | 0 | 1145
031000127 | 3 | Pecan Creek Channelization Study | Evaluate channelization project for Pecan Creek to reduce flooding. | 100000 | No | 0 | 0 | 5 | 0.0026775 | 0.00040162 | 1 | 0.00070831 | 7.0831e-05 | 2 | 0.00020475 | 3.0713e-05 | 0 | 0 | 0 | 5 | 0.28785 | 0.057571 | 0 | 0 | 0 | 2.091 | 0.027493 | 0.0027493 | 306.1308 | 0.012623 | 0.00063117 | 0.061454 | 1236 | 0.061454 | 0 | 1236
051000156 | 5 | Colonial Outfall Ditch Culvert Improvements | H&H Study to analyze most efficient alternatives to install new culverts along FM 1442 (Bridge City) at Colonial Outfall Ditch. | 200000 | Yes | 100 | 0 | 188 | 0.10067 | 0.015101 | 180 | 0.1275 | 0.01275 | 1217 | 0.12459 | 0.018689 | 0 | 0 | 0 | 1 | 0.057571 | 0.011514 | 1 | 0.010514 | 0.00052571 | 4.9049 | 0.06449 | 0.006449 | 0.97369 | 4.0151e-05 | 2.0075e-06 | 0.06503 | 1218 | 0.06503 | 0 | 1218
111000043 | 11 | City of New Braunfels - Box Culvert Installation to Reduce Flood Risk on Blieders Creek, Comal River and Landa Park Project Planning | Project planning for proposed drainage improvements project to reduce flooding in the Blieders Creek and German Creek watersheds by conveying flows to the Guadalupe River. The project is also intended to relieve flooding in the Landa Park area. | 878000 | No | 0 | 0 | 60 | 0.03213 | 0.0048194 | 30 | 0.021249 | 0.0021249 | 353 | 0.036138 | 0.0054208 | 0 | 0 | 0 | 4 | 0.23028 | 0.046056 | 0 | 0 | 0 | 0.99896 | 0.013135 | 0.0013135 | 5.1452 | 0.00021216 | 1.0608e-05 | 0.059746 | 1244 | 0.059746 | 0 | 1244
031000116 | 3 | Northlake & Castlewood Drainage Study Update | Area 21 | 56000 | No | 0 | 0 | 69 | 0.036949 | 0.0055423 | 67 | 0.047456 | 0.0047456 | 305 | 0.031224 | 0.0046837 | 1 | 0.042882 | 0.0085763 | 3 | 0.17271 | 0.034542 | 0 | 0 | 0 | 2.3376 | 0.030735 | 0.0030735 | 95.8447 | 0.0039522 | 0.00019761 | 0.061361 | 1237 | 0.061361 | 0 | 1237
081000717 | 8 | Old Reliance Road Overtopping | Study to determine design of culvert improvements. | 51000 | No | 0 | 0 | 130 | 0.069614 | 0.010442 | 119 | 0.084288 | 0.0084288 | 407 | 0.041667 | 0.00625 | 0 | 0 | 0 | 2 | 0.11514 | 0.023028 | 18 | 0.18925 | 0.0094627 | 1.3915 | 0.018295 | 0.0018295 | 90.2586 | 0.0037219 | 0.00018609 | 0.059628 | 1245 | 0.059628 | 0 | 1245
031000173 | 3 | West Bridgeport Creek Channelization and Drainage Project | West Bridgeport Creek Channelization and Drainage Project Feasibility Assessment. | 150000 | No | 0 | 0 | 121 | 0.064795 | 0.0097192 | 79 | 0.055956 | 0.0055956 | 308 | 0.031532 | 0.0047297 | 1 | 0.042882 | 0.0085763 | 2 | 0.11514 | 0.023028 | 0 | 0 | 0 | 6.7484 | 0.088729 | 0.0088729 | 2778.064 | 0.11455 | 0.0057277 | 0.06625 | 1205 | 0.06625 | 0 | 1205
031000074 | 3 | City of Crockett DMP | Evaluate City and identify future projects. | 250000 | No | 0 | 0 | 136 | 0.072827 | 0.010924 | 106 | 0.07508 | 0.007508 | 241 | 0.024672 | 0.0037009 | 4 | 0.17153 | 0.034305 | 0 | 0 | 0 | 0 | 0 | 0 | 6.0752 | 0.079878 | 0.0079878 | 148.7413 | 0.0061334 | 0.00030667 | 0.064733 | 1220 | 0.064733 | 0 | 1220
061000402 | 6 | Carpenters (N100-00-00) Channel Improvements | Study to develop a Cost Benefit Analysis and elevate the project to a FMP. Carpenters Bayou (N100-00-00) channel conveyance improvements. | 30000 | No | 0 | 0 | 153 | 0.08193 | 0.01229 | 148 | 0.10483 | 0.010483 | 531 | 0.054361 | 0.0081542 | 3 | 0.12864 | 0.025729 | 0 | 0 | 0 | 0 | 0 | 0 | 2.019 | 0.026546 | 0.0026546 | 0 | 0 | 0 | 0.05931 | 1246 | 0.05931 | 0 | 1246
031000223 | 3 | Jelmak Rd - Hardrock Rd | Study update - Storm Drain Improvements; Estimated construction cost of $5,095,800 | 255000 | No | 0 | 0 | 140 | 0.074969 | 0.011245 | 133 | 0.094205 | 0.0094205 | 1761 | 0.18028 | 0.027042 | 1 | 0.042882 | 0.0085763 | 0 | 0 | 0 | 0 | 0 | 0 | 4.8454 | 0.063708 | 0.0063708 | 168.9644 | 0.0069673 | 0.00034837 | 0.063004 | 1228 | 0.063004 | 0 | 1228
031000205 | 3 | Shady Grove Rd - Jones St Storm Drainage Improvements | Study update - Storm Drain Improvements; Estimated construction cost of $1,679,200 | 250000 | No | 0 | 0 | 140 | 0.074969 | 0.011245 | 133 | 0.094205 | 0.0094205 | 1761 | 0.18028 | 0.027042 | 1 | 0.042882 | 0.0085763 | 0 | 0 | 0 | 0 | 0 | 0 | 4.8454 | 0.063708 | 0.0063708 | 168.9644 | 0.0069673 | 0.00034837 | 0.063004 | 1228 | 0.063004 | 0 | 1229
031000324 | 3 | Keller Branch at Jefferson Street | Evaluate bridge improvements for Jefferson Street over Keller Branch | 250000 | No | 0 | 0 | 25 | 0.013387 | 0.0020081 | 17 | 0.012041 | 0.0012041 | 2137 | 0.21878 | 0.032816 | 1 | 0.042882 | 0.0085763 | 1 | 0.057571 | 0.011514 | 0 | 0 | 0 | 0.75947 | 0.0099857 | 0.00099857 | 47.7892 | 0.0019706 | 9.8531e-05 | 0.057216 | 1249 | 0.057216 | 0 | 1249
031000325 | 3 | Keller Branch at Main Street | Evaluate bridge improvements for Main Street over Keller Branch | 250000 | No | 0 | 0 | 25 | 0.013387 | 0.0020081 | 17 | 0.012041 | 0.0012041 | 2137 | 0.21878 | 0.032816 | 1 | 0.042882 | 0.0085763 | 1 | 0.057571 | 0.011514 | 0 | 0 | 0 | 0.75947 | 0.0099857 | 0.00099857 | 47.7892 | 0.0019706 | 9.8531e-05 | 0.057216 | 1249 | 0.057216 | 0 | 1250
031000326 | 3 | Keller Branch at Pleasant Run Road | Evaluate bridge improvements for Pleasant Run Road over Keller Branch | 250000 | No | 0 | 0 | 25 | 0.013387 | 0.0020081 | 17 | 0.012041 | 0.0012041 | 2137 | 0.21878 | 0.032816 | 1 | 0.042882 | 0.0085763 | 1 | 0.057571 | 0.011514 | 0 | 0 | 0 | 0.75947 | 0.0099857 | 0.00099857 | 47.7892 | 0.0019706 | 9.8531e-05 | 0.057216 | 1249 | 0.057216 | 0 | 1251
031000330 | 3 | Stream 3A6 at Belt Line Road | Evaluate bridge improvements for Belt Line Road over Stream 3A6 | 250000 | No | 0 | 0 | 25 | 0.013387 | 0.0020081 | 17 | 0.012041 | 0.0012041 | 2137 | 0.21878 | 0.032816 | 1 | 0.042882 | 0.0085763 | 1 | 0.057571 | 0.011514 | 0 | 0 | 0 | 0.75947 | 0.0099857 | 0.00099857 | 47.7892 | 0.0019706 | 9.8531e-05 | 0.057216 | 1249 | 0.057216 | 0 | 1252
031000129 | 3 | O'Neal St Low-Water Crossing Automatic Barrier Study | Evaluate installation of an automatic barricade for low-water crossing on O’Neal St. | 125000 | No | 0 | 0 | 244 | 0.13066 | 0.019599 | 210 | 0.14874 | 0.014874 | 556 | 0.056921 | 0.0085381 | 0 | 0 | 0 | 1 | 0.057571 | 0.011514 | 0 | 0 | 0 | 7.5911 | 0.09981 | 0.009981 | 485.5585 | 0.020022 | 0.0010011 | 0.065508 | 1209 | 0.065508 | 0 | 1209
101000071 | 10 | Drainage Ditch Maintenance/Improvements | Clean out and deepen the stormwater drainage ditches | 100000 | No | 0 | 0 | 330 | 0.17671 | 0.026507 | 309 | 0.21887 | 0.021887 | 422 | 0.043202 | 0.0064804 | 0 | 0 | 0 | 0 | 0 | 0 | 0 | 0 | 0 | 0.82048 | 0.010788 | 0.0010788 | 100.6619 | 0.0041508 | 0.00020754 | 0.05616 | 1262 | 0.05616 | 0 | 1262
051000073 | 5 | City of Lumberton Greens Branch Ditch Western Extension | H&H Study to identify alternatives for improving existing drainage of Greens Branch Ditch | 100000 | Yes | 100 | 0 | 230 | 0.12316 | 0.018474 | 207 | 0.14662 | 0.014662 | 631 | 0.064599 | 0.0096898 | 0 | 0 | 0 | 1 | 0.057571 | 0.011514 | 1 | 0.010514 | 0.00052571 | 4.0301 | 0.052989 | 0.0052989 | 5.9648 | 0.00024596 | 1.2298e-05 | 0.060177 | 1242 | 0.060177 | 0 | 1242
051000048 | 5 | City of Lumberton Master Drainage Plan | Perform H&H modeling to identify and define flood risk, develop conceptual alternatives to reduce flood risk, develop OPCC for conceptual alternatives, and rank projects. Conceptual alternatives should evaluate feasibility of nature based solutions. | 380000 | Yes | 100 | 0 | 230 | 0.12316 | 0.018474 | 207 | 0.14662 | 0.014662 | 631 | 0.064599 | 0.0096898 | 0 | 0 | 0 | 1 | 0.057571 | 0.011514 | 1 | 0.010514 | 0.00052571 | 3.9169 | 0.0515 | 0.00515 | 5.8457 | 0.00024105 | 1.2053e-05 | 0.060028 | 1243 | 0.060028 | 0 | 1243
051000118 | 5 | Main A Channel Improvements | H&H study to identify alternatives for Main A Channel | 100000 | Yes | 100 | 0 | 147 | 0.078717 | 0.011808 | 111 | 0.078622 | 0.0078622 | 1173 | 0.12009 | 0.018013 | 2 | 0.085763 | 0.017153 | 0 | 0 | 0 | 0 | 0 | 0 | 3.2148 | 0.042269 | 0.0042269 | 3.539 | 0.00014593 | 7.2966e-06 | 0.05907 | 1247 | 0.05907 | 0 | 1247
151000043 | 15 | Clark Rd & Mile 1 E Improvements | Channel Improvements- Ditch 19,19B,19H,23; Local Drainage Improvements-Los Laureles; Local Detention-Los Laureles; Local Drainage Improvements-Clark road and Mile 1 Road; and Bypass Channel and Sump Area for Pump Station | 1526550 | Yes | 100 | 0 | 0 | 0 | 0 | 368 | 0.26066 | 0.026066 | 1817 | 0.18602 | 0.027902 | 0 | 0 | 0 | 0 | 0 | 0 | 0 | 0 | 0 | 19.4636 | 0.25591 | 0.025591 | 0 | 0 | 0 | 0.079559 | 1138 | 0.079559 | 0 | 1138
151000132 | 15 | Zapata County | Develop Flood risk maps for the county of Zapata and develop CIP | 250000 | Yes | 100 | 0 | 0 | 0 | 0 | 369 | 0.26136 | 0.026136 | 1231 | 0.12602 | 0.018904 | 1 | 0.042882 | 0.0085763 | 0 | 0 | 0 | 0 | 0 | 0 | 196.799 | 2.5876 | 0.25876 | 0 | 0 | 0 | 0.31237 | 605 | 0.31237 | 0 | 605
061000262 | 6 | City of Missouri City Master Drainage Plan | Study to develop Master Drainage Plan using future and existing land use and flood/storm water drainage needs including Atlas 14 rainfall. | 470000 | No | 0 | 0 | 213 | 0.11406 | 0.017109 | 162 | 0.11475 | 0.011475 | 1060 | 0.10852 | 0.016278 | 1 | 0.042882 | 0.0085763 | 0 | 0 | 0 | 0 | 0 | 0 | 2.6168 | 0.034406 | 0.0034406 | 2.0867 | 8.6044e-05 | 4.3022e-06 | 0.056882 | 1253 | 0.056882 | 0 | 1253
151000127 | 15 | City of Rio Bravo | Develop Flood risk maps for the city of Rio Bravo and develop CIP | 250000 | Yes | 100 | 0 | 0 | 0 | 0 | 263 | 0.18628 | 0.018628 | 1660 | 0.16994 | 0.025491 | 1 | 0.042882 | 0.0085763 | 0 | 0 | 0 | 0 | 0 | 0 | 7.0325 | 0.092464 | 0.0092464 | 0 | 0 | 0 | 0.061943 | 1234 | 0.061943 | 0 | 1234
121000088 | 12 | Damage Center 20-Matinez Creek | Lateral detention is a viable alternative for this project and could be used in conjunction with VPA, and reduced channelization, to meet the desired outcomes of multi-use functionality and flood reduction. | 66565784 | No | 0 | 0 | 202 | 0.10817 | 0.016225 | 192 | 0.13599 | 0.013599 | 593 | 0.060709 | 0.0091063 | 0 | 0 | 0 | 0 | 0 | 0 | 26 | 0.27337 | 0.013668 | 2.73 | 0.035895 | 0.0035895 | 0 | 0 | 0 | 0.056189 | 1261 | 0.056189 | 0 | 1261
051000114 | 5 | Pure Oil Ditch Improvements | H&H study to identify alternatives for Pure Oil Ditch | 100000 | Yes | 100 | 0 | 6 | 0.003213 | 0.00048194 | 0 | 0 | 0 | 33 | 0.0033784 | 0.00050676 | 6 | 0.25729 | 0.051458 | 0 | 0 | 0 | 0 | 0 | 0 | 0 | 0 | 0 | 2.6984 | 0.00011127 | 5.5634e-06 | 0.052452 | 1294 | 0.052452 | 0 | 1294
021000064 | 2 | Pecan to Waggoner Creek Channel Improvements | Channel improvements east of Pecan to Waggoner Creek. | 250000 | No | 0 | 0 | 154 | 0.082466 | 0.01237 | 129 | 0.091371 | 0.0091371 | 686 | 0.070229 | 0.010534 | 1 | 0.042882 | 0.0085763 | 1 | 0.057571 | 0.011514 | 0 | 0 | 0 | 7.5361 | 0.099086 | 0.0099086 | 16.5816 | 0.00068375 | 3.4188e-05 | 0.062075 | 1233 | 0.062075 | 0 | 1233
131000073 | 13 | Poesta Creek Drainage Improvements | Poesta creek drainage project. Complete concrete lining of drainage ditch from St. Marys to Hwy 181. A portion of the project has been completed from Adams street to South Jackson. | 169000 | Yes | 100 | 0 | 17 | 0.0091034 | 0.0013655 | 4 | 0.0028332 | 0.00028332 | 6 | 0.00061425 | 9.2138e-05 | 0 | 0 | 0 | 4 | 0.23028 | 0.046056 | 8 | 0.084113 | 0.0042057 | 0.50174 | 0.0065969 | 0.00065969 | 1.3344 | 5.5025e-05 | 2.7513e-06 | 0.052665 | 1292 | 0.052665 | 0 | 1292
091000004 | 9 | Borden FEMA Mapping | Create FEMA Mapping in previously unmapped areas | 887000 | No | 0 | 0 | 69 | 0.036949 | 0.0055423 | 9 | 0.0063748 | 0.00063748 | 20 | 0.0020475 | 0.00030713 | 0 | 0 | 0 | 2 | 0.11514 | 0.023028 | 0 | 0 | 0 | 26.0832 | 0.34295 | 0.034295 | 10740.1797 | 0.44288 | 0.022144 | 0.085954 | 1112 | 0.085954 | 0 | 1112
031000249 | 3 | Willis Branch Stabilization | Dam removal and south channel bank stabilization just west of Devon cul-de-sac; Estimated construction cost of $48,600; from Great Southwest to Sheffield; Estimated construction cost of $200,700 | 250000 | No | 0 | 0 | 42 | 0.022491 | 0.0033736 | 39 | 0.027624 | 0.0027624 | 332 | 0.033989 | 0.0050983 | 2 | 0.085763 | 0.017153 | 2 | 0.11514 | 0.023028 | 0 | 0 | 0 | 2.2572 | 0.029678 | 0.0029678 | 48.4509 | 0.0019979 | 9.9895e-05 | 0.054483 | 1276 | 0.054483 | 0 | 1276
031000245 | 3 | Garden Branch Stabilization | Channel bottom stabilization from Camp Wisdom to Great Southwest; Estimated construction cost of $176,100 | 250000 | No | 0 | 0 | 42 | 0.022491 | 0.0033736 | 39 | 0.027624 | 0.0027624 | 332 | 0.033989 | 0.0050983 | 2 | 0.085763 | 0.017153 | 2 | 0.11514 | 0.023028 | 0 | 0 | 0 | 2.2572 | 0.029678 | 0.0029678 | 48.4509 | 0.0019979 | 9.9895e-05 | 0.054483 | 1276 | 0.054483 | 0 | 1277
101000032 | 10 | Mission Hills Street | Build bridge at Mission Hills Street creek x-ing | 100000 | No | 0 | 0 | 60 | 0.03213 | 0.0048194 | 2 | 0.0014166 | 0.00014166 | 748 | 0.076577 | 0.011487 | 0 | 0 | 0 | 3 | 0.17271 | 0.034542 | 0 | 0 | 0 | 0.80998 | 0.01065 | 0.001065 | 147.1793 | 0.006069 | 0.00030345 | 0.052358 | 1295 | 0.052358 | 0 | 1295
121000031 | 12 | Indian Creek Mapping Improvements | Alternative Anylsis and Project recommendation | 100000 | Yes | 100 | 0 | 33 | 0.017671 | 0.0026507 | 18 | 0.01275 | 0.001275 | 41 | 0.0041974 | 0.00062961 | 5 | 0.21441 | 0.042882 | 0 | 0 | 0 | 7 | 0.073599 | 0.0036799 | 1 | 0.013148 | 0.0013148 | 58.6541 | 0.0024186 | 0.00012093 | 0.052553 | 1293 | 0.052553 | 0 | 1293
011000072 | 1 | Pampa City Drainage Master Plan | Perform H&H modeling, develop conceptual alternatives and OPCC, and rank projects; selected based on the needs analysis | 250000 | No | 0 | 0 | 148 | 0.079253 | 0.011888 | 118 | 0.08358 | 0.008358 | 1214 | 0.12428 | 0.018643 | 0 | 0 | 0 | 1 | 0.057571 | 0.011514 | 1 | 0.010514 | 0.00052571 | 5.971 | 0.078508 | 0.0078508 | 12.042 | 0.00049656 | 2.4828e-05 | 0.058804 | 1248 | 0.058804 | 0 | 1248
021000042 | 2 | City of Paris Big Sandy Cr Tribs 4 and 6 Improvements | Re-grade channel downstream of Clarksville Ave. and establish concrete channel upstream of Clarksville Ave. Channel improvements in the upper portion of Tributary 4. Tributary 6 channel improvements and culvert replacement. | 253000 | No | 0 | 0 | 202 | 0.10817 | 0.016225 | 150 | 0.10625 | 0.010625 | 1007 | 0.10309 | 0.015464 | 1 | 0.042882 | 0.0085763 | 0 | 0 | 0 | 0 | 0 | 0 | 2.9337 | 0.038573 | 0.0038573 | 0 | 0 | 0 | 0.054747 | 1275 | 0.054747 | 0 | 1275
031000076 | 3 | City of Corinth DMP | Evaluate City and identify future projects. | 250000 | No | 0 | 0 | 110 | 0.058904 | 0.0088356 | 108 | 0.076497 | 0.0076497 | 361 | 0.036957 | 0.0055436 | 2 | 0.085763 | 0.017153 | 1 | 0.057571 | 0.011514 | 0 | 0 | 0 | 3.7423 | 0.049204 | 0.0049204 | 47.9243 | 0.0019762 | 9.8809e-05 | 0.055715 | 1263 | 0.055715 | 0 | 1263
151000053 | 15 | Pump Station B & Sump B | Pump Station B & Sump B | 244500 | Yes | 100 | 0 | 0 | 0 | 0 | 391 | 0.27695 | 0.027695 | 1500 | 0.15356 | 0.023034 | 0 | 0 | 0 | 0 | 0 | 0 | 0 | 0 | 0 | 13.2972 | 0.17483 | 0.017483 | 0 | 0 | 0 | 0.068213 | 1202 | 0.068213 | 0 | 1202
091000008 | 9 | City of Colorado City DMP | Create Drainage Master Plan, including evaluation of potential mitigation projects. | 250000 | No | 0 | 0 | 143 | 0.076575 | 0.011486 | 93 | 0.065872 | 0.0065872 | 252 | 0.025799 | 0.0038698 | 2 | 0.085763 | 0.017153 | 1 | 0.057571 | 0.011514 | 0 | 0 | 0 | 10.1324 | 0.13322 | 0.013322 | 55.5728 | 0.0022916 | 0.00011458 | 0.064047 | 1224 | 0.064047 | 0 | 1224
031000032 | 3 | Van Zandt County FEMA Mapping | Create FEMA mapping in previously unmapped areas and update existing FEMA maps as needed. | 1272000 | No | 0 | 0 | 118 | 0.063188 | 0.0094782 | 50 | 0.035415 | 0.0035415 | 151 | 0.015459 | 0.0023188 | 1 | 0.042882 | 0.0085763 | 2 | 0.11514 | 0.023028 | 0 | 0 | 0 | 37.4676 | 0.49263 | 0.049263 | 1378.733 | 0.056853 | 0.0028426 | 0.099049 | 1051 | 0.099049 | 0 | 1051
141000004 | 14 | Lower Mesa Drain Improvements at El Paso | Assess capacity of upstream reservoirs; develop detailed hydraulic model of Lower Mesa Drain to design 30+ culvert improvements; assess capacity of Mesa Drain to accept runoff without impacting downstream agricultural property. | 689000 | No | 0 | 0 | 375 | 0.20081 | 0.030121 | 216 | 0.15299 | 0.015299 | 75 | 0.0076781 | 0.0011517 | 0 | 0 | 0 | 0 | 0 | 0 | 0 | 0 | 0 | 12.4584 | 0.16381 | 0.016381 | 1474.78 | 0.060813 | 0.0030407 | 0.065994 | 1208 | 0.065994 | 0 | 1208
051000018 | 5 | Shelby County Update Flood Hazard Mapping | Complete a detailed study within the county extent to delineate an updated flood hazard area, which can be used for regulatory purposes. | 711827 | Yes | 100 | 0 | 15 | 0.0080324 | 0.0012049 | 0 | 0 | 0 | 8 | 0.000819 | 0.00012285 | 0 | 0 | 0 | 4 | 0.23028 | 0.046056 | 4 | 0.042057 | 0.0021028 | 4.6326 | 0.06091 | 0.006091 | 56.0686 | 0.002312 | 0.0001156 | 0.055694 | 1272 | 0.055694 | 0 | 1272
051000039 | 5 | Shelby County Master Drainage Plan | Perform H&H modeling to identify and define flood risk, develop conceptual alternatives to reduce flood risk, develop OPCC for conceptual alternatives, and rank projects. Conceptual alternatives should evaluate feasibility of nature based solutions. | 1250000 | Yes | 100 | 0 | 15 | 0.0080324 | 0.0012049 | 0 | 0 | 0 | 8 | 0.000819 | 0.00012285 | 0 | 0 | 0 | 4 | 0.23028 | 0.046056 | 4 | 0.042057 | 0.0021028 | 4.6326 | 0.06091 | 0.006091 | 56.0686 | 0.002312 | 0.0001156 | 0.055694 | 1272 | 0.055694 | 0 | 1273
031000270 | 3 | Sulphur Branch: Circle Lane Culvert Improvements | Evaluate and define necessary culvert improvements. | 150000 | No | 0 | 0 | 148 | 0.079253 | 0.011888 | 120 | 0.084997 | 0.0084997 | 1152 | 0.11794 | 0.01769 | 0 | 0 | 0 | 1 | 0.057571 | 0.011514 | 0 | 0 | 0 | 3.4755 | 0.045696 | 0.0045696 | 3.483 | 0.00014362 | 7.1812e-06 | 0.054169 | 1278 | 0.054169 | 0 | 1278
031000265 | 3 | Tributary SB-1: Circle Lane Culvert Improvements | Evaluate and define necessary culvert improvements: Circle Lane, Shirley Way, Briar Drive, Schumac Lane, and Donna Lane | 150000 | No | 0 | 0 | 148 | 0.079253 | 0.011888 | 120 | 0.084997 | 0.0084997 | 1152 | 0.11794 | 0.01769 | 0 | 0 | 0 | 1 | 0.057571 | 0.011514 | 0 | 0 | 0 | 3.4755 | 0.045696 | 0.0045696 | 3.483 | 0.00014362 | 7.1812e-06 | 0.054169 | 1278 | 0.054169 | 0 | 1279
121000061 | 12 | Hubner Creek Flood Protection Barier | This project includes proposed Flood Protection Barrier between Ingram Road and Culebra Road | 35681132 | Yes | 100 | 0 | 115 | 0.061582 | 0.0092372 | 101 | 0.071539 | 0.0071539 | 1059 | 0.10842 | 0.016262 | 0 | 0 | 0 | 1 | 0.057571 | 0.011514 | 10 | 0.10514 | 0.0052571 | 1.86 | 0.024456 | 0.0024456 | 1.121 | 4.6225e-05 | 2.3113e-06 | 0.051873 | 1299 | 0.051873 | 0 | 1299
121000062 | 12 | Damage Center 5-Salado Creek Trib F | Approximately 4,487 feet of channel improvements as well as constructing two inline reservoirs. | 26845034 | Yes | 100 | 0 | 54 | 0.028917 | 0.0043375 | 27 | 0.019124 | 0.0019124 | 243 | 0.024877 | 0.0037316 | 0 | 0 | 0 | 3 | 0.17271 | 0.034542 | 9 | 0.094627 | 0.0047314 | 1.23 | 0.016172 | 0.0016172 | 0.73798 | 3.0431e-05 | 1.5216e-06 | 0.050874 | 1311 | 0.050874 | 0 | 1311
091000007 | 9 | City of Brownfield DMP | Create Drainage Master Plan, including evaluation of potential mitigation projects. | 250000 | No | 0 | 0 | 245 | 0.1312 | 0.019679 | 125 | 0.088538 | 0.0088538 | 537 | 0.054976 | 0.0082463 | 0 | 0 | 0 | 1 | 0.057571 | 0.011514 | 0 | 0 | 0 | 17.7801 | 0.23378 | 0.023378 | 416.09 | 0.017158 | 0.00085788 | 0.072529 | 1178 | 0.072529 | 0 | 1178
091000014 | 9 | City of O'Donnell DMP | Create Drainage Master Plan, including evaluation of potential mitigation projects. | 250000 | No | 0 | 0 | 284 | 0.15208 | 0.022812 | 184 | 0.13033 | 0.013033 | 246 | 0.025184 | 0.0037776 | 1 | 0.042882 | 0.0085763 | 0 | 0 | 0 | 0 | 0 | 0 | 9.6691 | 0.12713 | 0.012713 | 394.4998 | 0.016267 | 0.00081337 | 0.061725 | 1235 | 0.061725 | 0 | 1235
151000101 | 15 | City of Escobares | Develop Flood risk maps for the city of Escobares and develop CIP | 250000 | Yes | 100 | 0 | 0 | 0 | 0 | 255 | 0.18062 | 0.018062 | 1994 | 0.20414 | 0.03062 | 0 | 0 | 0 | 0 | 0 | 0 | 0 | 0 | 0 | 8.9883 | 0.11818 | 0.011818 | 0 | 0 | 0 | 0.0605 | 1241 | 0.0605 | 0 | 1241
011000134 | 1 | Willow Grove Project Planning (City of Amarillo) | Evaluate project to quantify benefits, evaluate impacts and begin design. Excavate ~5,000 CY to El. 3564.0 to connect two playa chambers. Add new 500 GPM pumping station with 8" suction line and 6" force main. Project identified from 2019 Amarillo DMP. | 250000 | No | 0 | 0 | 238 | 0.12745 | 0.019117 | 222 | 0.15724 | 0.015724 | 859 | 0.08794 | 0.013191 | 0 | 0 | 0 | 0 | 0 | 0 | 0 | 0 | 0 | 3.9518 | 0.051959 | 0.0051959 | 0 | 0 | 0 | 0.053228 | 1289 | 0.053228 | 0 | 1289
011000149 | 1 | Willow Grove Project Planning - Rushmore/Hayden Storm Sewer (City of Amarillo) | Evaluate project to quantify benefits, evaluate impacts and begin design. Replace four pipes with 60" or 66" pipes. Project identified from 2019 Amarillo DMP. | 250000 | No | 0 | 0 | 238 | 0.12745 | 0.019117 | 222 | 0.15724 | 0.015724 | 859 | 0.08794 | 0.013191 | 0 | 0 | 0 | 0 | 0 | 0 | 0 | 0 | 0 | 3.9518 | 0.051959 | 0.0051959 | 0 | 0 | 0 | 0.053228 | 1289 | 0.053228 | 0 | 1290
011000169 | 1 | Willow Grove Lake Watershed Study (City of Amarillo) | Perform H&H modeling, develop conceptual alternatives and OPCC, and rank projects. Marked as very high priority in 2019 Amarillo DMP | 246000 | No | 0 | 0 | 238 | 0.12745 | 0.019117 | 222 | 0.15724 | 0.015724 | 859 | 0.08794 | 0.013191 | 0 | 0 | 0 | 0 | 0 | 0 | 0 | 0 | 0 | 3.9518 | 0.051959 | 0.0051959 | 0 | 0 | 0 | 0.053228 | 1289 | 0.053228 | 0 | 1291
061000052 | 6 | West Fork Chocolate Bayou | Further study including Atlas 14 rainfall incorporation and Benefit Cost Analysis of proposed channel modifications included in the City of Pearland master drainage plan. | 2072000 | No | 0 | 0 | 295 | 0.15797 | 0.023696 | 239 | 0.16929 | 0.016929 | 442 | 0.04525 | 0.0067875 | 0 | 0 | 0 | 0 | 0 | 0 | 0 | 0 | 0 | 6.0073 | 0.078985 | 0.0078985 | 157.0391 | 0.0064756 | 0.00032378 | 0.055634 | 1274 | 0.055634 | 0 | 1274
151000072 | 15 | Precinct 4 MDP - Risk Area B at Mile 6 & North Ware Rd. | Regional Detention Facilities with a pond footprint of 25 acres along the Existing HCDD1 West Main Drain. Storm Drain and Local Drainage Improvements. Channel maintenance. | 4076320 | Yes | 100 | 0 | 0 | 0 | 0 | 311 | 0.22028 | 0.022028 | 1638 | 0.16769 | 0.025154 | 0 | 0 | 0 | 0 | 0 | 0 | 0 | 0 | 0 | 18.904 | 0.24855 | 0.024855 | 0 | 0 | 0 | 0.072037 | 1179 | 0.072037 | 0 | 1179
071000052 | 7 | City of Sweetwater DMP | Evaluate city to identify future projects, analyze roads/stream crossing for emergency response vehicles to high hazard areas | 250000 | No | 0 | 0 | 8 | 0.0042839 | 0.00064259 | 5 | 0.0035415 | 0.00035415 | 4 | 0.0004095 | 6.1425e-05 | 0 | 0 | 0 | 4 | 0.23028 | 0.046056 | 0 | 0 | 0 | 1.6624 | 0.021857 | 0.0021857 | 0 | 0 | 0 | 0.0493 | 1322 | 0.0493 | 0 | 1322
071000152 | 7 | City of Sweetwater DCM | Consider stormwater criteria for infrastructure and floodplain ordinances to avoid new exposure to flood hazards. | 100000 | No | 0 | 0 | 8 | 0.0042839 | 0.00064259 | 5 | 0.0035415 | 0.00035415 | 4 | 0.0004095 | 6.1425e-05 | 0 | 0 | 0 | 4 | 0.23028 | 0.046056 | 0 | 0 | 0 | 1.6624 | 0.021857 | 0.0021857 | 0 | 0 | 0 | 0.0493 | 1322 | 0.0493 | 0 | 1323
101000107 | 10 | Citywide Drainage Plan | City Drainage Plan | 250000 | No | 0 | 0 | 48 | 0.025704 | 0.0038555 | 29 | 0.020541 | 0.0020541 | 394 | 0.040336 | 0.0060504 | 0 | 0 | 0 | 3 | 0.17271 | 0.034542 | 0 | 0 | 0 | 0 | 0 | 0 | 67.4955 | 0.0027832 | 0.00013916 | 0.046641 | 1326 | 0.046641 | 0 | 1326
101000108 | 10 | Develop New/Updated Floodplain Maps | Develop New/Updated Floodplain Maps | 250000 | No | 0 | 0 | 48 | 0.025704 | 0.0038555 | 29 | 0.020541 | 0.0020541 | 394 | 0.040336 | 0.0060504 | 0 | 0 | 0 | 3 | 0.17271 | 0.034542 | 0 | 0 | 0 | 0 | 0 | 0 | 67.4955 | 0.0027832 | 0.00013916 | 0.046641 | 1326 | 0.046641 | 0 | 1327
031000182 | 3 | Cherry Point Gully PER | Evaluate alternatives to construct a diversion channel; channel improvements upstream of diversion; construction of regional detention basins as alternative to diversion channel construction | 100000 | No | 0 | 0 | 252 | 0.13494 | 0.020242 | 227 | 0.16079 | 0.016079 | 557 | 0.057023 | 0.0085535 | 0 | 0 | 0 | 0 | 0 | 0 | 0 | 0 | 0 | 4.0062 | 0.052675 | 0.0052675 | 755.3495 | 0.031147 | 0.0015574 | 0.051698 | 1300 | 0.051698 | 0 | 1300
131000124 | 13 | City of Three Rivers City-Wide Drainage Study | City of Three Rivers City-Wide Drainage Study. Study to specifically focus on flood risk in the Hackberry Creek and Frio River watershed. | 250000 | Yes | 100 | 0 | 5 | 0.0026775 | 0.00040162 | 0 | 0 | 0 | 0 | 0 | 0 | 0 | 0 | 0 | 0 | 0 | 0 | 87 | 0.91473 | 0.045737 | 0.12021 | 0.0015805 | 0.00015805 | 0.94234 | 3.8858e-05 | 1.9429e-06 | 0.046298 | 1328 | 0.046298 | 0 | 1328
031000165 | 3 | Comanche Drive Culvert and Retention Wall Construction Feasibility Assessment | Evaluate feasibility for building a larger culvert and retention wall for watershed over low crossing on Comanche Drive | 60000 | No | 0 | 0 | 294 | 0.15743 | 0.023615 | 221 | 0.15654 | 0.015654 | 416 | 0.042588 | 0.0063882 | 0 | 0 | 0 | 0 | 0 | 0 | 0 | 0 | 0 | 4.3137 | 0.056718 | 0.0056718 | 63.0944 | 0.0026017 | 0.00013009 | 0.051459 | 1302 | 0.051459 | 0 | 1302
131000066 | 13 | Martin Branch Drainage Study | Martin Branch Drainage Study to evaluate existing flood risk for multiple roadway crossings and potential structural flooding along Martin Branch, just north of Dilley | 150000 | Yes | 100 | 0 | 22 | 0.011781 | 0.0017671 | 6 | 0.0042498 | 0.00042498 | 37 | 0.0037879 | 0.00056818 | 0 | 0 | 0 | 3 | 0.17271 | 0.034542 | 15 | 0.15771 | 0.0078856 | 4.7317 | 0.062214 | 0.0062214 | 283.4073 | 0.011686 | 0.00058432 | 0.051994 | 1298 | 0.051994 | 0 | 1298
121000065 | 12 | Damage Center 2- Martinez Creek | The downstream culvert system creates a backwater which will continue to affect properties near the inlet of that structure. Improved channelization and culvert/bridge replacement and voluntary property acquisition | 25112208 | Yes | 100 | 0 | 165 | 0.088356 | 0.013253 | 163 | 0.11545 | 0.011545 | 491 | 0.050266 | 0.0075399 | 0 | 0 | 0 | 0 | 0 | 0 | 25 | 0.26285 | 0.013143 | 3.4 | 0.044704 | 0.0044704 | 0 | 0 | 0 | 0.049952 | 1318 | 0.049952 | 0 | 1318
061000459 | 6 | Toby - Little Caney Creek Watershed | Develop a benefits cost analysis in support of this project identied in the City of Conroe Master Drainage Plan. | 30000 | No | 0 | 0 | 271 | 0.14512 | 0.021768 | 204 | 0.14449 | 0.014449 | 571 | 0.058456 | 0.0087684 | 0 | 0 | 0 | 0 | 0 | 0 | 0 | 0 | 0 | 6.5345 | 0.085918 | 0.0085918 | 3.8967 | 0.00016068 | 8.0342e-06 | 0.053585 | 1286 | 0.053585 | 0 | 1286
061000460 | 6 | Southern Oak - Little Laney Creek | Develop a benefits cost analysis in support of this project identied in the City of Conroe Master Drainage Plan. | 30000 | No | 0 | 0 | 271 | 0.14512 | 0.021768 | 204 | 0.14449 | 0.014449 | 571 | 0.058456 | 0.0087684 | 0 | 0 | 0 | 0 | 0 | 0 | 0 | 0 | 0 | 6.5345 | 0.085918 | 0.0085918 | 3.8967 | 0.00016068 | 8.0342e-06 | 0.053585 | 1286 | 0.053585 | 0 | 1287
031000025 | 3 | Montague County FEMA Mapping | Create FEMA mapping in previously unmapped areas and update existing FEMA maps as needed. | 1203000 | No | 0 | 0 | 37 | 0.019813 | 0.002972 | 12 | 0.0084997 | 0.00084997 | 19 | 0.0019451 | 0.00029177 | 0 | 0 | 0 | 3 | 0.17271 | 0.034542 | 0 | 0 | 0 | 56.7694 | 0.74642 | 0.074642 | 3015.0969 | 0.12433 | 0.0062165 | 0.11951 | 975 | 0.11951 | 0 | 975
121000094 | 12 | Damage Center 31-Rockwood Creek | Limits of the effective DFIRM model are incorrect based on the DFIRM hydrology if the hydrology is re-evaluated to take into account the limiting factor of the storm drain system, the actual flow to Rockwood Crk is less than the DFIRM flow | 150000 | Yes | 100 | 0 | 123 | 0.065866 | 0.0098798 | 111 | 0.078622 | 0.0078622 | 297 | 0.030405 | 0.0045608 | 2 | 0.085763 | 0.017153 | 0 | 0 | 0 | 10 | 0.10514 | 0.0052571 | 0.78 | 0.010256 | 0.0010256 | 0 | 0 | 0 | 0.045738 | 1332 | 0.045738 | 0 | 1332
071000051 | 7 | City of Sudan DMP | Evaluate City of Sudan for a Storm Water Master Plan, flood ordinances, and policies. | 250000 | No | 0 | 0 | 70 | 0.037484 | 0.0056227 | 47 | 0.03329 | 0.003329 | 634 | 0.064906 | 0.0097359 | 3 | 0.12864 | 0.025729 | 0 | 0 | 0 | 0 | 0 | 0 | 5.3251 | 0.070015 | 0.0070015 | 5.331 | 0.00021983 | 1.0991e-05 | 0.051429 | 1303 | 0.051429 | 0 | 1303
011000089 | 1 | Iowa Park City Drainage Master Plan | Perform H&H modeling, develop conceptual alternatives and OPCC, and rank projects; selected based on survey responses and the needs analysis | 250000 | No | 0 | 0 | 121 | 0.064795 | 0.0097192 | 106 | 0.07508 | 0.007508 | 181 | 0.01853 | 0.0027795 | 0 | 0 | 0 | 2 | 0.11514 | 0.023028 | 2 | 0.021028 | 0.0010514 | 5.1718 | 0.068 | 0.0068 | 41.7138 | 0.0017201 | 8.6005e-05 | 0.050972 | 1308 | 0.050972 | 0 | 1308
031000283 | 3 | Whites Bayou/Spring Branch Flood Study | Flood study north of I-10 through Hankamer | 458000 | No | 0 | 0 | 205 | 0.10978 | 0.016466 | 102 | 0.072247 | 0.0072247 | 259 | 0.026515 | 0.0039773 | 1 | 0.042882 | 0.0085763 | 0 | 0 | 0 | 0 | 0 | 0 | 5.2963 | 0.069637 | 0.0069637 | 3806.3101 | 0.15696 | 0.0078478 | 0.051056 | 1307 | 0.051056 | 0 | 1307
031000286 | 3 | Headwaters of Clear Fork Trinity River Tributaries Through Hudson Oaks | Study to determine flooding issues and potential future projects. | 106000 | No | 0 | 0 | 32 | 0.017136 | 0.0025704 | 26 | 0.018416 | 0.0018416 | 689 | 0.070537 | 0.01058 | 2 | 0.085763 | 0.017153 | 1 | 0.057571 | 0.011514 | 0 | 0 | 0 | 2.8187 | 0.037061 | 0.0037061 | 179.3515 | 0.0073957 | 0.00036978 | 0.047735 | 1325 | 0.047735 | 0 | 1325
121000064 | 12 | DC13/14: Walzem Creek | A proposed combination of regional detention and channel improvement to reduce flooding on Walzem Creek. | 7035206 | Yes | 100 | 0 | 66 | 0.035343 | 0.0053014 | 45 | 0.031874 | 0.0031874 | 361 | 0.036957 | 0.0055436 | 0 | 0 | 0 | 2 | 0.11514 | 0.023028 | 13 | 0.13668 | 0.0068342 | 1.1 | 0.014463 | 0.0014463 | 0 | 0 | 0 | 0.045341 | 1339 | 0.045341 | 0 | 1339
121000082 | 12 | Damage Center 3- Zarzamora Creek | The proposed earthen channel would begin upstream of the pedestrian bridge and end approximately 780 feet downstream of Ingram Road | 44414312 | Yes | 100 | 0 | 62 | 0.033201 | 0.0049801 | 60 | 0.042498 | 0.0042498 | 223 | 0.02283 | 0.0034245 | 1 | 0.042882 | 0.0085763 | 1 | 0.057571 | 0.011514 | 21 | 0.2208 | 0.01104 | 1.9 | 0.024982 | 0.0024982 | 0.067383 | 2.7786e-06 | 1.3893e-07 | 0.046283 | 1329 | 0.046283 | 0 | 1329
051000007 | 5 | Henderson County Update Flood Hazard Mapping | Complete a detailed study within the county extent to delineate an updated flood hazard area, which can be used for regulatory purposes. | 1681614 | Yes | 100 | 0 | 240 | 0.12852 | 0.019278 | 108 | 0.076497 | 0.0076497 | 267 | 0.027334 | 0.0041001 | 0 | 0 | 0 | 1 | 0.057571 | 0.011514 | 1 | 0.010514 | 0.00052571 | 20.0531 | 0.26366 | 0.026366 | 347.5088 | 0.01433 | 0.00071649 | 0.07015 | 1189 | 0.07015 | 0 | 1189
051000028 | 5 | Henderson County Master Drainage Plan | Perform H&H modeling to identify and define flood risk, develop conceptual alternatives to reduce flood risk, develop OPCC for conceptual alternatives, and rank projects. Conceptual alternatives should evaluate feasibility of nature based solutions. | 1900000 | Yes | 100 | 0 | 240 | 0.12852 | 0.019278 | 108 | 0.076497 | 0.0076497 | 267 | 0.027334 | 0.0041001 | 0 | 0 | 0 | 1 | 0.057571 | 0.011514 | 1 | 0.010514 | 0.00052571 | 20.0531 | 0.26366 | 0.026366 | 347.5088 | 0.01433 | 0.00071649 | 0.07015 | 1189 | 0.07015 | 0 | 1190
081000953 | 8 | A21 | Addition of in-line detention along Cottonwood Creek. | 250000 | No | 0 | 0 | 68 | 0.036413 | 0.005462 | 43 | 0.030457 | 0.0030457 | 148 | 0.015152 | 0.0022727 | 0 | 0 | 0 | 2 | 0.11514 | 0.023028 | 17 | 0.17874 | 0.008937 | 1.4411 | 0.018948 | 0.0018948 | 465.846 | 0.019209 | 0.00096047 | 0.045601 | 1335 | 0.045601 | 0 | 1335
121000063 | 12 | Damage Center 3-Lorence Creek | Approximately 10,000 feet of channel improvement. The proposed drainage improvements reduces the occurrence of structural flooding in several areas along the banks of the creek. | 9093003 | Yes | 100 | 0 | 65 | 0.034807 | 0.0052211 | 59 | 0.04179 | 0.004179 | 181 | 0.01853 | 0.0027795 | 0 | 0 | 0 | 2 | 0.11514 | 0.023028 | 16 | 0.16823 | 0.0084113 | 0.61 | 0.0080204 | 0.00080204 | 0.2224 | 9.1706e-06 | 4.5853e-07 | 0.044422 | 1345 | 0.044422 | 0 | 1345
011000091 | 1 | Perryton City Drainage Master Plan | Perform H&H modeling, develop conceptual alternatives and OPCC, and rank projects; selected based on HMAPs and survey responses | 250000 | No | 0 | 0 | 304 | 0.16279 | 0.024418 | 145 | 0.1027 | 0.01027 | 558 | 0.057125 | 0.0085688 | 0 | 0 | 0 | 0 | 0 | 0 | 0 | 0 | 0 | 6.6256 | 0.087114 | 0.0087114 | 18.1319 | 0.00074768 | 3.7384e-05 | 0.052007 | 1296 | 0.052007 | 0 | 1296
011000110 | 1 | City of Perryton GIS Development | Develop GIS inventory and condition assessment for flood infrastructure; selected based on survey response | 50000 | No | 0 | 0 | 304 | 0.16279 | 0.024418 | 145 | 0.1027 | 0.01027 | 558 | 0.057125 | 0.0085688 | 0 | 0 | 0 | 0 | 0 | 0 | 0 | 0 | 0 | 6.6256 | 0.087114 | 0.0087114 | 18.1319 | 0.00074768 | 3.7384e-05 | 0.052007 | 1296 | 0.052007 | 0 | 1297
081001284 | 8 | Waco Creek Diversion Tunnel | Addition of a diversion culvert to reroute flow from Waco Creek to the Brazos River. Additional improvements to existing diversion tunnels and crossings. | 300000 | No | 0 | 0 | 76 | 0.040697 | 0.0061046 | 27 | 0.019124 | 0.0019124 | 1723 | 0.17639 | 0.026459 | 1 | 0.042882 | 0.0085763 | 0 | 0 | 0 | 0 | 0 | 0 | 19.8 | 0.26033 | 0.026033 | 1.45 | 5.9792e-05 | 2.9896e-06 | 0.069089 | 1199 | 0.069089 | 0 | 1199
061000274 | 6 | City of Piney Point Village Master Drainage Plan | Study to develop Master Drainage Plan using future and existing land use and flood/storm water drainage needs including Atlas 14 rainfall. | 190000 | Yes | 100 | 0 | 129 | 0.069079 | 0.010362 | 124 | 0.08783 | 0.008783 | 989 | 0.10125 | 0.015187 | 1 | 0.042882 | 0.0085763 | 0 | 0 | 0 | 0 | 0 | 0 | 1.2701 | 0.0167 | 0.00167 | 0.40207 | 1.658e-05 | 8.2898e-07 | 0.044579 | 1344 | 0.044579 | 0 | 1344
151000089 | 15 | Risk Area 15 Trib 3 Detention at Main Street | Project includes constructing 10 acre detention pond (29 ac-ft volume) along East Channel north of Highway 277 and installing flap-gates at flume outfalls on Omar Drive and Jana Drive, to prevent more frequent stormwater from backing up into the neighbor | 124245 | Yes | 100 | 0 | 0 | 0 | 0 | 191 | 0.13529 | 0.013529 | 1331 | 0.13626 | 0.020439 | 1 | 0.042882 | 0.0085763 | 0 | 0 | 0 | 0 | 0 | 0 | 5.6693 | 0.074542 | 0.0074542 | 0 | 0 | 0 | 0.049998 | 1317 | 0.049998 | 0 | 1317
031000306 | 3 | Woody Branch at Loop 12 | Evaluate bridge improvements for Loop 12 over Woody Branch | 250000 | No | 0 | 0 | 106 | 0.056762 | 0.0085143 | 106 | 0.07508 | 0.007508 | 405 | 0.041462 | 0.0062193 | 1 | 0.042882 | 0.0085763 | 1 | 0.057571 | 0.011514 | 0 | 0 | 0 | 6.0328 | 0.07932 | 0.007932 | 2.6107 | 0.00010765 | 5.3827e-06 | 0.050269 | 1314 | 0.050269 | 0 | 1314
031000087 | 3 | Montague County DMP | Evaluate County and identify future projects. | 500000 | No | 0 | 0 | 38 | 0.020349 | 0.0030523 | 11 | 0.0077914 | 0.00077914 | 13 | 0.0013309 | 0.00019963 | 0 | 0 | 0 | 3 | 0.17271 | 0.034542 | 0 | 0 | 0 | 56.7694 | 0.74642 | 0.074642 | 1770.858 | 0.073022 | 0.0036511 | 0.11687 | 996 | 0.11687 | 0 | 996
061000248 | 6 | City of Huntsville Master Drainage Plan | Study to develop Master Drainage Plan using future and existing land use and flood/storm water drainage needs including Atlas 14 rainfall. | 349000 | Yes | 100 | 0 | 114 | 0.061046 | 0.0091569 | 96 | 0.067997 | 0.0067997 | 349 | 0.035729 | 0.0053593 | 1 | 0.042882 | 0.0085763 | 1 | 0.057571 | 0.011514 | 1 | 0.010514 | 0.00052571 | 2.6969 | 0.03546 | 0.003546 | 9.2616 | 0.00038191 | 1.9095e-05 | 0.045497 | 1336 | 0.045497 | 0 | 1336
081000657 | 8 | Briarcreek Court Flooding | Study to determine source and mitigation for flooding in the subdivision. | 83000 | No | 0 | 0 | 77 | 0.041233 | 0.0061849 | 73 | 0.051706 | 0.0051706 | 163 | 0.016687 | 0.0025031 | 0 | 0 | 0 | 2 | 0.11514 | 0.023028 | 9 | 0.094627 | 0.0047314 | 1.0346 | 0.013603 | 0.0013603 | 0 | 0 | 0 | 0.042979 | 1355 | 0.042979 | 0 | 1355
011000116 | 1 | East Amarillo Creek Project Planning - St. Francis Ave. Tributary Channel Reach (City of Amarillo) | Evaluate project to quantify benefits, evaluate impacts and begin design. Improvements include installing 5-barrel, 5'x3' concrete boxes, and improving the channel. Project identified from 2019 Amarillo DMP. | 250000 | No | 0 | 0 | 198 | 0.10603 | 0.015904 | 151 | 0.10695 | 0.010695 | 395 | 0.040438 | 0.0060657 | 1 | 0.042882 | 0.0085763 | 0 | 0 | 0 | 0 | 0 | 0 | 10.7206 | 0.14096 | 0.014096 | 181.9886 | 0.0075044 | 0.00037522 | 0.055713 | 1264 | 0.055713 | 0 | 1264
011000117 | 1 | East Amarillo Creek Project Planning - Echo Street Tributary Channel Reach (City of Amarillo) | Evaluate project to quantify benefits, evaluate impacts and begin design. Improvements include replacing it with a concrete box, installing additional concrete boxes, raising the road, and improving the channel. Project identified from 2019 Amarillo DMP. | 250000 | No | 0 | 0 | 198 | 0.10603 | 0.015904 | 151 | 0.10695 | 0.010695 | 395 | 0.040438 | 0.0060657 | 1 | 0.042882 | 0.0085763 | 0 | 0 | 0 | 0 | 0 | 0 | 10.7206 | 0.14096 | 0.014096 | 181.9886 | 0.0075044 | 0.00037522 | 0.055713 | 1264 | 0.055713 | 0 | 1265
011000119 | 1 | Culverts: Various Locations (City of Amarillo) | Evaluate project to quantify benefits, evaluate impacts and begin design. Improvements to culverts. Project identified from 2019 Amarillo DMP. | 250000 | No | 0 | 0 | 198 | 0.10603 | 0.015904 | 151 | 0.10695 | 0.010695 | 395 | 0.040438 | 0.0060657 | 1 | 0.042882 | 0.0085763 | 0 | 0 | 0 | 0 | 0 | 0 | 10.7206 | 0.14096 | 0.014096 | 181.9886 | 0.0075044 | 0.00037522 | 0.055713 | 1264 | 0.055713 | 0 | 1266
011000123 | 1 | East Amarillo Creek Project Planning - Lower East Amarillo Creek Channel Reach (City of Amarillo) | Evaluate project to quantify benefits, evaluate impacts and begin design. Replace four arch CMP and improve channels. Project identified from 2019 Amarillo DMP. | 250000 | No | 0 | 0 | 198 | 0.10603 | 0.015904 | 151 | 0.10695 | 0.010695 | 395 | 0.040438 | 0.0060657 | 1 | 0.042882 | 0.0085763 | 0 | 0 | 0 | 0 | 0 | 0 | 10.7206 | 0.14096 | 0.014096 | 181.9886 | 0.0075044 | 0.00037522 | 0.055713 | 1264 | 0.055713 | 0 | 1267
011000124 | 1 | East Amarillo Creek Project Planning - Hastings Ave. to River Road Channel Reach (City of Amarillo) | Evaluate project to quantify benefits, evaluate impacts and begin design. Improvements include installing additional concrete boxes, a reinforced concrete bridge, and improving the channel. Project identified from 2019 Amarillo DMP. | 250000 | No | 0 | 0 | 198 | 0.10603 | 0.015904 | 151 | 0.10695 | 0.010695 | 395 | 0.040438 | 0.0060657 | 1 | 0.042882 | 0.0085763 | 0 | 0 | 0 | 0 | 0 | 0 | 10.7206 | 0.14096 | 0.014096 | 181.9886 | 0.0075044 | 0.00037522 | 0.055713 | 1264 | 0.055713 | 0 | 1268
011000125 | 1 | East Amarillo Creek Project Planning - Valley Park Tributary Channel Reach (City of Amarillo) | Evaluate project to quantify benefits, evaluate impacts and begin design. Improvements include modifying and installing concrete boxes, raising roads, and improving channels. Project identified from 2019 Amarillo DMP. | 250000 | No | 0 | 0 | 198 | 0.10603 | 0.015904 | 151 | 0.10695 | 0.010695 | 395 | 0.040438 | 0.0060657 | 1 | 0.042882 | 0.0085763 | 0 | 0 | 0 | 0 | 0 | 0 | 10.7206 | 0.14096 | 0.014096 | 181.9886 | 0.0075044 | 0.00037522 | 0.055713 | 1264 | 0.055713 | 0 | 1269
011000130 | 1 | East Amarillo Creek Project Planning - Ross Rogers Tributary Channel Reach (City of Amarillo) | Evaluate project to quantify benefits, evaluate impacts and begin design. Improvements include replacing arch CMP with concrete boxes, raising roads, and installing an additional concrete box. Project identified from 2019 Amarillo DMP. | 250000 | No | 0 | 0 | 198 | 0.10603 | 0.015904 | 151 | 0.10695 | 0.010695 | 395 | 0.040438 | 0.0060657 | 1 | 0.042882 | 0.0085763 | 0 | 0 | 0 | 0 | 0 | 0 | 10.7206 | 0.14096 | 0.014096 | 181.9886 | 0.0075044 | 0.00037522 | 0.055713 | 1264 | 0.055713 | 0 | 1270
011000140 | 1 | East Amarillo Creek Project Planning - North Bolton St. Storm Sewer (City of Amarillo) | Evaluate project to quantify benefits, evaluate impacts and begin design. Improvements include adding 1 new 42" RCP and 2 new 48" RCP. Project identified from 2019 Amarillo DMP. | 250000 | No | 0 | 0 | 198 | 0.10603 | 0.015904 | 151 | 0.10695 | 0.010695 | 395 | 0.040438 | 0.0060657 | 1 | 0.042882 | 0.0085763 | 0 | 0 | 0 | 0 | 0 | 0 | 10.7206 | 0.14096 | 0.014096 | 181.9886 | 0.0075044 | 0.00037522 | 0.055713 | 1264 | 0.055713 | 0 | 1271
101000070 | 10 | Llano River Channel Maintenance/Improvements | Implement a new program to clear and clean creeks/drains and Llano River bed | 100000 | No | 0 | 0 | 181 | 0.096924 | 0.014539 | 104 | 0.073664 | 0.0073664 | 445 | 0.045557 | 0.0068336 | 0 | 0 | 0 | 1 | 0.057571 | 0.011514 | 0 | 0 | 0 | 3.4783 | 0.045733 | 0.0045733 | 463.7784 | 0.019124 | 0.00095621 | 0.045782 | 1331 | 0.045782 | 0 | 1331
101000062 | 10 | MLK Blvd to Mexico Street | Replace culverts with larger box culverts & parallel wings; MLK Blvd to Mexico St | 100000 | No | 0 | 0 | 223 | 0.11941 | 0.017912 | 173 | 0.12254 | 0.012254 | 689 | 0.070537 | 0.01058 | 0 | 0 | 0 | 0 | 0 | 0 | 0 | 0 | 0 | 5.3424 | 0.070243 | 0.0070243 | 169.8895 | 0.0070055 | 0.00035027 | 0.048121 | 1324 | 0.048121 | 0 | 1324
101000054 | 10 | Schubert Low Water Crossing | Lower channel by 4-5' with drop structures; install five 9'x5' culverts | 50000 | No | 0 | 0 | 44 | 0.023562 | 0.0035343 | 26 | 0.018416 | 0.0018416 | 59 | 0.0060401 | 0.00090602 | 0 | 0 | 0 | 3 | 0.17271 | 0.034542 | 0 | 0 | 0 | 0 | 0 | 0 | 112.1844 | 0.004626 | 0.0002313 | 0.041055 | 1370 | 0.041055 | 0 | 1370
101000171 | 10 | Citywide Floodplain Remapping | Floodplain remapping of the entire city using Atlas 14 rainfall data. | 250000 | No | 0 | 0 | 158 | 0.084608 | 0.012691 | 157 | 0.1112 | 0.01112 | 322 | 0.032965 | 0.0049447 | 0 | 0 | 0 | 1 | 0.057571 | 0.011514 | 0 | 0 | 0 | 2.2855 | 0.03005 | 0.003005 | 331.7929 | 0.013682 | 0.00068408 | 0.043959 | 1346 | 0.043959 | 0 | 1346
031000133 | 3 | Exall and Wycliffe Dam Maintenance Protocol for Drainage Systems and Flood Control Structures | Analyze maintenance protocol for Drainage Systems/Flood Control Structures in and around the Exall and Wycliffe Dams. Conduct study to determine roadway reconstruction, culvert/bridge construction and associated bank protection and improvements | 175000 | No | 0 | 0 | 17 | 0.0091034 | 0.0013655 | 15 | 0.010625 | 0.0010625 | 250 | 0.025594 | 0.0038391 | 0 | 0 | 0 | 3 | 0.17271 | 0.034542 | 0 | 0 | 0 | 1.5331 | 0.020158 | 0.0020158 | 0 | 0 | 0 | 0.042825 | 1358 | 0.042825 | 0 | 1358
031000228 | 3 | NW 24th St & NW 23rd St from West Main to Ditch Near Dalworth St and Doreen St | Study update - Storm Drain Improvements; Estimated construction cost of $5,982,600 | 299000 | No | 0 | 0 | 30 | 0.016065 | 0.0024097 | 29 | 0.020541 | 0.0020541 | 112 | 0.011466 | 0.0017199 | 0 | 0 | 0 | 3 | 0.17271 | 0.034542 | 0 | 0 | 0 | 0.9597 | 0.012618 | 0.0012618 | 10.3999 | 0.00042884 | 2.1442e-05 | 0.042009 | 1364 | 0.042009 | 0 | 1364
031000247 | 3 | Dalworth Creek Stabilization | Repair of gabions and protection of wastewater crossing downstream of I-30; Estimated construction cost of $402,000; from Dalworth Street to Roman; Estimated construction cost of $278,900 | 250000 | No | 0 | 0 | 30 | 0.016065 | 0.0024097 | 29 | 0.020541 | 0.0020541 | 112 | 0.011466 | 0.0017199 | 0 | 0 | 0 | 3 | 0.17271 | 0.034542 | 0 | 0 | 0 | 0.9597 | 0.012618 | 0.0012618 | 10.3999 | 0.00042884 | 2.1442e-05 | 0.042009 | 1364 | 0.042009 | 0 | 1365
031000188 | 3 | Carrier Parkway at Dalworth Creek | Study update - 190 feet southeast of Capetown; Channel Improvements; Estimated construction cost of $1,092,000 | 250000 | No | 0 | 0 | 30 | 0.016065 | 0.0024097 | 29 | 0.020541 | 0.0020541 | 112 | 0.011466 | 0.0017199 | 0 | 0 | 0 | 3 | 0.17271 | 0.034542 | 0 | 0 | 0 | 0.9597 | 0.012618 | 0.0012618 | 10.3999 | 0.00042884 | 2.1442e-05 | 0.042009 | 1364 | 0.042009 | 0 | 1366
031000191 | 3 | Grass-covered Culvert at Dalworth Creek | Study update - 520 feet west of Carrier Parkway; Channel Improvements; Estimated construction cost of $1,048,700 | 250000 | No | 0 | 0 | 30 | 0.016065 | 0.0024097 | 29 | 0.020541 | 0.0020541 | 112 | 0.011466 | 0.0017199 | 0 | 0 | 0 | 3 | 0.17271 | 0.034542 | 0 | 0 | 0 | 0.9597 | 0.012618 | 0.0012618 | 10.3999 | 0.00042884 | 2.1442e-05 | 0.042009 | 1364 | 0.042009 | 0 | 1367
031000226 | 3 | North Carrier Parkway & Main St to Dalworth Creek Channel | Study update - Storm Drain Improvements; Estimated construction cost of $8,803,700 | 440000 | No | 0 | 0 | 30 | 0.016065 | 0.0024097 | 29 | 0.020541 | 0.0020541 | 112 | 0.011466 | 0.0017199 | 0 | 0 | 0 | 3 | 0.17271 | 0.034542 | 0 | 0 | 0 | 0.9597 | 0.012618 | 0.0012618 | 10.3999 | 0.00042884 | 2.1442e-05 | 0.042009 | 1364 | 0.042009 | 0 | 1368
081001022 | 8 | Thompson Creek Floodplain Study from RELLIS to HW 6 to Establish Floodway | Study of Thompson Creek to determine flood risk. | 164000 | No | 0 | 0 | 7 | 0.0037484 | 0.00056227 | 6 | 0.0042498 | 0.00042498 | 3 | 0.00030713 | 4.6069e-05 | 0 | 0 | 0 | 3 | 0.17271 | 0.034542 | 6 | 0.063085 | 0.0031542 | 2.0125 | 0.026461 | 0.0026461 | 978.34 | 0.040342 | 0.0020171 | 0.043393 | 1351 | 0.043393 | 0 | 1351
081001009 | 8 | Thompsons Branch & SH 6 Drainage Improvements | Study to design several improvements to mitigate flooding at the crossing. | 137000 | No | 0 | 0 | 7 | 0.0037484 | 0.00056227 | 6 | 0.0042498 | 0.00042498 | 3 | 0.00030713 | 4.6069e-05 | 0 | 0 | 0 | 3 | 0.17271 | 0.034542 | 6 | 0.063085 | 0.0031542 | 2.0125 | 0.026461 | 0.0026461 | 978.34 | 0.040342 | 0.0020171 | 0.043393 | 1351 | 0.043393 | 0 | 1352
011000136 | 1 | Lawrence Lake Project Planning (City of Amarillo) | Evaluate project to quantify benefits, evaluate impacts and begin design. Add new 3,000 GMP pumps at both pumps, replace 15" PV with 20", and replace 16" STL with 24". Project identified from 2019 Amarillo DMP. | 250000 | No | 0 | 0 | 133 | 0.07122 | 0.010683 | 111 | 0.078622 | 0.0078622 | 864 | 0.088452 | 0.013268 | 1 | 0.042882 | 0.0085763 | 0 | 0 | 0 | 0 | 0 | 0 | 19.0873 | 0.25096 | 0.025096 | 0 | 0 | 0 | 0.065486 | 1210 | 0.065486 | 0 | 1210
011000145 | 1 | Lawrence Lake Outfall (City of Amarillo) | Evaluate project to quantify benefits, evaluate impacts and begin design. Project improvements include 2 inlet boxes and parallel relief line that will outfall at the current cascaded outfall. Project identified from 2019 Amarillo DMP. | 250000 | No | 0 | 0 | 133 | 0.07122 | 0.010683 | 111 | 0.078622 | 0.0078622 | 864 | 0.088452 | 0.013268 | 1 | 0.042882 | 0.0085763 | 0 | 0 | 0 | 0 | 0 | 0 | 19.0873 | 0.25096 | 0.025096 | 0 | 0 | 0 | 0.065486 | 1210 | 0.065486 | 0 | 1211
011000153 | 1 | Lawrence Lake Project Planning - Dilday Draw Storm Sewer (City of Amarillo) | Evaluate project to quantify benefits, evaluate impacts and begin design. Improvements include channel improvement on several RCP, replacing a 54" and 48" RCP with 60" RCP and adding 30" PCP parallel to 72" RCP. Project identified from 2019 Amarillo DMP. | 250000 | No | 0 | 0 | 133 | 0.07122 | 0.010683 | 111 | 0.078622 | 0.0078622 | 864 | 0.088452 | 0.013268 | 1 | 0.042882 | 0.0085763 | 0 | 0 | 0 | 0 | 0 | 0 | 19.0873 | 0.25096 | 0.025096 | 0 | 0 | 0 | 0.065486 | 1210 | 0.065486 | 0 | 1212
011000154 | 1 | Lawrence Lake Project Planning - Fleetwood Drive Storm Sewer (City of Amarillo) | Evaluate project to quantify benefits, evaluate impacts and begin design. Replace pipes with ones with larger diameters, add three new pipes, and connect two pipes in three locations. Project identified from 2019 Amarillo DMP. | 250000 | No | 0 | 0 | 133 | 0.07122 | 0.010683 | 111 | 0.078622 | 0.0078622 | 864 | 0.088452 | 0.013268 | 1 | 0.042882 | 0.0085763 | 0 | 0 | 0 | 0 | 0 | 0 | 19.0873 | 0.25096 | 0.025096 | 0 | 0 | 0 | 0.065486 | 1210 | 0.065486 | 0 | 1213
011000155 | 1 | Lawrence Lake Project Planning - Julian Blvd. Storm Sewer (City of Amarillo) | Evaluate project to quantify benefits, evaluate impacts and begin design. Proposed improvements consist of adding a major trunkline, and a lateral and inlets. Project identified from 2019 Amarillo DMP. | 250000 | No | 0 | 0 | 133 | 0.07122 | 0.010683 | 111 | 0.078622 | 0.0078622 | 864 | 0.088452 | 0.013268 | 1 | 0.042882 | 0.0085763 | 0 | 0 | 0 | 0 | 0 | 0 | 19.0873 | 0.25096 | 0.025096 | 0 | 0 | 0 | 0.065486 | 1210 | 0.065486 | 0 | 1214
011000156 | 1 | Lawrence Lake Project Planning - Olsen/Emil Storm Sewer (City of Amarillo) | Evaluate project to quantify benefits, evaluate impacts and begin design. Proposed improvements include new inlets and laterals, and upsizing existing laterals and trunk line through the outfall. Project identified from 2019 Amarillo DMP. | 250000 | No | 0 | 0 | 133 | 0.07122 | 0.010683 | 111 | 0.078622 | 0.0078622 | 864 | 0.088452 | 0.013268 | 1 | 0.042882 | 0.0085763 | 0 | 0 | 0 | 0 | 0 | 0 | 19.0873 | 0.25096 | 0.025096 | 0 | 0 | 0 | 0.065486 | 1210 | 0.065486 | 0 | 1215
011000157 | 1 | Lawrence Lake Project Planning - SW 26th Avenue Storm Sewer (City of Amarillo) | Evaluate project to quantify benefits, evaluate impacts and begin design. Proposed improvements include adding multiple inlets and laterals and connecting them into an existing parallel line. Project identified from 2019 Amarillo DMP. | 250000 | No | 0 | 0 | 133 | 0.07122 | 0.010683 | 111 | 0.078622 | 0.0078622 | 864 | 0.088452 | 0.013268 | 1 | 0.042882 | 0.0085763 | 0 | 0 | 0 | 0 | 0 | 0 | 19.0873 | 0.25096 | 0.025096 | 0 | 0 | 0 | 0.065486 | 1210 | 0.065486 | 0 | 1216
011000164 | 1 | Lawrence Lake Watershed Study (City of Amarillo) | Perform H&H modeling, develop conceptual alternatives and OPCC, and rank projects. Marked as very high priority in 2019 Amarillo DMP | 1000000 | No | 0 | 0 | 133 | 0.07122 | 0.010683 | 111 | 0.078622 | 0.0078622 | 864 | 0.088452 | 0.013268 | 1 | 0.042882 | 0.0085763 | 0 | 0 | 0 | 0 | 0 | 0 | 19.0873 | 0.25096 | 0.025096 | 0 | 0 | 0 | 0.065486 | 1210 | 0.065486 | 0 | 1217
121000028 | 12 | Damage Center 4- Apache Creek | Majority of the flooding is caused by the undersized culverts downstream of West Woodlawn, providing addition of box culverts will provide adequate capacity to the existing storm drain system | 15077473 | Yes | 100 | 0 | 116 | 0.062117 | 0.0093176 | 115 | 0.081455 | 0.0081455 | 366 | 0.037469 | 0.0056204 | 0 | 0 | 0 | 1 | 0.057571 | 0.011514 | 11 | 0.11566 | 0.0057828 | 1.16 | 0.015252 | 0.0015252 | 0 | 0 | 0 | 0.041906 | 1369 | 0.041906 | 0 | 1369
071000047 | 7 | City of Roscoe DMP | Evaluate city to identify future projects, analyze roads/stream crossing for emergency response vehicles to high hazard areas | 250000 | No | 0 | 0 | 194 | 0.10389 | 0.015583 | 142 | 0.10058 | 0.010058 | 322 | 0.032965 | 0.0049447 | 1 | 0.042882 | 0.0085763 | 0 | 0 | 0 | 0 | 0 | 0 | 10.5829 | 0.13915 | 0.013915 | 380.0845 | 0.015673 | 0.00078365 | 0.05386 | 1280 | 0.05386 | 0 | 1280
071000147 | 7 | City of Roscoe Higher Standards Program | Adopt higher standards for new construction, increase freeboard requirements for structures in the SFHA; adopt a “no-rise” in BFE in the 100-year floodplain. Update local flood ordinance to prohibit granting of variance in SFHA; Include “cumulativ | 100000 | No | 0 | 0 | 194 | 0.10389 | 0.015583 | 142 | 0.10058 | 0.010058 | 322 | 0.032965 | 0.0049447 | 1 | 0.042882 | 0.0085763 | 0 | 0 | 0 | 0 | 0 | 0 | 10.5829 | 0.13915 | 0.013915 | 380.0845 | 0.015673 | 0.00078365 | 0.05386 | 1280 | 0.05386 | 0 | 1281
071000146 | 7 | City of Roscoe Floodproof Sewage Plant Program | Flood-proof sewage treatment plants in flood hazard / low-lying areas. | 250000 | No | 0 | 0 | 194 | 0.10389 | 0.015583 | 142 | 0.10058 | 0.010058 | 322 | 0.032965 | 0.0049447 | 1 | 0.042882 | 0.0085763 | 0 | 0 | 0 | 0 | 0 | 0 | 10.5829 | 0.13915 | 0.013915 | 380.0845 | 0.015673 | 0.00078365 | 0.05386 | 1280 | 0.05386 | 0 | 1282
071000145 | 7 | City of Roscoe Floodplain Open Space Program | Acquire and preserve open spaces adjacent to floodplain areas. Protect floodplains in their natural state. | 500000 | No | 0 | 0 | 194 | 0.10389 | 0.015583 | 142 | 0.10058 | 0.010058 | 322 | 0.032965 | 0.0049447 | 1 | 0.042882 | 0.0085763 | 0 | 0 | 0 | 0 | 0 | 0 | 10.5829 | 0.13915 | 0.013915 | 380.0845 | 0.015673 | 0.00078365 | 0.05386 | 1280 | 0.05386 | 0 | 1283
071000148 | 7 | City of Roscoe Relocate Critical Facilities High Hazard | Relocate critical facilities out of high hazard areas. | 1000000 | No | 0 | 0 | 194 | 0.10389 | 0.015583 | 142 | 0.10058 | 0.010058 | 322 | 0.032965 | 0.0049447 | 1 | 0.042882 | 0.0085763 | 0 | 0 | 0 | 0 | 0 | 0 | 10.5829 | 0.13915 | 0.013915 | 380.0845 | 0.015673 | 0.00078365 | 0.05386 | 1280 | 0.05386 | 0 | 1284
071000149 | 7 | City of Roscoe Stream Restoration Program | Implement stream restoration / channelization program to ensure adequate drainage / diversion of stormwater. | 250000 | No | 0 | 0 | 194 | 0.10389 | 0.015583 | 142 | 0.10058 | 0.010058 | 322 | 0.032965 | 0.0049447 | 1 | 0.042882 | 0.0085763 | 0 | 0 | 0 | 0 | 0 | 0 | 10.5829 | 0.13915 | 0.013915 | 380.0845 | 0.015673 | 0.00078365 | 0.05386 | 1280 | 0.05386 | 0 | 1285
051000134 | 5 | Lakeview Additional Pumping | H&H study to size pump upgrades and improve existing level of service. | 100000 | Yes | 100 | 0 | 216 | 0.11567 | 0.01735 | 215 | 0.15229 | 0.015229 | 479 | 0.049038 | 0.0073557 | 0 | 0 | 0 | 0 | 0 | 0 | 0 | 0 | 0 | 2.0346 | 0.026751 | 0.0026751 | 0 | 0 | 0 | 0.042609 | 1360 | 0.042609 | 0 | 1360
011000133 | 1 | McCarty Lake Project Planning (City of Amarillo) | Evaluate project to quantify benefits, evaluate impacts and begin design. Excavate 900,000 CY. Raise street and install equalization culverts. Add new pumping station with suction line, and add new force main. Project identified from 2019 Amarillo DMP. | 382000 | No | 0 | 0 | 200 | 0.1071 | 0.016065 | 172 | 0.12183 | 0.012183 | 750 | 0.076781 | 0.011517 | 0 | 0 | 0 | 0 | 0 | 0 | 0 | 0 | 0 | 12.7928 | 0.1682 | 0.01682 | 53.635 | 0.0022117 | 0.00011058 | 0.056696 | 1254 | 0.056696 | 0 | 1254
011000141 | 1 | McCarty Lake Project Planning - Fulton/ Hampton Storm Sewer (City of Amarillo) | Evaluate project to quantify benefits, evaluate impacts and begin design. Improvements to McCarty Lake Study Area - Fulton/ Hampton Storm Sewer. Project identified from 2019 Amarillo DMP. | 250000 | No | 0 | 0 | 200 | 0.1071 | 0.016065 | 172 | 0.12183 | 0.012183 | 750 | 0.076781 | 0.011517 | 0 | 0 | 0 | 0 | 0 | 0 | 0 | 0 | 0 | 12.7928 | 0.1682 | 0.01682 | 53.635 | 0.0022117 | 0.00011058 | 0.056696 | 1254 | 0.056696 | 0 | 1255
011000147 | 1 | McCarty Lake Project Planning - Downstream I-27 (City of Amarillo) | Evaluate project to quantify benefits, evaluate impacts and begin design. Proposed improvements consist of constructing a relief interceptor sized to take storm flows to McCarty Lake. Project identified from 2019 Amarillo DMP. | 383000 | No | 0 | 0 | 200 | 0.1071 | 0.016065 | 172 | 0.12183 | 0.012183 | 750 | 0.076781 | 0.011517 | 0 | 0 | 0 | 0 | 0 | 0 | 0 | 0 | 0 | 12.7928 | 0.1682 | 0.01682 | 53.635 | 0.0022117 | 0.00011058 | 0.056696 | 1254 | 0.056696 | 0 | 1256
011000148 | 1 | McCarty Lake Project Planning - Hillside/Hampton Storm Sewer (1B) (City of Amarillo) | Evaluate project to quantify benefits, evaluate impacts and begin design. Proposed improvements include adding storm drain, adding parallel system, and then connecting to the existing crossing. Project identified from 2019 Amarillo DMP. | 250000 | No | 0 | 0 | 200 | 0.1071 | 0.016065 | 172 | 0.12183 | 0.012183 | 750 | 0.076781 | 0.011517 | 0 | 0 | 0 | 0 | 0 | 0 | 0 | 0 | 0 | 12.7928 | 0.1682 | 0.01682 | 53.635 | 0.0022117 | 0.00011058 | 0.056696 | 1254 | 0.056696 | 0 | 1257
011000159 | 1 | McCarty Lake Project Planning - Hillside/Hampton Storm Sewer (2A) (City of Amarillo) | Evaluate project to quantify benefits, evaluate impacts and begin design. Proposed improvements include the interceptor and inlets and parallel storm drain to direct flow into the existing storm drain system. Project identified from 2019 Amarillo DMP. | 250000 | No | 0 | 0 | 200 | 0.1071 | 0.016065 | 172 | 0.12183 | 0.012183 | 750 | 0.076781 | 0.011517 | 0 | 0 | 0 | 0 | 0 | 0 | 0 | 0 | 0 | 12.7928 | 0.1682 | 0.01682 | 53.635 | 0.0022117 | 0.00011058 | 0.056696 | 1254 | 0.056696 | 0 | 1258
011000160 | 1 | McCarty Lake Project Planning - Hillside/Hampton Storm Sewer (2B) (City of Amarillo) | Evaluate project to quantify benefits, evaluate impacts and begin design. Proposed improvements include inlets and capacity, including extending the storm drain to tie into the Catalpa storm drain and outfall. Project identified from 2019 Amarillo DMP. | 250000 | No | 0 | 0 | 200 | 0.1071 | 0.016065 | 172 | 0.12183 | 0.012183 | 750 | 0.076781 | 0.011517 | 0 | 0 | 0 | 0 | 0 | 0 | 0 | 0 | 0 | 12.7928 | 0.1682 | 0.01682 | 53.635 | 0.0022117 | 0.00011058 | 0.056696 | 1254 | 0.056696 | 0 | 1259
011000168 | 1 | McCarty Lake Watershed Study (City of Amarillo) | Perform H&H modeling, develop conceptual alternatives and OPCC, and rank projects. Marked as high priority in 2019 Amarillo DMP | 923000 | No | 0 | 0 | 200 | 0.1071 | 0.016065 | 172 | 0.12183 | 0.012183 | 750 | 0.076781 | 0.011517 | 0 | 0 | 0 | 0 | 0 | 0 | 0 | 0 | 0 | 12.7928 | 0.1682 | 0.01682 | 53.635 | 0.0022117 | 0.00011058 | 0.056696 | 1254 | 0.056696 | 0 | 1260
121000144 | 12 | Wet-Proof Wastewater System | This action proposes “wet-proofing” city sewer lines to the Wastewater Treatment Plant | 50000 | Yes | 100 | 0 | 170 | 0.091034 | 0.013655 | 133 | 0.094205 | 0.0094205 | 263 | 0.026925 | 0.0040387 | 0 | 0 | 0 | 0 | 0 | 0 | 24 | 0.25234 | 0.012617 | 4.22 | 0.055485 | 0.0055485 | 1.4002 | 5.7738e-05 | 2.8869e-06 | 0.045283 | 1340 | 0.045283 | 0 | 1340
121000079 | 12 | Damage Center 40-San Antonio River DS Reach near Roosevelt | Three lots have 100-year flood depths greater than 2 feet and were therefore not considered for flood-proofing. Due to its location between parks,it appears reasonable to be buyout the flooed properties and continue the park | 12536093 | Yes | 100 | 0 | 73 | 0.039091 | 0.0058636 | 52 | 0.036832 | 0.0036832 | 892 | 0.091319 | 0.013698 | 0 | 0 | 0 | 1 | 0.057571 | 0.011514 | 9 | 0.094627 | 0.0047314 | 0.95 | 0.012491 | 0.0012491 | 0 | 0 | 0 | 0.040739 | 1385 | 0.040739 | 0 | 1385
061000056 | 6 | Mary's Creek Lower Segment | Study to develop project into a FMP. Project will provide a 25-year LOS; Channel modifications from SH35 to downstream of Pearland Pkwy. and 1670 ac-ft mitigation. | 2436000 | No | 0 | 0 | 75 | 0.040162 | 0.0060243 | 60 | 0.042498 | 0.0042498 | 554 | 0.056716 | 0.0085074 | 1 | 0.042882 | 0.0085763 | 1 | 0.057571 | 0.011514 | 1 | 0.010514 | 0.00052571 | 2.6327 | 0.034616 | 0.0034616 | 0.4433 | 1.828e-05 | 9.1398e-07 | 0.04286 | 1356 | 0.04286 | 0 | 1356
031000219 | 3 | 27th Street and Graham Street from Rinehart to Channel | Study update - Storm Drain Improvements; Estimated construction cost of $1,419,800 | 250000 | No | 0 | 0 | 37 | 0.019813 | 0.002972 | 2 | 0.0014166 | 0.00014166 | 102 | 0.010442 | 0.0015663 | 4 | 0.17153 | 0.034305 | 0 | 0 | 0 | 0 | 0 | 0 | 0.61555 | 0.0080933 | 0.00080933 | 144.29 | 0.0059499 | 0.00029749 | 0.040092 | 1391 | 0.040092 | 0 | 1391
091000086 | 9 | Schleicher County DMP | Create Drainage Master Plan, including evaluation of potential mitigation projects. | 500000 | No | 0 | 0 | 99 | 0.053014 | 0.0079521 | 40 | 0.028332 | 0.0028332 | 186 | 0.019042 | 0.0028563 | 0 | 0 | 0 | 2 | 0.11514 | 0.023028 | 0 | 0 | 0 | 16.6259 | 0.2186 | 0.02186 | 1263.9458 | 0.052119 | 0.002606 | 0.061136 | 1238 | 0.061136 | 0 | 1238
091000087 | 9 | Schleicher County FEMA Mapping | Create FEMA Mapping in previously unmapped areas | 1207000 | No | 0 | 0 | 99 | 0.053014 | 0.0079521 | 40 | 0.028332 | 0.0028332 | 186 | 0.019042 | 0.0028563 | 0 | 0 | 0 | 2 | 0.11514 | 0.023028 | 0 | 0 | 0 | 16.6259 | 0.2186 | 0.02186 | 1263.9458 | 0.052119 | 0.002606 | 0.061136 | 1238 | 0.061136 | 0 | 1239
091000088 | 9 | Schleicher County GIS Development | Develop a GIS inventory of stormwater infrastructure | 100000 | No | 0 | 0 | 99 | 0.053014 | 0.0079521 | 40 | 0.028332 | 0.0028332 | 186 | 0.019042 | 0.0028563 | 0 | 0 | 0 | 2 | 0.11514 | 0.023028 | 0 | 0 | 0 | 16.6259 | 0.2186 | 0.02186 | 1263.9458 | 0.052119 | 0.002606 | 0.061136 | 1238 | 0.061136 | 0 | 1240
121000113 | 12 | New Drainage Analysis to Update/Revise Flood Maps | This action proposes performing a new drainage analysis for the community to update/revise Flood Maps to better identify areas subject to this Hazard; last study completed in September 1977. | 100000 | Yes | 100 | 0 | 170 | 0.091034 | 0.013655 | 133 | 0.094205 | 0.0094205 | 263 | 0.026925 | 0.0040387 | 0 | 0 | 0 | 0 | 0 | 0 | 23 | 0.24183 | 0.012091 | 4.22 | 0.055485 | 0.0055485 | 1.4002 | 5.7738e-05 | 2.8869e-06 | 0.044757 | 1343 | 0.044757 | 0 | 1343
121000151 | 12 | Repetitive loss properties | Offer relocation/mitigation incentives to current flood hazard area property owners; initiate a community program to acquire repetitive loss structures identified by FEMA. | 150000 | Yes | 100 | 0 | 153 | 0.08193 | 0.01229 | 101 | 0.071539 | 0.0071539 | 568 | 0.058149 | 0.0087224 | 0 | 0 | 0 | 0 | 0 | 0 | 20 | 0.21028 | 0.010514 | 3.64 | 0.047859 | 0.0047859 | 63.26 | 0.0026086 | 0.00013043 | 0.043596 | 1347 | 0.043596 | 0 | 1347
101000202 | 10 | Dalton Lane Crossing Improvements Project Planning | Project planning for project to upgrade the two low water crossings to improve public safety and reduce road closures during small, frequent storm events. Develop technical data required for FMP. | 1950000 | No | 0 | 0 | 31 | 0.0166 | 0.00249 | 12 | 0.0084997 | 0.00084997 | 39 | 0.0039926 | 0.0005989 | 0 | 0 | 0 | 3 | 0.17271 | 0.034542 | 0 | 0 | 0 | 3.1301 | 0.041155 | 0.0041155 | 72.6932 | 0.0029975 | 0.00014988 | 0.042747 | 1359 | 0.042747 | 0 | 1359
061000324 | 6 | Barker Reservoir Flood Risk Reduction and Park Project | Study to further the proposed project. FIF application information unavailable. | 30000 | No | 0 | 0 | 115 | 0.061582 | 0.0092372 | 105 | 0.074372 | 0.0074372 | 306 | 0.031327 | 0.004699 | 2 | 0.085763 | 0.017153 | 0 | 0 | 0 | 0 | 0 | 0 | 1.4075 | 0.018506 | 0.0018506 | 20.4544 | 0.00084345 | 4.2172e-05 | 0.040419 | 1388 | 0.040419 | 0 | 1388
111000068 | 11 | City of Uhland Drainage Improvement Project Planning | Project planning for proposed project to mitigate against flooding by increasing the capacity of drainage routes to contain the storm water. Proposed drainage improvements will reduce flood waters backing up into the City. | 1334000 | No | 0 | 0 | 27 | 0.014458 | 0.0021687 | 11 | 0.0077914 | 0.00077914 | 46 | 0.0047093 | 0.00070639 | 0 | 0 | 0 | 3 | 0.17271 | 0.034542 | 0 | 0 | 0 | 1.5123 | 0.019885 | 0.0019885 | 94.0856 | 0.0038797 | 0.00019398 | 0.040379 | 1389 | 0.040379 | 0 | 1389
131000083 | 13 | Fulton Drainage Master Plan | New stormwater master plan that includes a capital improvement plan | 188000 | Yes | 100 | 0 | 83 | 0.044446 | 0.0066669 | 43 | 0.030457 | 0.0030457 | 126 | 0.012899 | 0.0019349 | 1 | 0.042882 | 0.0085763 | 0 | 0 | 0 | 34 | 0.35748 | 0.017874 | 3.6052 | 0.047401 | 0.0047401 | 0.0081299 | 3.3524e-07 | 1.6762e-08 | 0.042838 | 1357 | 0.042838 | 0 | 1357
111000060 | 11 | City of San Marcos - Extension of River Ridge Parkway West Project Planning | Project planning for proposed project identified through the San Marcos Transportation Plan, to increase the ability to divert traffic during flooding events | 298000 | No | 0 | 0 | 69 | 0.036949 | 0.0055423 | 59 | 0.04179 | 0.004179 | 1288 | 0.13186 | 0.019779 | 1 | 0.042882 | 0.0085763 | 0 | 0 | 0 | 0 | 0 | 0 | 3.1582 | 0.041524 | 0.0041524 | 0.3518 | 1.4507e-05 | 7.2534e-07 | 0.04223 | 1362 | 0.04223 | 0 | 1362
101000073 | 10 | Comanche Rancherias Subdivision | Address severe flooding created by drainage from adjacent lands to Comanche Rancherias Subdivision | 100000 | No | 0 | 0 | 20 | 0.01071 | 0.0016065 | 17 | 0.012041 | 0.0012041 | 17 | 0.0017404 | 0.00026106 | 0 | 0 | 0 | 3 | 0.17271 | 0.034542 | 0 | 0 | 0 | 0 | 0 | 0 | 216.4632 | 0.008926 | 0.0004463 | 0.03806 | 1397 | 0.03806 | 0 | 1397
151000024 | 15 | Los Fresno's Action #13 | Upgrade culverts and install drainage improvements at various locations to increase capacity and reduce risk of flood damages. Purchase trailer mounted water trash pump to reduce or eliminate flooding. Drainage Improvement locations: Drainage Ditch Sout | 1848000 | Yes | 100 | 0 | 0 | 0 | 0 | 146 | 0.10341 | 0.010341 | 680 | 0.069615 | 0.010442 | 2 | 0.085763 | 0.017153 | 0 | 0 | 0 | 0 | 0 | 0 | 9.7896 | 0.12872 | 0.012872 | 0 | 0 | 0 | 0.050808 | 1312 | 0.050808 | 0 | 1312
031000181 | 3 | Grand Parkway Culvert Crossing | Evaluate alternatives to upsize cross-culverts to allow for developed flow | 100000 | No | 0 | 0 | 209 | 0.11192 | 0.016788 | 191 | 0.13529 | 0.013529 | 358 | 0.03665 | 0.0054976 | 0 | 0 | 0 | 0 | 0 | 0 | 0 | 0 | 0 | 4.0001 | 0.052594 | 0.0052594 | 741.7491 | 0.030586 | 0.0015293 | 0.042603 | 1361 | 0.042603 | 0 | 1361
051000106 | 5 | Lakeside Upgrade Pumping Equipment | H&H study to size pump upgrades and improve existing level of service. | 100000 | Yes | 100 | 0 | 207 | 0.11085 | 0.016627 | 200 | 0.14166 | 0.014166 | 397 | 0.040643 | 0.0060964 | 0 | 0 | 0 | 0 | 0 | 0 | 0 | 0 | 0 | 2.996 | 0.039392 | 0.0039392 | 3.2005 | 0.00013198 | 6.5988e-06 | 0.040835 | 1384 | 0.040835 | 0 | 1384
011000120 | 1 | West Amarillo Creek Project Planning - Amarillo Country Club Channel Reach (City of Amarillo) | Evaluate project to quantify benefits, evaluate impacts and begin design. Improvement includes installing and replacing concrete boxes, improving the channel, and replacing 2 driveway structures. Project identified from 2019 Amarillo DMP. | 250000 | No | 0 | 0 | 69 | 0.036949 | 0.0055423 | 60 | 0.042498 | 0.0042498 | 165 | 0.016892 | 0.0025338 | 0 | 0 | 0 | 2 | 0.11514 | 0.023028 | 2 | 0.021028 | 0.0010514 | 3.3075 | 0.043488 | 0.0043488 | 123.9034 | 0.0051092 | 0.00025546 | 0.04101 | 1371 | 0.04101 | 0 | 1371
011000127 | 1 | West Amarillo Creek Project Planning - Westcliff Channel Reach (City of Amarillo) | Evaluate project to quantify benefits, evaluate impacts and begin design. Improvements include 2 additional 36" RCP at Kouba Drive and improving channel from W. 9th Ave to Kouba Dr. Project identified from 2019 Amarillo DMP. | 250000 | No | 0 | 0 | 69 | 0.036949 | 0.0055423 | 60 | 0.042498 | 0.0042498 | 165 | 0.016892 | 0.0025338 | 0 | 0 | 0 | 2 | 0.11514 | 0.023028 | 2 | 0.021028 | 0.0010514 | 3.3075 | 0.043488 | 0.0043488 | 123.9034 | 0.0051092 | 0.00025546 | 0.04101 | 1371 | 0.04101 | 0 | 1372
011000129 | 1 | West Amarillo Creek Project Planning - Tascosa/Westwood Channel Reach (City of Amarillo) | Evaluate project to quantify benefits, evaluate impacts and begin design. Improvements to West Amarillo Creek Study Area - Tascosa/Westwood Channel Reach. Project identified from 2019 Amarillo DMP. | 250000 | No | 0 | 0 | 69 | 0.036949 | 0.0055423 | 60 | 0.042498 | 0.0042498 | 165 | 0.016892 | 0.0025338 | 0 | 0 | 0 | 2 | 0.11514 | 0.023028 | 2 | 0.021028 | 0.0010514 | 3.3075 | 0.043488 | 0.0043488 | 123.9034 | 0.0051092 | 0.00025546 | 0.04101 | 1371 | 0.04101 | 0 | 1373
121000012 | 12 | Damage Center 1 (Stockdale Creek) | Stockdale Creek Stream Restoration with a natural channel design | 3569335 | Yes | 100 | 0 | 0 | 0 | 0 | 0 | 0 | 0 | 0 | 0 | 0 | 0 | 0 | 0 | 3 | 0.17271 | 0.034542 | 4 | 0.042057 | 0.0021028 | 0.13 | 0.0017093 | 0.00017093 | 0.10528 | 4.3413e-06 | 2.1707e-07 | 0.036816 | 1409 | 0.036816 | 0 | 1409
071000208 | 7 | City of Abilene Elm Creek Detention below Southwest Drive | Proposed detention pond | 700000 | No | 0 | 0 | 175 | 0.093711 | 0.014057 | 168 | 0.119 | 0.0119 | 655 | 0.067056 | 0.010058 | 0 | 0 | 0 | 0 | 0 | 0 | 0 | 0 | 0 | 3.0549 | 0.040166 | 0.0040166 | 206.6353 | 0.0085207 | 0.00042604 | 0.040457 | 1387 | 0.040457 | 0 | 1387
031000209 | 3 | East Main St & NE 14th St | Study update - Storm Drain Improvements; Estimated construction cost of $5,879,400 | 294000 | No | 0 | 0 | 18 | 0.0096389 | 0.0014458 | 7 | 0.0049581 | 0.00049581 | 1107 | 0.11333 | 0.016999 | 2 | 0.085763 | 0.017153 | 0 | 0 | 0 | 0 | 0 | 0 | 3.3715 | 0.044329 | 0.0044329 | 160.733 | 0.0066279 | 0.0003314 | 0.040858 | 1375 | 0.040858 | 0 | 1375
031000239 | 3 | Turner Branch Stream Bottom Stabilization | Evaluate the improvements needed along Turner Branch: 380 feet south of Small Hill Street to 450 feet north of East Tarrant Road; $187,200 (?) | 250000 | No | 0 | 0 | 18 | 0.0096389 | 0.0014458 | 7 | 0.0049581 | 0.00049581 | 1107 | 0.11333 | 0.016999 | 2 | 0.085763 | 0.017153 | 0 | 0 | 0 | 0 | 0 | 0 | 3.3715 | 0.044329 | 0.0044329 | 160.733 | 0.0066279 | 0.0003314 | 0.040858 | 1375 | 0.040858 | 0 | 1376
031000185 | 3 | North Grand Prairie High School Pond Crossing | Study update - Gopher Creek 430 feet north of Small Hill St; channel improvements; Estimated construction cost of $159,500 | 250000 | No | 0 | 0 | 18 | 0.0096389 | 0.0014458 | 7 | 0.0049581 | 0.00049581 | 1107 | 0.11333 | 0.016999 | 2 | 0.085763 | 0.017153 | 0 | 0 | 0 | 0 | 0 | 0 | 3.3715 | 0.044329 | 0.0044329 | 160.733 | 0.0066279 | 0.0003314 | 0.040858 | 1375 | 0.040858 | 0 | 1377
031000187 | 3 | Small Hill St at Gopher Creek | Study update - Channel Improvements; Estimated construction cost of $307,700 | 250000 | No | 0 | 0 | 18 | 0.0096389 | 0.0014458 | 7 | 0.0049581 | 0.00049581 | 1107 | 0.11333 | 0.016999 | 2 | 0.085763 | 0.017153 | 0 | 0 | 0 | 0 | 0 | 0 | 3.3715 | 0.044329 | 0.0044329 | 160.733 | 0.0066279 | 0.0003314 | 0.040858 | 1375 | 0.040858 | 0 | 1378
031000189 | 3 | East Tarrant Rd at Gopher Creek | Study update - Channel Improvements; Estimated construction cost of $381,300 | 250000 | No | 0 | 0 | 18 | 0.0096389 | 0.0014458 | 7 | 0.0049581 | 0.00049581 | 1107 | 0.11333 | 0.016999 | 2 | 0.085763 | 0.017153 | 0 | 0 | 0 | 0 | 0 | 0 | 3.3715 | 0.044329 | 0.0044329 | 160.733 | 0.0066279 | 0.0003314 | 0.040858 | 1375 | 0.040858 | 0 | 1379
031000190 | 3 | NE 5th St at Gopher Creek | Study update - Channel Improvements; Estimated construction cost of $390,200 | 250000 | No | 0 | 0 | 18 | 0.0096389 | 0.0014458 | 7 | 0.0049581 | 0.00049581 | 1107 | 0.11333 | 0.016999 | 2 | 0.085763 | 0.017153 | 0 | 0 | 0 | 0 | 0 | 0 | 3.3715 | 0.044329 | 0.0044329 | 160.733 | 0.0066279 | 0.0003314 | 0.040858 | 1375 | 0.040858 | 0 | 1380
031000192 | 3 | High School Drive at Gopher Creek | Study update - Channel Improvements; Estimated construction cost of $402,400 | 250000 | No | 0 | 0 | 18 | 0.0096389 | 0.0014458 | 7 | 0.0049581 | 0.00049581 | 1107 | 0.11333 | 0.016999 | 2 | 0.085763 | 0.017153 | 0 | 0 | 0 | 0 | 0 | 0 | 3.3715 | 0.044329 | 0.0044329 | 160.733 | 0.0066279 | 0.0003314 | 0.040858 | 1375 | 0.040858 | 0 | 1381
031000195 | 3 | West Park Square Rd at Turner Branch | Study update - Channel Improvements; Estimated construction cost of $445,200 | 250000 | No | 0 | 0 | 18 | 0.0096389 | 0.0014458 | 7 | 0.0049581 | 0.00049581 | 1107 | 0.11333 | 0.016999 | 2 | 0.085763 | 0.017153 | 0 | 0 | 0 | 0 | 0 | 0 | 3.3715 | 0.044329 | 0.0044329 | 160.733 | 0.0066279 | 0.0003314 | 0.040858 | 1375 | 0.040858 | 0 | 1382
031000238 | 3 | Gopher Creek Stream Bottom Stabilization | Evaluate the improvements needed along Gopher Creek: downstream of NE 5th Street; between High School Drive and NE 5th Street; downstream of Belt Line Road; $65,600 (?) + $127,300; downstream of High School Drive; $70,500 | 250000 | No | 0 | 0 | 18 | 0.0096389 | 0.0014458 | 7 | 0.0049581 | 0.00049581 | 1107 | 0.11333 | 0.016999 | 2 | 0.085763 | 0.017153 | 0 | 0 | 0 | 0 | 0 | 0 | 3.3715 | 0.044329 | 0.0044329 | 160.733 | 0.0066279 | 0.0003314 | 0.040858 | 1375 | 0.040858 | 0 | 1383
121000015 | 12 | Master Drainage Plan | A detailed drainage study of the city of Selma | 577600 | Yes | 100 | 0 | 102 | 0.05462 | 0.008193 | 71 | 0.05029 | 0.005029 | 752 | 0.076986 | 0.011548 | 0 | 0 | 0 | 0 | 0 | 0 | 22 | 0.23131 | 0.011566 | 5.34 | 0.070211 | 0.0070211 | 13.0147 | 0.00053667 | 2.6833e-05 | 0.043383 | 1353 | 0.043383 | 0 | 1353
091000017 | 9 | Cochran County FEMA Mapping | Create FEMA Mapping in previously unmapped areas | 671000 | No | 0 | 0 | 23 | 0.012316 | 0.0018474 | 12 | 0.0084997 | 0.00084997 | 51 | 0.0052211 | 0.00078317 | 0 | 0 | 0 | 0 | 0 | 0 | 0 | 0 | 0 | 144.0293 | 1.8937 | 0.18937 | 15910.8379 | 0.65609 | 0.032805 | 0.22566 | 755 | 0.22566 | 0 | 755
091000018 | 9 | Cochran County DMP | Create Drainage Master Plan, including evaluation of potential mitigation projects. | 500000 | No | 0 | 0 | 23 | 0.012316 | 0.0018474 | 12 | 0.0084997 | 0.00084997 | 51 | 0.0052211 | 0.00078317 | 0 | 0 | 0 | 0 | 0 | 0 | 0 | 0 | 0 | 144.0293 | 1.8937 | 0.18937 | 15910.8379 | 0.65609 | 0.032805 | 0.22566 | 755 | 0.22566 | 0 | 756
031000172 | 3 | Turkey Creek Trail Rebuild | Evaluate alternatives to rebuild Turkey Creek Trail from 9th Street to State Highway 114. | 63000 | No | 0 | 0 | 91 | 0.04873 | 0.0073095 | 59 | 0.04179 | 0.004179 | 275 | 0.028153 | 0.004223 | 1 | 0.042882 | 0.0085763 | 1 | 0.057571 | 0.011514 | 0 | 0 | 0 | 4.4882 | 0.059011 | 0.0059011 | 167.7783 | 0.0069184 | 0.00034592 | 0.042049 | 1363 | 0.042049 | 0 | 1363
071000019 | 7 | Eastland County Update FEMA Mapping | Update existing FEMA mapping | 327000 | No | 0 | 0 | 116 | 0.062117 | 0.0093176 | 13 | 0.009208 | 0.0009208 | 135 | 0.013821 | 0.0020731 | 0 | 0 | 0 | 2 | 0.11514 | 0.023028 | 0 | 0 | 0 | 11.7266 | 0.15418 | 0.015418 | 325.3238 | 0.013415 | 0.00067074 | 0.051429 | 1304 | 0.051429 | 0 | 1304
071000094 | 7 | Eastland County GIS Development | Develop a GIS inventory of stormwater infrastructure | 100000 | No | 0 | 0 | 116 | 0.062117 | 0.0093176 | 13 | 0.009208 | 0.0009208 | 135 | 0.013821 | 0.0020731 | 0 | 0 | 0 | 2 | 0.11514 | 0.023028 | 0 | 0 | 0 | 11.7266 | 0.15418 | 0.015418 | 325.3238 | 0.013415 | 0.00067074 | 0.051429 | 1304 | 0.051429 | 0 | 1305
071000161 | 7 | Eastland County DCM | Consider stormwater criteria for infrastructure and floodplain ordinances to avoid new exposure to flood hazards. | 100000 | No | 0 | 0 | 116 | 0.062117 | 0.0093176 | 13 | 0.009208 | 0.0009208 | 135 | 0.013821 | 0.0020731 | 0 | 0 | 0 | 2 | 0.11514 | 0.023028 | 0 | 0 | 0 | 11.7266 | 0.15418 | 0.015418 | 325.3238 | 0.013415 | 0.00067074 | 0.051429 | 1304 | 0.051429 | 0 | 1306
081000686 | 8 | Oakridge Drive and Barak Lake | Study to determine storm sewer needed to mitigate flooding in subdivision. | 129000 | No | 0 | 0 | 76 | 0.040697 | 0.0061046 | 38 | 0.026916 | 0.0026916 | 961 | 0.098383 | 0.014757 | 1 | 0.042882 | 0.0085763 | 0 | 0 | 0 | 7 | 0.073599 | 0.0036799 | 0.22498 | 0.002958 | 0.0002958 | 0 | 0 | 0 | 0.036106 | 1418 | 0.036106 | 0 | 1418
081000706 | 8 | Briar Oaks Drive Storm Sewer Improvements | Update design to account for Atlas 14 rainfall. | 50000 | No | 0 | 0 | 76 | 0.040697 | 0.0061046 | 38 | 0.026916 | 0.0026916 | 961 | 0.098383 | 0.014757 | 1 | 0.042882 | 0.0085763 | 0 | 0 | 0 | 7 | 0.073599 | 0.0036799 | 0.29647 | 0.003898 | 0.0003898 | 0 | 0 | 0 | 0.0362 | 1417 | 0.0362 | 0 | 1417
151000048 | 15 | N Tower | Local Drainage Improvements-Storm Drain North of Minnesota Road | 201000 | Yes | 100 | 0 | 0 | 0 | 0 | 268 | 0.18983 | 0.018983 | 1092 | 0.11179 | 0.016769 | 0 | 0 | 0 | 0 | 0 | 0 | 0 | 0 | 0 | 20.0648 | 0.26382 | 0.026382 | 0 | 0 | 0 | 0.062133 | 1232 | 0.062133 | 0 | 1232
031000204 | 3 | Regional Detention at Bowie Elementary School | Study update - Storm Drain Improvements; Estimated construction cost of $3,433,500 | 250000 | No | 0 | 0 | 42 | 0.022491 | 0.0033736 | 36 | 0.025499 | 0.0025499 | 433 | 0.044329 | 0.0066493 | 0 | 0 | 0 | 2 | 0.11514 | 0.023028 | 0 | 0 | 0 | 1.1353 | 0.014928 | 0.0014928 | 7.9424 | 0.00032751 | 1.6376e-05 | 0.03711 | 1402 | 0.03711 | 0 | 1402
031000210 | 3 | Marshall Drive from Emerald to SW 3rd | Study update - Storm Drain Improvements; Estimated construction cost of $3,603,100 | 250000 | No | 0 | 0 | 42 | 0.022491 | 0.0033736 | 36 | 0.025499 | 0.0025499 | 433 | 0.044329 | 0.0066493 | 0 | 0 | 0 | 2 | 0.11514 | 0.023028 | 0 | 0 | 0 | 1.1353 | 0.014928 | 0.0014928 | 7.9424 | 0.00032751 | 1.6376e-05 | 0.03711 | 1402 | 0.03711 | 0 | 1403
031000217 | 3 | Cherokee Trace and Choctaw Trace to Clarice | Study update - Storm Drain Improvements; Estimated construction cost of $2,715,600 | 250000 | No | 0 | 0 | 42 | 0.022491 | 0.0033736 | 36 | 0.025499 | 0.0025499 | 433 | 0.044329 | 0.0066493 | 0 | 0 | 0 | 2 | 0.11514 | 0.023028 | 0 | 0 | 0 | 1.1353 | 0.014928 | 0.0014928 | 7.9424 | 0.00032751 | 1.6376e-05 | 0.03711 | 1402 | 0.03711 | 0 | 1404
031000251 | 3 | Henry Branch Stream Stabilization | Evaluate from apartments at 1000 South Belt Line to Grand Prairie Road; Estimated construction cost of $127,900 | 250000 | No | 0 | 0 | 42 | 0.022491 | 0.0033736 | 36 | 0.025499 | 0.0025499 | 433 | 0.044329 | 0.0066493 | 0 | 0 | 0 | 2 | 0.11514 | 0.023028 | 0 | 0 | 0 | 1.1353 | 0.014928 | 0.0014928 | 7.9424 | 0.00032751 | 1.6376e-05 | 0.03711 | 1402 | 0.03711 | 0 | 1405
031000212 | 3 | SE 10th Street and Avion Parkway from Perman South to Culvert Crossing | Study update - Storm Drain Improvements; Estimated construction cost of $1,158,400 | 250000 | No | 0 | 0 | 42 | 0.022491 | 0.0033736 | 36 | 0.025499 | 0.0025499 | 433 | 0.044329 | 0.0066493 | 0 | 0 | 0 | 2 | 0.11514 | 0.023028 | 0 | 0 | 0 | 1.1353 | 0.014928 | 0.0014928 | 7.9424 | 0.00032751 | 1.6376e-05 | 0.03711 | 1402 | 0.03711 | 0 | 1406
101000119 | 10 | Frisch Auf Buyout | Buyout all property in Frisch Auf Floodplain | 100000 | No | 0 | 0 | 91 | 0.04873 | 0.0073095 | 49 | 0.034707 | 0.0034707 | 85 | 0.0087019 | 0.0013053 | 0 | 0 | 0 | 1 | 0.057571 | 0.011514 | 0 | 0 | 0 | 4.0013 | 0.05261 | 0.005261 | 5822.6343 | 0.2401 | 0.012005 | 0.040866 | 1374 | 0.040866 | 0 | 1374
061000348 | 6 | Galveston Bay - Right-of-Way Acquisition, Design and Construction of General Drainage Improvements Along F216-00-00 | Study to develop a Benefit Cost Analysis needed for this project to become a FMP. The project could reduce the risk of flooding for more than 450 structures in an Atlas 14 1% rainfall event. | 30000 | No | 0 | 0 | 215 | 0.11513 | 0.01727 | 124 | 0.08783 | 0.008783 | 604 | 0.061835 | 0.0092752 | 0 | 0 | 0 | 0 | 0 | 0 | 0 | 0 | 0 | 4.0905 | 0.053783 | 0.0053783 | 0.22162 | 9.1386e-06 | 4.5693e-07 | 0.040707 | 1386 | 0.040707 | 0 | 1386
061000299 | 6 | City of Woodbranch Master Drainage Plan | Study to develop Master Drainage Plan using future and existing land use and flood/storm water drainage needs including Atlas 14 rainfall. | 190000 | Yes | 100 | 0 | 197 | 0.10549 | 0.015824 | 189 | 0.13387 | 0.013387 | 398 | 0.040745 | 0.0061118 | 0 | 0 | 0 | 0 | 0 | 0 | 0 | 0 | 0 | 3.5313 | 0.04643 | 0.004643 | 0 | 0 | 0 | 0.039966 | 1392 | 0.039966 | 0 | 1392
121000023 | 12 | LWC157 New Sulphur Springs Rd – East of Beck Rd | The proposed project will install 4-10' x 9' MBC at the LWC and reconstruct the portion of New Sulphur Springs Rd. affected by the culvert installation. The proposed street reconstruction will not include sidewalks or curbs. | 942748 | Yes | 100 | 0 | 0 | 0 | 0 | 0 | 0 | 0 | 0 | 0 | 0 | 0 | 0 | 0 | 3 | 0.17271 | 0.034542 | 1 | 0.010514 | 0.00052571 | 0.066 | 0.00086778 | 8.6778e-05 | 0.051726 | 2.1329e-06 | 1.0665e-07 | 0.035155 | 1428 | 0.035155 | 0 | 1428
061000285 | 6 | City of Splendora Master Drainage Plan | Study to develop Master Drainage Plan using future and existing land use and flood/storm water drainage needs including Atlas 14 rainfall. | 210000 | Yes | 100 | 0 | 231 | 0.1237 | 0.018555 | 119 | 0.084288 | 0.0084288 | 522 | 0.05344 | 0.008016 | 0 | 0 | 0 | 0 | 0 | 0 | 0 | 0 | 0 | 8.366 | 0.11 | 0.011 | 1.6745 | 6.9048e-05 | 3.4524e-06 | 0.046003 | 1330 | 0.046003 | 0 | 1330
121000021 | 12 | LWC 112.1 Pvt Rd. 300' North of Marbcah Rd. | Project consists of channel improvements and an outfall to Slick Creek to alleviate street flooding. Channel improvements include installing 10x4 MBC along the channel to improve flow at this portion of Slick Creek. | 100000 | Yes | 100 | 0 | 0 | 0 | 0 | 0 | 0 | 0 | 0 | 0 | 0 | 0 | 0 | 0 | 3 | 0.17271 | 0.034542 | 0 | 0 | 0 | 0 | 0 | 0 | 0 | 0 | 0 | 0.034542 | 1431 | 0.034542 | 0 | 1431
121000070 | 12 | LWC No 113-116 and Associated Channel Improvements | This project proposes to upgrade LWC 115 & 116 and construct an underground storm system on Military to tie into the existing earthen channel. The underground system will consist of 10' curb inlets, 6'x3' box culverts, 24"-42" (RCP),outfall structures | 3666040 | Yes | 100 | 0 | 0 | 0 | 0 | 0 | 0 | 0 | 0 | 0 | 0 | 0 | 0 | 0 | 3 | 0.17271 | 0.034542 | 0 | 0 | 0 | 0 | 0 | 0 | 0 | 0 | 0 | 0.034542 | 1431 | 0.034542 | 0 | 1432
091000005 | 9 | City of Big Lake FEMA Mapping | Create FEMA Mapping in previously unmapped areas | 31000 | No | 0 | 0 | 75 | 0.040162 | 0.0060243 | 53 | 0.03754 | 0.003754 | 110 | 0.011261 | 0.0016892 | 0 | 0 | 0 | 2 | 0.11514 | 0.023028 | 0 | 0 | 0 | 2.3714 | 0.031179 | 0.0031179 | 5.1941 | 0.00021418 | 1.0709e-05 | 0.037624 | 1399 | 0.037624 | 0 | 1399
031000012 | 3 | Grimes County FEMA Mapping | Create FEMA mapping in previously unmapped areas and update existing FEMA maps as needed. | 1334000 | No | 0 | 0 | 109 | 0.058369 | 0.0087553 | 69 | 0.048873 | 0.0048873 | 49 | 0.0050164 | 0.00075246 | 0 | 0 | 0 | 0 | 0 | 0 | 0 | 0 | 0 | 13.0379 | 0.17143 | 0.017143 | 9748.6602 | 0.40199 | 0.0201 | 0.051637 | 1301 | 0.051637 | 0 | 1301
071000048 | 7 | City of Seymour DMP | Evaluate city to analyze roads/stream crossing for emergency response vehicles to high hazard areas. Evaluate city storm infrastructure for deficiencies. | 250000 | No | 0 | 0 | 195 | 0.10442 | 0.015663 | 135 | 0.095621 | 0.0095621 | 592 | 0.060606 | 0.0090909 | 0 | 0 | 0 | 0 | 0 | 0 | 0 | 0 | 0 | 7.9804 | 0.10493 | 0.010493 | 42.6972 | 0.0017606 | 8.8032e-05 | 0.044897 | 1342 | 0.044897 | 0 | 1342
061000350 | 6 | Galveston Bay Watershed Plan- PA04 (S+4) Crossing Improvements | Recommended alternative directly addresses need for improved channel conveyance by increasing the size of the crossings at El Jardin Dr and Youpon Dr. to 8'x5' box culverts. | 30000 | No | 0 | 0 | 190 | 0.10174 | 0.015262 | 185 | 0.13104 | 0.013104 | 391 | 0.040029 | 0.0060043 | 0 | 0 | 0 | 0 | 0 | 0 | 0 | 0 | 0 | 2.7617 | 0.036311 | 0.0036311 | 0.41368 | 1.7058e-05 | 8.5291e-07 | 0.038001 | 1398 | 0.038001 | 0 | 1398
101000074 | 10 | Construct Emergency Operation Center | Construct emergency operation center | 100000 | No | 0 | 0 | 247 | 0.13227 | 0.01984 | 137 | 0.097038 | 0.0097038 | 305 | 0.031224 | 0.0046837 | 0 | 0 | 0 | 0 | 0 | 0 | 0 | 0 | 0 | 6.8767 | 0.090416 | 0.0090416 | 47.8156 | 0.0019717 | 9.8585e-05 | 0.043368 | 1354 | 0.043368 | 0 | 1354
121000086 | 12 | Damage Center 14- Airport Trib | There are four bridges within this Damage Center, of which all overtop during the 1% AC storm event. Voluntary Acquisition of 79 residential propoerties that are compromised | 28756432 | Yes | 100 | 0 | 85 | 0.045517 | 0.0068275 | 62 | 0.043915 | 0.0043915 | 553 | 0.056614 | 0.008492 | 1 | 0.042882 | 0.0085763 | 0 | 0 | 0 | 11 | 0.11566 | 0.0057828 | 1.5 | 0.019722 | 0.0019722 | 0 | 0 | 0 | 0.036042 | 1419 | 0.036042 | 0 | 1419
061000376 | 6 | Cedar Bayou Flood Risk Reduction Study - Channel improvements from US 90 to FM 1942 | Study to develop a Benefit Cost Analysis needed for this project to become a FMP. Cedar Bayou channel improvements from US 90 to FM 1942. | 30000 | No | 0 | 0 | 228 | 0.12209 | 0.018314 | 119 | 0.084288 | 0.0084288 | 345 | 0.035319 | 0.0052979 | 0 | 0 | 0 | 0 | 0 | 0 | 0 | 0 | 0 | 11.8363 | 0.15563 | 0.015563 | 891.7798 | 0.036773 | 0.0018387 | 0.049442 | 1319 | 0.049442 | 0 | 1319
131000131 | 13 | Citywide Stormwater Drainage Improvements - Taft | Expanding the current stormwater network in residential areas. Reconstructing/regrading the roads to allow water to flow in the natural drainage direction instead of ponding. | 150000 | Yes | 100 | 0 | 89 | 0.047659 | 0.0071488 | 81 | 0.057373 | 0.0057373 | 180 | 0.018428 | 0.0027641 | 0 | 0 | 0 | 0 | 0 | 0 | 34 | 0.35748 | 0.017874 | 1.7206 | 0.022622 | 0.0022622 | 99.3186 | 0.0040955 | 0.00020477 | 0.035991 | 1420 | 0.035991 | 0 | 1420
131000132 | 13 | City of Taft Flood Study | San Patricio County Hazard Mitigation Action Plan - City of Taft, Action #6 Complete a comprehensive flood study for FEMA flood mapping. Adopt higher floodplain development standards, above the minimum required based on the results of the flood study. | 82000 | Yes | 100 | 0 | 89 | 0.047659 | 0.0071488 | 81 | 0.057373 | 0.0057373 | 180 | 0.018428 | 0.0027641 | 0 | 0 | 0 | 0 | 0 | 0 | 34 | 0.35748 | 0.017874 | 1.7206 | 0.022622 | 0.0022622 | 99.3186 | 0.0040955 | 0.00020477 | 0.035991 | 1420 | 0.035991 | 0 | 1421
051000017 | 5 | San Augustine County Update Flood Hazard Mapping | Complete a detailed study within the county extent to delineate an updated flood hazard area, which can be used for regulatory purposes. | 904125 | Yes | 100 | 0 | 64 | 0.034272 | 0.0051407 | 28 | 0.019833 | 0.0019833 | 146 | 0.014947 | 0.002242 | 0 | 0 | 0 | 2 | 0.11514 | 0.023028 | 2 | 0.021028 | 0.0010514 | 13.2151 | 0.17375 | 0.017375 | 41.6078 | 0.0017157 | 8.5786e-05 | 0.050907 | 1309 | 0.050907 | 0 | 1309
051000038 | 5 | San Augustine County Master Drainage Plan | Perform H&H modeling to identify and define flood risk, develop conceptual alternatives to reduce flood risk, develop OPCC for conceptual alternatives, and rank projects. Conceptual alternatives should evaluate feasibility of nature based solutions. | 379732 | Yes | 100 | 0 | 64 | 0.034272 | 0.0051407 | 28 | 0.019833 | 0.0019833 | 146 | 0.014947 | 0.002242 | 0 | 0 | 0 | 2 | 0.11514 | 0.023028 | 2 | 0.021028 | 0.0010514 | 13.2151 | 0.17375 | 0.017375 | 41.6078 | 0.0017157 | 8.5786e-05 | 0.050907 | 1309 | 0.050907 | 0 | 1310
051000001 | 5 | Anderson County Update Flood Hazard Mapping | Complete a detailed study within the county extent to delineate an updated flood hazard area, which can be used for regulatory purposes. | 2236919 | Yes | 100 | 0 | 69 | 0.036949 | 0.0055423 | 28 | 0.019833 | 0.0019833 | 73 | 0.0074734 | 0.001121 | 0 | 0 | 0 | 2 | 0.11514 | 0.023028 | 2 | 0.021028 | 0.0010514 | 22.2001 | 0.29189 | 0.029189 | 348.3127 | 0.014363 | 0.00071814 | 0.062634 | 1230 | 0.062634 | 0 | 1230
051000023 | 5 | Anderson County Master Drainage Plan | Perform H&H modeling to identify and define flood risk, develop conceptual alternatives to reduce flood risk, develop OPCC for conceptual alternatives, and rank projects. Conceptual alternatives should evaluate feasibility of nature based solutions. | 737953 | Yes | 100 | 0 | 69 | 0.036949 | 0.0055423 | 28 | 0.019833 | 0.0019833 | 73 | 0.0074734 | 0.001121 | 0 | 0 | 0 | 2 | 0.11514 | 0.023028 | 2 | 0.021028 | 0.0010514 | 22.2001 | 0.29189 | 0.029189 | 348.3127 | 0.014363 | 0.00071814 | 0.062634 | 1230 | 0.062634 | 0 | 1231
101000110 | 10 | Various Culverts Along Stevenson Slough | Enlarge culverts along Stevenson Slough | 125000 | No | 0 | 0 | 205 | 0.10978 | 0.016466 | 165 | 0.11687 | 0.011687 | 296 | 0.030303 | 0.0045455 | 0 | 0 | 0 | 0 | 0 | 0 | 0 | 0 | 0 | 3.796 | 0.04991 | 0.004991 | 334.6013 | 0.013797 | 0.00068987 | 0.03838 | 1396 | 0.03838 | 0 | 1396
151000078 | 15 | Precinct 4 MDP - Risk Area I at Sharp Rd. & E Monte Cristo Rd | Inlets and proposed storm drain with Approximately 1,100’ of 4’x4’ RCB storm drain with curb inlets to be installed along Hendrix Dr. and Gaston Cr. with approximately 1,200’ of 6’x4’ RCB storm with grate and sag inlets along Uresti Rd. with | 899250 | Yes | 100 | 0 | 0 | 0 | 0 | 67 | 0.047456 | 0.0047456 | 354 | 0.036241 | 0.0054361 | 0 | 0 | 0 | 2 | 0.11514 | 0.023028 | 0 | 0 | 0 | 15.4443 | 0.20306 | 0.020306 | 0 | 0 | 0 | 0.053516 | 1288 | 0.053516 | 0 | 1288
081000959 | 8 | A14 | Addition of in-line detention west of Dam 17. | 250000 | No | 0 | 0 | 8 | 0.0042839 | 0.00064259 | 3 | 0.0021249 | 0.00021249 | 219 | 0.02242 | 0.003363 | 0 | 0 | 0 | 2 | 0.11514 | 0.023028 | 9 | 0.094627 | 0.0047314 | 0.7419 | 0.0097547 | 0.00097547 | 426.557 | 0.017589 | 0.00087947 | 0.033833 | 1439 | 0.033833 | 0 | 1439
031000179 | 3 | Redbud Drive Bridge Improvement | Walker watershed; Estimated construction cost of $1,200,000; from 2020 study | 250000 | No | 0 | 0 | 68 | 0.036413 | 0.005462 | 61 | 0.043207 | 0.0043207 | 189 | 0.019349 | 0.0029023 | 1 | 0.042882 | 0.0085763 | 1 | 0.057571 | 0.011514 | 0 | 0 | 0 | 2.8428 | 0.037377 | 0.0037377 | 15.7242 | 0.0006484 | 3.242e-05 | 0.036546 | 1415 | 0.036546 | 0 | 1415
031000175 | 3 | Hurstview Drive Bridge Improvement | Lorean watershed; Estimated construction cost of $390,000; from 2013 study | 250000 | No | 0 | 0 | 68 | 0.036413 | 0.005462 | 61 | 0.043207 | 0.0043207 | 189 | 0.019349 | 0.0029023 | 1 | 0.042882 | 0.0085763 | 1 | 0.057571 | 0.011514 | 0 | 0 | 0 | 2.8428 | 0.037377 | 0.0037377 | 15.7242 | 0.0006484 | 3.242e-05 | 0.036546 | 1415 | 0.036546 | 0 | 1416
031000057 | 3 | City of Maypearl DMP | Evaluate City and identify future projects. | 250000 | No | 0 | 0 | 41 | 0.021955 | 0.0032933 | 39 | 0.027624 | 0.0027624 | 51 | 0.0052211 | 0.00078317 | 3 | 0.12864 | 0.025729 | 0 | 0 | 0 | 0 | 0 | 0 | 2.2175 | 0.029156 | 0.0029156 | 67.0077 | 0.0027631 | 0.00013815 | 0.035622 | 1423 | 0.035622 | 0 | 1423
141000003 | 14 | Arroyo Siphon at SH20 near Tornillo | Coordinate with TXDOT to install siphon at SH20 to prevent road from overtopping and stormwater from entering EPCWID1 canal system. | 38000 | No | 0 | 0 | 0 | 0 | 0 | 0 | 0 | 0 | 2126 | 0.21765 | 0.032647 | 0 | 0 | 0 | 0 | 0 | 0 | 0 | 0 | 0 | 0.24706 | 0.0032484 | 0.00032484 | 10.9343 | 0.00045088 | 2.2544e-05 | 0.032995 | 1444 | 0.032995 | 0 | 1444
061000049 | 6 | City of Hillcrest Village Drainage Improvements | Further study and FMP developement required to assess alternatives to restore drainage and mitigate flooding throughout the City of Hillcrest Village. | 130000 | No | 0 | 0 | 128 | 0.068543 | 0.010281 | 121 | 0.085705 | 0.0085705 | 333 | 0.034091 | 0.0051136 | 1 | 0.042882 | 0.0085763 | 0 | 0 | 0 | 0 | 0 | 0 | 2.0718 | 0.02724 | 0.002724 | 0.13477 | 5.5575e-06 | 2.7787e-07 | 0.035266 | 1425 | 0.035266 | 0 | 1425
061000072 | 6 | City of Hillcrest Village Engineering Survey | Conduct an engineering assessment to establish proper drainage for 24 Homes located in the high risk flood Zone. | 300000 | No | 0 | 0 | 128 | 0.068543 | 0.010281 | 121 | 0.085705 | 0.0085705 | 333 | 0.034091 | 0.0051136 | 1 | 0.042882 | 0.0085763 | 0 | 0 | 0 | 0 | 0 | 0 | 2.0718 | 0.02724 | 0.002724 | 0.13477 | 5.5575e-06 | 2.7787e-07 | 0.035266 | 1425 | 0.035266 | 0 | 1426
061000242 | 6 | City of Hillcrest Master Drainage Plan | Study to develop Master Drainage Plan using future and existing land use and flood/storm water drainage needs including Atlas 14 rainfall. | 130000 | Yes | 100 | 0 | 128 | 0.068543 | 0.010281 | 121 | 0.085705 | 0.0085705 | 333 | 0.034091 | 0.0051136 | 1 | 0.042882 | 0.0085763 | 0 | 0 | 0 | 0 | 0 | 0 | 2.0718 | 0.02724 | 0.002724 | 0.13477 | 5.5575e-06 | 2.7787e-07 | 0.035266 | 1425 | 0.035266 | 0 | 1427
021000030 | 2 | City of Hooks Infrastructure | Widen ditches to increase the volume capacity of flash flood waters | 250000 | No | 0 | 0 | 174 | 0.093176 | 0.013976 | 134 | 0.094913 | 0.0094913 | 579 | 0.059275 | 0.0088913 | 0 | 0 | 0 | 0 | 0 | 0 | 0 | 0 | 0 | 3.6295 | 0.047721 | 0.0047721 | 0.68077 | 2.8072e-05 | 1.4036e-06 | 0.037132 | 1401 | 0.037132 | 0 | 1401
131000142 | 13 | Outfall No. 9 | Hazard mitigation drainage improvements for the City of Port Aransas. The outfall has a 8'x3' RCB extending West from HWY 361 to an existing basin, 441 ft. North of the HWY 361 and Access Road 1A intersection. | 198000 | Yes | 100 | 0 | 69 | 0.036949 | 0.0055423 | 45 | 0.031874 | 0.0031874 | 131 | 0.013411 | 0.0020117 | 2 | 0.085763 | 0.017153 | 0 | 0 | 0 | 8 | 0.084113 | 0.0042057 | 2.788 | 0.036657 | 0.0036657 | 0.93432 | 3.8527e-05 | 1.9264e-06 | 0.035767 | 1422 | 0.035767 | 0 | 1422
031000105 | 3 | Eastern Meadows-Southlake Estates-Greenbrook-Green Acres-Rosehill Acreage Drainage Study Update | Area 10 | 81000 | No | 0 | 0 | 13 | 0.0069614 | 0.0010442 | 8 | 0.0056664 | 0.00056664 | 24 | 0.002457 | 0.00036855 | 2 | 0.085763 | 0.017153 | 1 | 0.057571 | 0.011514 | 0 | 0 | 0 | 2.1878 | 0.028766 | 0.0028766 | 628.7144 | 0.025925 | 0.0012963 | 0.034819 | 1429 | 0.034819 | 0 | 1429
031000342 | 3 | Cottonwood Creek of Ten Mile Creek at Kissell (College) Road | Evaluate bridge improvements for Kissell (College) Road over Cottonwood Creek of Ten Mile Creek | 250000 | No | 0 | 0 | 47 | 0.025168 | 0.0037752 | 47 | 0.03329 | 0.003329 | 106 | 0.010852 | 0.0016278 | 0 | 0 | 0 | 2 | 0.11514 | 0.023028 | 0 | 0 | 0 | 1.8646 | 0.024517 | 0.0024517 | 74.1918 | 0.0030593 | 0.00015297 | 0.034365 | 1435 | 0.034365 | 0 | 1435
031000346 | 3 | Stream 4A5 at Goode Road | Evaluate bridge improvements for Goode Road over Stream 4A5 | 250000 | No | 0 | 0 | 47 | 0.025168 | 0.0037752 | 47 | 0.03329 | 0.003329 | 106 | 0.010852 | 0.0016278 | 0 | 0 | 0 | 2 | 0.11514 | 0.023028 | 0 | 0 | 0 | 1.8646 | 0.024517 | 0.0024517 | 74.1918 | 0.0030593 | 0.00015297 | 0.034365 | 1435 | 0.034365 | 0 | 1436
031000347 | 3 | Stream 4A5 at IH 45 | Evaluate bridge improvements for IH 45 over Stream 4A5 | 250000 | No | 0 | 0 | 47 | 0.025168 | 0.0037752 | 47 | 0.03329 | 0.003329 | 106 | 0.010852 | 0.0016278 | 0 | 0 | 0 | 2 | 0.11514 | 0.023028 | 0 | 0 | 0 | 1.8646 | 0.024517 | 0.0024517 | 74.1918 | 0.0030593 | 0.00015297 | 0.034365 | 1435 | 0.034365 | 0 | 1437
051000022 | 5 | Van Zandt County Update Flood Hazard Mapping | Complete a detailed study within the county extent to delineate an updated flood hazard area, which can be used for regulatory purposes. | 1111237 | Yes | 100 | 0 | 217 | 0.1162 | 0.01743 | 144 | 0.102 | 0.0102 | 233 | 0.023853 | 0.003578 | 0 | 0 | 0 | 0 | 0 | 0 | 0 | 0 | 0 | 13.4653 | 0.17704 | 0.017704 | 231.7997 | 0.0095584 | 0.00047792 | 0.04939 | 1320 | 0.04939 | 0 | 1320
051000043 | 5 | Van Zandt County Master Drainage Plan | Perform H&H modeling to identify and define flood risk, develop conceptual alternatives to reduce flood risk, develop OPCC for conceptual alternatives, and rank projects. Conceptual alternatives should evaluate feasibility of nature based solutions. | 484386 | Yes | 100 | 0 | 217 | 0.1162 | 0.01743 | 144 | 0.102 | 0.0102 | 233 | 0.023853 | 0.003578 | 0 | 0 | 0 | 0 | 0 | 0 | 0 | 0 | 0 | 13.4653 | 0.17704 | 0.017704 | 231.7997 | 0.0095584 | 0.00047792 | 0.04939 | 1320 | 0.04939 | 0 | 1321
081000716 | 8 | Pecan Ridge Subdivision Flooding | Masterplan to determine source of flooding and identify potential solutions. | 50000 | No | 0 | 0 | 88 | 0.047123 | 0.0070685 | 84 | 0.059498 | 0.0059498 | 704 | 0.072072 | 0.010811 | 0 | 0 | 0 | 0 | 0 | 0 | 14 | 0.1472 | 0.0073599 | 1.0022 | 0.013178 | 0.0013178 | 20.0291 | 0.00082591 | 4.1296e-05 | 0.032548 | 1447 | 0.032548 | 0 | 1447
061000120 | 6 | Evaluation of Culvert Enlargement and Bridge Elevation in Grimes County | Study to identify flood-prone areas and mitigate the flooding problem by enlarging culverts under roads and bridges. | 750000 | No | 0 | 0 | 145 | 0.077646 | 0.011647 | 76 | 0.053831 | 0.0053831 | 120 | 0.012285 | 0.0018428 | 0 | 0 | 0 | 1 | 0.057571 | 0.011514 | 1 | 0.010514 | 0.00052571 | 10.8063 | 0.14208 | 0.014208 | 151.2735 | 0.0062378 | 0.00031189 | 0.045433 | 1337 | 0.045433 | 0 | 1337
061000305 | 6 | Grimes Flood Mapping Updates | County wide study to produce flood mappping updates including Atlas 14 rainfall. | 3530000 | Yes | 100 | 0 | 145 | 0.077646 | 0.011647 | 76 | 0.053831 | 0.0053831 | 120 | 0.012285 | 0.0018428 | 0 | 0 | 0 | 1 | 0.057571 | 0.011514 | 1 | 0.010514 | 0.00052571 | 10.8063 | 0.14208 | 0.014208 | 151.2735 | 0.0062378 | 0.00031189 | 0.045433 | 1337 | 0.045433 | 0 | 1338
121000060 | 12 | Helotes Creek RSWF | An off-channel RSWF provides approximately 3330 acres-ft oof storage. | 8978646 | Yes | 100 | 0 | 28 | 0.014994 | 0.0022491 | 16 | 0.011333 | 0.0011333 | 141 | 0.014435 | 0.0021652 | 0 | 0 | 0 | 2 | 0.11514 | 0.023028 | 5 | 0.052571 | 0.0026285 | 0.58 | 0.007626 | 0.0007626 | 0 | 0 | 0 | 0.031967 | 1450 | 0.031967 | 0 | 1450
031000180 | 3 | Northeast Mall Culvert Improvement | Walker watershed; Estimated construction cost of $11,600,000; from 2020 study | 582000 | No | 0 | 0 | 91 | 0.04873 | 0.0073095 | 85 | 0.060206 | 0.0060206 | 380 | 0.038903 | 0.0058354 | 0 | 0 | 0 | 1 | 0.057571 | 0.011514 | 0 | 0 | 0 | 2.3704 | 0.031166 | 0.0031166 | 7.6597 | 0.00031585 | 1.5793e-05 | 0.033812 | 1440 | 0.033812 | 0 | 1440
121000058 | 12 | Culebra Creek Tributary A at Tezel Road Enhanced Conveyance | Increasing the flow area by widening the channel and increasing its side slope | 9169814 | No | 0 | 0 | 99 | 0.053014 | 0.0079521 | 99 | 0.070122 | 0.0070122 | 344 | 0.035217 | 0.0052826 | 0 | 0 | 0 | 0 | 0 | 0 | 19 | 0.19977 | 0.0099884 | 0.89 | 0.011702 | 0.0011702 | 0 | 0 | 0 | 0.031405 | 1457 | 0.031405 | 0 | 1457
061000247 | 6 | City of Hunters Creek Village Master Drainage Plan | Study to develop Master Drainage Plan using future and existing land use and flood/storm water drainage needs including Atlas 14 rainfall. | 190000 | Yes | 100 | 0 | 108 | 0.057833 | 0.008675 | 103 | 0.072955 | 0.0072955 | 369 | 0.037776 | 0.0056665 | 1 | 0.042882 | 0.0085763 | 0 | 0 | 0 | 0 | 0 | 0 | 1.1628 | 0.015288 | 0.0015288 | 0 | 0 | 0 | 0.031742 | 1455 | 0.031742 | 0 | 1455
061000196 | 6 | White Oak Bayou - General Drainage Improvements along E105-00-00 | Further study of channel improvements from partnership project to restore channel conveyanve including Atlas 14 rainfalls. | 120000 | No | 0 | 0 | 160 | 0.085679 | 0.012852 | 151 | 0.10695 | 0.010695 | 431 | 0.044124 | 0.0066186 | 0 | 0 | 0 | 0 | 0 | 0 | 0 | 0 | 0 | 3.4355 | 0.045171 | 0.0045171 | 0.67417 | 2.78e-05 | 1.39e-06 | 0.034684 | 1430 | 0.034684 | 0 | 1430
101000085 | 10 | Create Emergency Evacuation Plan | Create emergency evacuation plan | 25000 | No | 0 | 0 | 167 | 0.089427 | 0.013414 | 144 | 0.102 | 0.0102 | 403 | 0.041257 | 0.0061886 | 0 | 0 | 0 | 0 | 0 | 0 | 0 | 0 | 0 | 0.64792 | 0.008519 | 0.0008519 | 80.2607 | 0.0033096 | 0.00016548 | 0.03082 | 1463 | 0.03082 | 0 | 1463
011000073 | 1 | Pleasant Valley City Drainage Master Plan | Perform H&H modeling, develop conceptual alternatives and OPCC, and rank projects; selected based on the needs analysis and survey responses reporting issues with rivers, creeks, tributaries, and functioning floodplains | 250000 | No | 0 | 0 | 93 | 0.049801 | 0.0074701 | 75 | 0.053123 | 0.0053123 | 248 | 0.025389 | 0.0038084 | 0 | 0 | 0 | 1 | 0.057571 | 0.011514 | 3 | 0.031542 | 0.0015771 | 0.80622 | 0.0106 | 0.00106 | 13.7136 | 0.00056549 | 2.8274e-05 | 0.03077 | 1464 | 0.03077 | 0 | 1464
061000201 | 6 | Little Cypress Creek - L109-00-00 | Further study of Flood Risk Reduction need identified through the HCFCD 'Watershed Planning Tool' to determine channel modifications needed to restore/improve channel conveyance including Atlas 14 rainfall. | 100000 | No | 0 | 0 | 178 | 0.095318 | 0.014298 | 104 | 0.073664 | 0.0073664 | 520 | 0.053235 | 0.0079853 | 0 | 0 | 0 | 0 | 0 | 0 | 0 | 0 | 0 | 1.7385 | 0.022858 | 0.0022858 | 12.909 | 0.00053231 | 2.6615e-05 | 0.031962 | 1451 | 0.031962 | 0 | 1451
091000112 | 9 | Upton County FEMA Mapping | Create FEMA Mapping in previously unmapped areas | 1080000 | No | 0 | 0 | 41 | 0.021955 | 0.0032933 | 16 | 0.011333 | 0.0011333 | 23 | 0.0023546 | 0.00035319 | 0 | 0 | 0 | 1 | 0.057571 | 0.011514 | 0 | 0 | 0 | 34.0713 | 0.44798 | 0.044798 | 6457.2324 | 0.26627 | 0.013313 | 0.074405 | 1160 | 0.074405 | 0 | 1160
091000111 | 9 | Upton County DMP | Create Drainage Master Plan, including evaluation of potential mitigation projects. | 500000 | No | 0 | 0 | 41 | 0.021955 | 0.0032933 | 16 | 0.011333 | 0.0011333 | 23 | 0.0023546 | 0.00035319 | 0 | 0 | 0 | 1 | 0.057571 | 0.011514 | 0 | 0 | 0 | 34.0713 | 0.44798 | 0.044798 | 6457.2324 | 0.26627 | 0.013313 | 0.074405 | 1160 | 0.074405 | 0 | 1161
091000113 | 9 | Upton County GIS Development | Develop a GIS inventory of stormwater infrastructure | 100000 | No | 0 | 0 | 41 | 0.021955 | 0.0032933 | 16 | 0.011333 | 0.0011333 | 23 | 0.0023546 | 0.00035319 | 0 | 0 | 0 | 1 | 0.057571 | 0.011514 | 0 | 0 | 0 | 34.0713 | 0.44798 | 0.044798 | 6457.2324 | 0.26627 | 0.013313 | 0.074405 | 1160 | 0.074405 | 0 | 1162
101000103 | 10 | Drainage System Improvements - JC Madison Addition | Drainage System Improvements - JC Madison Addition | 100000 | No | 0 | 0 | 103 | 0.055156 | 0.0082734 | 78 | 0.055248 | 0.0055248 | 241 | 0.024672 | 0.0037009 | 0 | 0 | 0 | 0 | 0 | 0 | 0 | 0 | 0 | 3.6773 | 0.048349 | 0.0048349 | 5786.3804 | 0.2386 | 0.01193 | 0.034264 | 1438 | 0.034264 | 0 | 1438
131000055 | 13 | Upsize Burch St Crossing | Increase the capacity on Burch Street by adding a second 36-inch culvert under the road. - Increase culvert capacity on Burch St and other undersized crossings - Channel improvements along the main earthen channel " | 80000 | Yes | 100 | 0 | 124 | 0.066401 | 0.0099602 | 80 | 0.056664 | 0.0056664 | 175 | 0.017916 | 0.0026874 | 0 | 0 | 0 | 0 | 0 | 0 | 21 | 0.2208 | 0.01104 | 1.9068 | 0.025071 | 0.0025071 | 8.3408 | 0.00034394 | 1.7197e-05 | 0.031878 | 1452 | 0.031878 | 0 | 1452
121000123 | 12 | City of Floresville Flood Study | City wide study | 100000 | No | 0 | 0 | 107 | 0.057298 | 0.0085947 | 63 | 0.044623 | 0.0044623 | 161 | 0.016482 | 0.0024724 | 0 | 0 | 0 | 0 | 0 | 0 | 26 | 0.27337 | 0.013668 | 3.81 | 0.050095 | 0.0050095 | 80.782 | 0.0033311 | 0.00016655 | 0.034374 | 1433 | 0.034374 | 0 | 1433
121000148 | 12 | Property acquisition and demolition and/or relocations | Property acquisition and demolition and/or relocations | 1500000 | No | 0 | 0 | 107 | 0.057298 | 0.0085947 | 63 | 0.044623 | 0.0044623 | 161 | 0.016482 | 0.0024724 | 0 | 0 | 0 | 0 | 0 | 0 | 26 | 0.27337 | 0.013668 | 3.81 | 0.050095 | 0.0050095 | 80.782 | 0.0033311 | 0.00016655 | 0.034374 | 1433 | 0.034374 | 0 | 1434
131000141 | 13 | Outfall No. 10 | Hazard mitigation drainage improvements for the City of Port Aransas. Outfall 10 is 3 5'x2' RCBs and extends Southwest from the Northwest end of Howard Blvd to a nearby basin. | 130000 | Yes | 100 | 0 | 125 | 0.066937 | 0.01004 | 80 | 0.056664 | 0.0056664 | 263 | 0.026925 | 0.0040387 | 0 | 0 | 0 | 0 | 0 | 0 | 18 | 0.18925 | 0.0094627 | 2.6258 | 0.034524 | 0.0034524 | 0.66718 | 2.7512e-05 | 1.3756e-06 | 0.032662 | 1446 | 0.032662 | 0 | 1446
131000135 | 13 | Purchase Land Behind Aransas Pass Levees | Purchase land behind levees to prevent people from building in a floodplain area. This will allow the City to use this land for preventing further flooding. | 82000 | Yes | 100 | 0 | 89 | 0.047659 | 0.0071488 | 26 | 0.018416 | 0.0018416 | 318 | 0.032555 | 0.0048833 | 0 | 0 | 0 | 0 | 0 | 0 | 29 | 0.30491 | 0.015246 | 4.9231 | 0.064729 | 0.0064729 | 0.28557 | 1.1776e-05 | 5.8879e-07 | 0.035593 | 1424 | 0.035593 | 0 | 1424
031000345 | 3 | Stream 4A1 at Goode Road | Evaluate bridge improvements for Goode Road over Stream 4A1 | 250000 | No | 0 | 0 | 29 | 0.015529 | 0.0023294 | 29 | 0.020541 | 0.0020541 | 90 | 0.0092138 | 0.0013821 | 0 | 0 | 0 | 2 | 0.11514 | 0.023028 | 0 | 0 | 0 | 0.56509 | 0.0074299 | 0.00074299 | 137.5654 | 0.0056726 | 0.00028363 | 0.02982 | 1469 | 0.02982 | 0 | 1469
031000350 | 3 | Stream 4A1 at Geller Road | Evaluate bridge improvements for Geller Road over Stream 4A1 | 250000 | No | 0 | 0 | 29 | 0.015529 | 0.0023294 | 29 | 0.020541 | 0.0020541 | 90 | 0.0092138 | 0.0013821 | 0 | 0 | 0 | 2 | 0.11514 | 0.023028 | 0 | 0 | 0 | 0.56509 | 0.0074299 | 0.00074299 | 137.5654 | 0.0056726 | 0.00028363 | 0.02982 | 1469 | 0.02982 | 0 | 1470
061000042 | 6 | Chambers County Dam and Levee Failure Inundation Map Update | Further study for all participating jurisdiction to update dam and levee failure inundation maps, and update floodplain and floodway maps throughout the county. The updated maps will also be made available to the public. | 25000 | No | 0 | 0 | 151 | 0.080859 | 0.012129 | 56 | 0.039665 | 0.0039665 | 797 | 0.081593 | 0.012239 | 0 | 0 | 0 | 0 | 0 | 0 | 0 | 0 | 0 | 7.2969 | 0.095941 | 0.0095941 | 354.0844 | 0.014601 | 0.00073004 | 0.038659 | 1393 | 0.038659 | 0 | 1393
061000044 | 6 | Chambers County Property Protection | Study to determine flood risk reduction potential of clearing obstacles, widen and reshape ditches, and upgrade culverts to restore adequate drainage to mitigate flooding throughout all participating jurisdictions. | 500000 | No | 0 | 0 | 151 | 0.080859 | 0.012129 | 56 | 0.039665 | 0.0039665 | 797 | 0.081593 | 0.012239 | 0 | 0 | 0 | 0 | 0 | 0 | 0 | 0 | 0 | 7.2969 | 0.095941 | 0.0095941 | 354.0844 | 0.014601 | 0.00073004 | 0.038659 | 1393 | 0.038659 | 0 | 1394
061000302 | 6 | Chambers Flood Mapping Updates | County wide study to produce flood mappping updates including Atlas 14 rainfall. | 631000 | Yes | 100 | 0 | 151 | 0.080859 | 0.012129 | 56 | 0.039665 | 0.0039665 | 797 | 0.081593 | 0.012239 | 0 | 0 | 0 | 0 | 0 | 0 | 0 | 0 | 0 | 7.2969 | 0.095941 | 0.0095941 | 354.0844 | 0.014601 | 0.00073004 | 0.038659 | 1393 | 0.038659 | 0 | 1395
061000454 | 6 | Baretta - Grand Lake Creek Watershed | Develop a benefits cost analysis in support of this project identied in the City of Conroe Master Drainage Plan. | 30000 | No | 0 | 0 | 102 | 0.05462 | 0.008193 | 63 | 0.044623 | 0.0044623 | 283 | 0.028972 | 0.0043458 | 0 | 0 | 0 | 1 | 0.057571 | 0.011514 | 1 | 0.010514 | 0.00052571 | 5.9456 | 0.078173 | 0.0078173 | 3.954 | 0.00016305 | 8.1523e-06 | 0.036866 | 1408 | 0.036866 | 0 | 1408
031000289 | 3 | Hogpen Creek and Detention Facilities H&H Modeling Update | Detailed headwaters study completed with detention. Needs a connectivity H&H modeling with identified detention. | 115000 | No | 0 | 0 | 43 | 0.023026 | 0.0034539 | 41 | 0.029041 | 0.0029041 | 143 | 0.01464 | 0.002196 | 1 | 0.042882 | 0.0085763 | 1 | 0.057571 | 0.011514 | 0 | 0 | 0 | 1.4547 | 0.019126 | 0.0019126 | 34.1171 | 0.0014068 | 7.0342e-05 | 0.030627 | 1465 | 0.030627 | 0 | 1465
101000020 | 10 | Old Sayers Rd & Big Sandy Creek | LWC to Culvert Cast-in-place multi-box (2) culvert-bridge | 100000 | No | 0 | 0 | 90 | 0.048194 | 0.0072291 | 72 | 0.050998 | 0.0050998 | 191 | 0.019554 | 0.0029331 | 0 | 0 | 0 | 1 | 0.057571 | 0.011514 | 0 | 0 | 0 | 2.3206 | 0.030512 | 0.0030512 | 894.3233 | 0.036878 | 0.0018439 | 0.031671 | 1456 | 0.031671 | 0 | 1456
031000060 | 3 | City of Madisonville DMP | Evaluate City and identify future projects. | 250000 | No | 0 | 0 | 14 | 0.0074969 | 0.0011245 | 13 | 0.009208 | 0.0009208 | 24 | 0.002457 | 0.00036855 | 3 | 0.12864 | 0.025729 | 0 | 0 | 0 | 0 | 0 | 0 | 1.8907 | 0.02486 | 0.002486 | 108.0583 | 0.0044558 | 0.00022279 | 0.030852 | 1462 | 0.030852 | 0 | 1462
031000327 | 3 | Mill Branch at Houston School Road | Evaluate bridge improvements for Houston School Road over Mill Branch | 250000 | No | 0 | 0 | 54 | 0.028917 | 0.0043375 | 50 | 0.035415 | 0.0035415 | 580 | 0.059378 | 0.0089067 | 0 | 0 | 0 | 1 | 0.057571 | 0.011514 | 0 | 0 | 0 | 2.1411 | 0.028152 | 0.0028152 | 10.6803 | 0.00044041 | 2.202e-05 | 0.031137 | 1459 | 0.031137 | 0 | 1459
031000328 | 3 | Mill Branch at Wintergreen Road | Evaluate bridge improvements for Wintergreen Road over Mill Branch | 250000 | No | 0 | 0 | 54 | 0.028917 | 0.0043375 | 50 | 0.035415 | 0.0035415 | 580 | 0.059378 | 0.0089067 | 0 | 0 | 0 | 1 | 0.057571 | 0.011514 | 0 | 0 | 0 | 2.1411 | 0.028152 | 0.0028152 | 10.6803 | 0.00044041 | 2.202e-05 | 0.031137 | 1459 | 0.031137 | 0 | 1460
081001286 | 8 | Taylor / Elm Storm Infrastructure & Outfall | Extension of current storm infrastructure in the area to improve drainage. Potential levee along MLK Boulevard to direct flow and prohibit road overtopping. | 917000 | No | 0 | 0 | 69 | 0.036949 | 0.0055423 | 47 | 0.03329 | 0.003329 | 705 | 0.072175 | 0.010826 | 1 | 0.042882 | 0.0085763 | 0 | 0 | 0 | 0 | 0 | 0 | 6.5988 | 0.086762 | 0.0086762 | 14.6958 | 0.00060599 | 3.0299e-05 | 0.03698 | 1407 | 0.03698 | 0 | 1407
011000101 | 1 | Panhandle City Drainage Master Plan | Perform H&H modeling, develop conceptual alternatives and OPCC, and rank projects; selected based on HMAPs | 250000 | No | 0 | 0 | 14 | 0.0074969 | 0.0011245 | 2 | 0.0014166 | 0.00014166 | 55 | 0.0056306 | 0.0008446 | 3 | 0.12864 | 0.025729 | 0 | 0 | 0 | 0 | 0 | 0 | 0.80989 | 0.010649 | 0.0010649 | 0.21506 | 8.8681e-06 | 4.4341e-07 | 0.028905 | 1477 | 0.028905 | 0 | 1477
011000112 | 1 | City of Panhandle GIS Development | Develop GIS inventory and condition assessment for flood infrastructure; selected based on survey response | 50000 | No | 0 | 0 | 14 | 0.0074969 | 0.0011245 | 2 | 0.0014166 | 0.00014166 | 55 | 0.0056306 | 0.0008446 | 3 | 0.12864 | 0.025729 | 0 | 0 | 0 | 0 | 0 | 0 | 0.80989 | 0.010649 | 0.0010649 | 0.21506 | 8.8681e-06 | 4.4341e-07 | 0.028905 | 1477 | 0.028905 | 0 | 1478
031000130 | 3 | Elm Fork Bridge Improvements Assessment | Assessment to alleviate flooding issues with the Elm Fork bridge on I-35. | 100000 | No | 0 | 0 | 105 | 0.056227 | 0.008434 | 47 | 0.03329 | 0.003329 | 348 | 0.035627 | 0.005344 | 1 | 0.042882 | 0.0085763 | 0 | 0 | 0 | 0 | 0 | 0 | 4.2914 | 0.056425 | 0.0056425 | 1027.231 | 0.042358 | 0.0021179 | 0.033444 | 1441 | 0.033444 | 0 | 1441
061000368 | 6 | Cedar Bayou Flood Risk Reduction Study - Q130 Channel improvements from Crosby Eastgate Rd. to Q100 Confluence | Study to develop a Benefit Cost Analysis needed for this project to become a FMP. Cedar Bayou Flood Risk Reduction Study - Q130 Channel improvements from Crosby Eastgate Rd. to Q100 Confluence. | 30000 | No | 0 | 0 | 174 | 0.093176 | 0.013976 | 138 | 0.097746 | 0.0097746 | 241 | 0.024672 | 0.0037009 | 0 | 0 | 0 | 0 | 0 | 0 | 0 | 0 | 0 | 3.1316 | 0.041174 | 0.0041174 | 141.0839 | 0.0058177 | 0.00029088 | 0.03186 | 1454 | 0.03186 | 0 | 1454
041000026 | 4 | Josephine Drainage Master Plan | Perform study of existing culverts and drainage capabilities in town. Identify upgrades to drainage infrastructure capacity where needed. | 100000 | No | 0 | 0 | 94 | 0.050336 | 0.0075504 | 79 | 0.055956 | 0.0055956 | 147 | 0.015049 | 0.0022574 | 0 | 0 | 0 | 1 | 0.057571 | 0.011514 | 1 | 0.010514 | 0.00052571 | 1.4097 | 0.018535 | 0.0018535 | 110.027 | 0.004537 | 0.00022685 | 0.029524 | 1474 | 0.029524 | 0 | 1474
151000044 | 15 | International & E Mile 5 N Improvements | Channel Improvements just upstream of Ditch 35B; Culvert Improvements; Detention North of Llano Grande Lake Just West of 3 Mile Rd; 2- 130,000 GPM Pumps; Channel Improvements Ditch 34, 34B, 34BExt; Regional Detention; Bypass channel from Ditch 34; and Cu | 1093500 | Yes | 100 | 0 | 0 | 0 | 0 | 257 | 0.18203 | 0.018203 | 609 | 0.062347 | 0.009352 | 0 | 0 | 0 | 0 | 0 | 0 | 0 | 0 | 0 | 17.5482 | 0.23073 | 0.023073 | 0 | 0 | 0 | 0.050628 | 1313 | 0.050628 | 0 | 1313
011000066 | 1 | Palisades City Drainage Master Plan | Perform H&H modeling, develop conceptual alternatives and OPCC, and rank projects; selected based on the needs analysis and survey responses reporting issues with rivers, creeks, tributaries, and functioning floodplains | 250000 | No | 0 | 0 | 45 | 0.024097 | 0.0036146 | 31 | 0.021957 | 0.0021957 | 73 | 0.0074734 | 0.001121 | 1 | 0.042882 | 0.0085763 | 1 | 0.057571 | 0.011514 | 1 | 0.010514 | 0.00052571 | 1.539 | 0.020235 | 0.0020235 | 0.45273 | 1.8668e-05 | 9.3342e-07 | 0.029572 | 1471 | 0.029572 | 0 | 1471
011000103 | 1 | City of Palisades GIS Development | Develop GIS inventory and condition assessment for flood infrastructure; selected based on survey response | 50000 | No | 0 | 0 | 45 | 0.024097 | 0.0036146 | 31 | 0.021957 | 0.0021957 | 73 | 0.0074734 | 0.001121 | 1 | 0.042882 | 0.0085763 | 1 | 0.057571 | 0.011514 | 1 | 0.010514 | 0.00052571 | 1.539 | 0.020235 | 0.0020235 | 0.45273 | 1.8668e-05 | 9.3342e-07 | 0.029572 | 1471 | 0.029572 | 0 | 1472
011000180 | 1 | Improve Creek Crossing (City of Palisades) | Evaluate proposed improvements (upgrade bridge and increase channel flow) to current crossing to develop a cost, quantify benefits, evaluate impacts, and begin design. Project identified from survey response. | 250000 | No | 0 | 0 | 45 | 0.024097 | 0.0036146 | 31 | 0.021957 | 0.0021957 | 73 | 0.0074734 | 0.001121 | 1 | 0.042882 | 0.0085763 | 1 | 0.057571 | 0.011514 | 1 | 0.010514 | 0.00052571 | 1.539 | 0.020235 | 0.0020235 | 0.45273 | 1.8668e-05 | 9.3342e-07 | 0.029572 | 1471 | 0.029572 | 0 | 1473
111000055 | 11 | City of San Marcos Modeling of Purgatory Creek and Willow Springs Creek Overflow Area | 2-Dimensional Modeling of the Purgatory Creek and Willow Springs Creek Overflow Area | 271000 | No | 0 | 0 | 159 | 0.085143 | 0.012771 | 130 | 0.09208 | 0.009208 | 349 | 0.035729 | 0.0053593 | 0 | 0 | 0 | 0 | 0 | 0 | 0 | 0 | 0 | 3.0042 | 0.0395 | 0.00395 | 0 | 0 | 0 | 0.031289 | 1458 | 0.031289 | 0 | 1458
031000051 | 3 | University Park DMP | Evaluate City and identify future projects. | 500000 | No | 0 | 0 | 22 | 0.011781 | 0.0017671 | 19 | 0.013458 | 0.0013458 | 76 | 0.0077805 | 0.0011671 | 0 | 0 | 0 | 2 | 0.11514 | 0.023028 | 0 | 0 | 0 | 0.30626 | 0.0040267 | 0.00040267 | 0.43761 | 1.8045e-05 | 9.0225e-07 | 0.027712 | 1486 | 0.027712 | 0 | 1486
031000132 | 3 | University Park Storm Water Infrastructure Improvements Study | Evaluation of storm drain system improvements including new storm sewer inlets, mains, and underground detention system to reduce flooding in Northeast portion of the City. | 660000 | No | 0 | 0 | 22 | 0.011781 | 0.0017671 | 19 | 0.013458 | 0.0013458 | 76 | 0.0077805 | 0.0011671 | 0 | 0 | 0 | 2 | 0.11514 | 0.023028 | 0 | 0 | 0 | 0.30626 | 0.0040267 | 0.00040267 | 0.43761 | 1.8045e-05 | 9.0225e-07 | 0.027712 | 1486 | 0.027712 | 0 | 1487
051000136 | 5 | Liberty County Culvert Replacement Project | Evaluate project to quantify benefits, evaluate impacts, and begin design. Project consists of increasing culvert size in identified flood hazard problem areas within Liberty County. | 100657 | Yes | 100 | 0 | 116 | 0.062117 | 0.0093176 | 57 | 0.040373 | 0.0040373 | 143 | 0.01464 | 0.002196 | 1 | 0.042882 | 0.0085763 | 0 | 0 | 0 | 0 | 0 | 0 | 7.1143 | 0.093541 | 0.0093541 | 1525.7074 | 0.062913 | 0.0031457 | 0.036627 | 1410 | 0.036627 | 0 | 1410
051000011 | 5 | Liberty County Update Flood Hazard Mapping | Complete a detailed study within the county extent to delineate an updated flood hazard area, which can be used for regulatory purposes. | 402626 | Yes | 100 | 0 | 116 | 0.062117 | 0.0093176 | 57 | 0.040373 | 0.0040373 | 143 | 0.01464 | 0.002196 | 1 | 0.042882 | 0.0085763 | 0 | 0 | 0 | 0 | 0 | 0 | 7.1143 | 0.093541 | 0.0093541 | 1525.7074 | 0.062913 | 0.0031457 | 0.036627 | 1410 | 0.036627 | 0 | 1411
051000032 | 5 | Liberty County Master Drainage Plan | Complete a county wide drainage plan, which can be used for regulatory purposes. | 201313 | Yes | 100 | 0 | 116 | 0.062117 | 0.0093176 | 57 | 0.040373 | 0.0040373 | 143 | 0.01464 | 0.002196 | 1 | 0.042882 | 0.0085763 | 0 | 0 | 0 | 0 | 0 | 0 | 7.1143 | 0.093541 | 0.0093541 | 1525.7074 | 0.062913 | 0.0031457 | 0.036627 | 1410 | 0.036627 | 0 | 1412
051000137 | 5 | Liberty County Recanalization Feasibility Study | Evaluate project to quantify benefits, evaluate impacts, and begin design. Project consists of dechannelizing existing feeder creeks that flow from north to south and improve drainage for storm water runoff. | 26171 | Yes | 100 | 0 | 116 | 0.062117 | 0.0093176 | 57 | 0.040373 | 0.0040373 | 143 | 0.01464 | 0.002196 | 1 | 0.042882 | 0.0085763 | 0 | 0 | 0 | 0 | 0 | 0 | 7.1143 | 0.093541 | 0.0093541 | 1525.7074 | 0.062913 | 0.0031457 | 0.036627 | 1410 | 0.036627 | 0 | 1413
121000097 | 12 | LWC# 101 Rittiman Creek @ Gibbs Sprawl | This proposed planning study adds culverts at the railroad crossing, upgrades the earthen channel in the park from the westerly property line to Rittiman road, and installation of larger box culverts at the Gibbs Sprawl LWC which requires Gibbs Sprawl | 10973440 | Yes | 100 | 0 | 64 | 0.034272 | 0.0051407 | 63 | 0.044623 | 0.0044623 | 181 | 0.01853 | 0.0027795 | 0 | 0 | 0 | 1 | 0.057571 | 0.011514 | 6 | 0.063085 | 0.0031542 | 0.88 | 0.01157 | 0.001157 | 0 | 0 | 0 | 0.028208 | 1483 | 0.028208 | 0 | 1483
121000157 | 12 | Rockwood Creek (SA-39) | Engineering study to assess the removal of properties and residential structures from the 100-Yr flood plain along Rockwood Creek upstream of the San Antonio River and River Side Golf Course. | 100000 | Yes | 100 | 0 | 120 | 0.064259 | 0.0096389 | 108 | 0.076497 | 0.0076497 | 293 | 0.029996 | 0.0044994 | 0 | 0 | 0 | 0 | 0 | 0 | 10 | 0.10514 | 0.0052571 | 0.77 | 0.010124 | 0.0010124 | 0 | 0 | 0 | 0.028057 | 1484 | 0.028057 | 0 | 1484
051000063 | 5 | Shawnee Creek Concrete Canal | Evaluate project to quantify benefits, evaluate impacts, and begin design for a concrete canal for Shawnee Creek from Louisiana Street to 6th Street. | 390000 | Yes | 100 | 0 | 17 | 0.0091034 | 0.0013655 | 14 | 0.0099163 | 0.00099163 | 22 | 0.0022523 | 0.00033784 | 0 | 0 | 0 | 2 | 0.11514 | 0.023028 | 2 | 0.021028 | 0.0010514 | 1.5938 | 0.020956 | 0.0020956 | 5.2042 | 0.0002146 | 1.073e-05 | 0.028881 | 1479 | 0.028881 | 0 | 1479
101000162 | 10 | Citywide Floodplain Map Update | Approx 70 homes are flooded along the San Bernard River during large storm events | 250000 | No | 0 | 0 | 158 | 0.084608 | 0.012691 | 142 | 0.10058 | 0.010058 | 223 | 0.02283 | 0.0034245 | 0 | 0 | 0 | 0 | 0 | 0 | 0 | 0 | 0 | 4.1435 | 0.05448 | 0.005448 | 253.202 | 0.010441 | 0.00052205 | 0.032144 | 1449 | 0.032144 | 0 | 1449
051000044 | 5 | City of Palestine Master Drainage Plan | Perform H&H modeling to identify and define flood risk, develop conceptual alternatives to reduce flood risk, develop OPCC for conceptual alternatives, and rank projects. Conceptual alternatives should evaluate feasibility of nature based solutions. | 700000 | Yes | 100 | 0 | 14 | 0.0074969 | 0.0011245 | 10 | 0.0070831 | 0.00070831 | 42 | 0.0042998 | 0.00064496 | 0 | 0 | 0 | 2 | 0.11514 | 0.023028 | 2 | 0.021028 | 0.0010514 | 1.962 | 0.025797 | 0.0025797 | 1.7737 | 7.3141e-05 | 3.6571e-06 | 0.029141 | 1475 | 0.029141 | 0 | 1475
131000152 | 13 | San Patricio County Hazard Mitigation Action Plan - City of Mathis, Action #9 | Equip manholes with water tight covers/inflow guards; Raise sewage lift stations electrical systems above BFE; Floodproof sewage treatment plants in flood hazard areas | 477000 | Yes | 100 | 0 | 54 | 0.028917 | 0.0043375 | 48 | 0.033999 | 0.0033999 | 53 | 0.0054259 | 0.00081388 | 0 | 0 | 0 | 0 | 0 | 0 | 34 | 0.35748 | 0.017874 | 1.0611 | 0.013952 | 0.0013952 | 16.6537 | 0.00068672 | 3.4336e-05 | 0.027855 | 1485 | 0.027855 | 0 | 1485
101000088 | 10 | Review and Update Floodplain Management Plan | Review and update floodplain management plan; review annually | 25000 | No | 0 | 0 | 150 | 0.080324 | 0.012049 | 139 | 0.098454 | 0.0098454 | 279 | 0.028563 | 0.0042844 | 0 | 0 | 0 | 0 | 0 | 0 | 0 | 0 | 0 | 0.1992 | 0.0026191 | 0.00026191 | 135.682 | 0.0055949 | 0.00027975 | 0.02672 | 1496 | 0.02672 | 0 | 1496
101000089 | 10 | Develop an Emergency Operations and Evacuation Plan | Develop an Emergency Operations and Evacuation Plan | 25000 | No | 0 | 0 | 150 | 0.080324 | 0.012049 | 139 | 0.098454 | 0.0098454 | 279 | 0.028563 | 0.0042844 | 0 | 0 | 0 | 0 | 0 | 0 | 0 | 0 | 0 | 0.1992 | 0.0026191 | 0.00026191 | 135.682 | 0.0055949 | 0.00027975 | 0.02672 | 1496 | 0.02672 | 0 | 1497
081000785 | 8 | Andrus Channel Improvements | Channel improvements and re-configurations at several key locations | 300000 | Yes | 100 | 0 | 149 | 0.079788 | 0.011968 | 107 | 0.075789 | 0.0075789 | 137 | 0.014025 | 0.0021038 | 0 | 0 | 0 | 0 | 0 | 0 | 8 | 0.084113 | 0.0042057 | 0.81 | 0.01065 | 0.001065 | 271.703 | 0.011204 | 0.00056019 | 0.027482 | 1492 | 0.027482 | 0 | 1492
051000102 | 5 | Beauxart Gardens Central Ditch Improvements | Evaluate project to quantify benefits, evaluate impacts, and begin design. Project consists of widening those channels to increase the runoff capacity – upgrading/enlarging road crossings to reduce out of bank flooding. | 50000 | Yes | 100 | 0 | 226 | 0.12102 | 0.018153 | 9 | 0.0063748 | 0.00063748 | 480 | 0.04914 | 0.007371 | 0 | 0 | 0 | 0 | 0 | 0 | 0 | 0 | 0 | 1.7409 | 0.022889 | 0.0022889 | 9.6553 | 0.00039814 | 1.9907e-05 | 0.028471 | 1482 | 0.028471 | 0 | 1482
121000091 | 12 | Damage Center 34-State Hospital Creek | the channelization project will have to be constructed to remove all structures from the 1% annual chance storm event floodplain | 6041898 | Yes | 100 | 0 | 54 | 0.028917 | 0.0043375 | 54 | 0.038249 | 0.0038249 | 139 | 0.01423 | 0.0021345 | 0 | 0 | 0 | 1 | 0.057571 | 0.011514 | 8 | 0.084113 | 0.0042057 | 1.14 | 0.014989 | 0.0014989 | 0 | 0 | 0 | 0.027516 | 1491 | 0.027516 | 0 | 1491
101000153 | 10 | City of Buda Garlic Creek Culvert | Culvert improvements to Garlic Creek RM 967, TxDOT upgraded the road but chose not to touch the culvert, Needs to be upsized. Current roadway inundation just north of creekside by Hailey's Way | 100000 | No | 0 | 0 | 16 | 0.0085679 | 0.0012852 | 13 | 0.009208 | 0.0009208 | 17 | 0.0017404 | 0.00026106 | 0 | 0 | 0 | 2 | 0.11514 | 0.023028 | 0 | 0 | 0 | 0.37819 | 0.0049726 | 0.00049726 | 195.1989 | 0.0080491 | 0.00040246 | 0.026395 | 1500 | 0.026395 | 0 | 1500
061000461 | 6 | Rush Creek Lake - Lake Conroe Estates Watershed | Develop a benefits cost analysis in support of this project identied in the City of Conroe Master Drainage Plan. | 30000 | No | 0 | 0 | 80 | 0.042839 | 0.0064259 | 73 | 0.051706 | 0.0051706 | 130 | 0.013309 | 0.0019963 | 0 | 0 | 0 | 1 | 0.057571 | 0.011514 | 1 | 0.010514 | 0.00052571 | 0.37901 | 0.0049833 | 0.00049833 | 1.1711 | 4.8291e-05 | 2.4145e-06 | 0.026133 | 1503 | 0.026133 | 0 | 1503
101000084 | 10 | Bee Creek Drainage Improvements | Complete Little Bee Creek Drainage Improvement Project | 100000 | No | 0 | 0 | 14 | 0.0074969 | 0.0011245 | 13 | 0.009208 | 0.0009208 | 31 | 0.0031736 | 0.00047605 | 0 | 0 | 0 | 2 | 0.11514 | 0.023028 | 0 | 0 | 0 | 0.46936 | 0.0061712 | 0.00061712 | 18.3623 | 0.00075718 | 3.7859e-05 | 0.026205 | 1502 | 0.026205 | 0 | 1502
061000070 | 6 | Cowart Creek Segment 16 | Further study including Atlas 14 rainfall incorporation and Benefit Cost Analysis of proposed channel modifications included in the City of Pearland master drainage plan. | 40000 | No | 0 | 0 | 150 | 0.080324 | 0.012049 | 123 | 0.087122 | 0.0087122 | 313 | 0.032043 | 0.0048065 | 0 | 0 | 0 | 0 | 0 | 0 | 0 | 0 | 0 | 1.1001 | 0.014464 | 0.0014464 | 7.8175 | 0.00032236 | 1.6118e-05 | 0.02703 | 1493 | 0.02703 | 0 | 1493
031000331 | 3 | Ten Mile Creek at Bluegrove Road | Evaluate bridge improvements for Bluegrove Road over Ten Mile Creek | 250000 | No | 0 | 0 | 12 | 0.0064259 | 0.00096389 | 11 | 0.0077914 | 0.00077914 | 26 | 0.0026618 | 0.00039926 | 0 | 0 | 0 | 2 | 0.11514 | 0.023028 | 0 | 0 | 0 | 0.62199 | 0.008178 | 0.0008178 | 69.5917 | 0.0028697 | 0.00014348 | 0.026132 | 1504 | 0.026132 | 0 | 1504
031000329 | 3 | Stream 3A1 at Ten Mile Road | Evaluate bridge improvements for Ten Mile Road over Stream 3A1 | 250000 | No | 0 | 0 | 12 | 0.0064259 | 0.00096389 | 11 | 0.0077914 | 0.00077914 | 26 | 0.0026618 | 0.00039926 | 0 | 0 | 0 | 2 | 0.11514 | 0.023028 | 0 | 0 | 0 | 0.62199 | 0.008178 | 0.0008178 | 69.5917 | 0.0028697 | 0.00014348 | 0.026132 | 1504 | 0.026132 | 0 | 1505
091000082 | 9 | San Angelo Street Flooding 3 | Street flow south of Oxford enters Red Arroyo, 3-4' deep in street | 6645000 | Yes | 100 | 0 | 12 | 0.0064259 | 0.00096389 | 1 | 0.00070831 | 7.0831e-05 | 81 | 0.0082924 | 0.0012439 | 0 | 0 | 0 | 2 | 0.11514 | 0.023028 | 0 | 0 | 0 | 1.8205 | 0.023936 | 0.0023936 | 0.66427 | 2.7391e-05 | 1.3696e-06 | 0.027702 | 1488 | 0.027702 | 0 | 1488
031000110 | 3 | Bluffview Drainage Study Update | Area 15 | 150000 | No | 0 | 0 | 10 | 0.0053549 | 0.00080324 | 10 | 0.0070831 | 0.00070831 | 26 | 0.0026618 | 0.00039926 | 0 | 0 | 0 | 2 | 0.11514 | 0.023028 | 0 | 0 | 0 | 0.53932 | 0.0070911 | 0.00070911 | 84.7005 | 0.0034927 | 0.00017463 | 0.025823 | 1507 | 0.025823 | 0 | 1507
031000114 | 3 | Royal Crest-Meadowview Drainage Study Update | Area 19 | 50000 | No | 0 | 0 | 10 | 0.0053549 | 0.00080324 | 10 | 0.0070831 | 0.00070831 | 26 | 0.0026618 | 0.00039926 | 0 | 0 | 0 | 2 | 0.11514 | 0.023028 | 0 | 0 | 0 | 0.53932 | 0.0070911 | 0.00070911 | 84.7005 | 0.0034927 | 0.00017463 | 0.025823 | 1507 | 0.025823 | 0 | 1508
031000279 | 3 | Colonel Palm Valley Drainage Improvements | Implement results from the Colonel Drive Drainage Study. This study identified mitigation options in Coloneal Drive and Palm Valley Drive. | 150000 | No | 0 | 0 | 10 | 0.0053549 | 0.00080324 | 10 | 0.0070831 | 0.00070831 | 26 | 0.0026618 | 0.00039926 | 0 | 0 | 0 | 2 | 0.11514 | 0.023028 | 0 | 0 | 0 | 0.53932 | 0.0070911 | 0.00070911 | 84.7005 | 0.0034927 | 0.00017463 | 0.025823 | 1507 | 0.025823 | 0 | 1509
051000076 | 5 | City of Lumberton Elevate Taft Road and Brushy Creek Subdivision | H&H Study to identify alternatives for elevating Taft Road and Brushy Creek Subdivision | 75000 | Yes | 100 | 0 | 130 | 0.069614 | 0.010442 | 129 | 0.091371 | 0.0091371 | 360 | 0.036855 | 0.0055283 | 0 | 0 | 0 | 0 | 0 | 0 | 0 | 0 | 0 | 1.9588 | 0.025754 | 0.0025754 | 2.4086 | 9.9322e-05 | 4.9661e-06 | 0.027688 | 1489 | 0.027688 | 0 | 1489
011000063 | 1 | Jolly City Drainage Master Plan | Perform H&H modeling, develop conceptual alternatives and OPCC, and rank projects; selected based on the needs analysis | 250000 | No | 0 | 0 | 3 | 0.0016065 | 0.00024097 | 0 | 0 | 0 | 12 | 0.0012285 | 0.00018428 | 0 | 0 | 0 | 2 | 0.11514 | 0.023028 | 3 | 0.031542 | 0.0015771 | 0.5309 | 0.0069804 | 0.00069804 | 10.2163 | 0.00042127 | 2.1064e-05 | 0.02575 | 1514 | 0.02575 | 0 | 1514
031000229 | 3 | Detention Basin at St. Michael's Church Vacant Property and Relief Storm Drains in Corn Valley Rd and Neighboring Streets from Santa Anna to Kirby Creek Channel | Study update - Storm Drain Improvements; Estimated construction cost of $18,766,400 | 938000 | No | 0 | 0 | 10 | 0.0053549 | 0.00080324 | 8 | 0.0056664 | 0.00056664 | 27 | 0.0027641 | 0.00041462 | 0 | 0 | 0 | 2 | 0.11514 | 0.023028 | 0 | 0 | 0 | 1.2115 | 0.01593 | 0.001593 | 61.3199 | 0.0025286 | 0.00012643 | 0.026532 | 1498 | 0.026532 | 0 | 1498
031000292 | 3 | North Creek Watershed Study | Study to improve knowledge of flood risks and facilitate the analysis of proposed developments within or adjacent to the floodplain. | 50000 | No | 0 | 0 | 3 | 0.0016065 | 0.00024097 | 0 | 0 | 0 | 91 | 0.0093162 | 0.0013974 | 0 | 0 | 0 | 2 | 0.11514 | 0.023028 | 0 | 0 | 0 | 1.1726 | 0.015417 | 0.0015417 | 19.9997 | 0.0008247 | 4.1235e-05 | 0.02625 | 1501 | 0.02625 | 0 | 1501
031000009 | 3 | Fannin County FEMA Mapping | Create FEMA mapping in previously unmapped areas and update existing FEMA maps as needed. | 1183000 | No | 0 | 0 | 139 | 0.074433 | 0.011165 | 119 | 0.084288 | 0.0084288 | 93 | 0.0095209 | 0.0014281 | 0 | 0 | 0 | 0 | 0 | 0 | 0 | 0 | 0 | 4.4001 | 0.057854 | 0.0057854 | 1782.8149 | 0.073515 | 0.0036758 | 0.030483 | 1466 | 0.030483 | 0 | 1466
031000080 | 3 | Fannin County DMP | Evaluate County and identify future projects. | 500000 | No | 0 | 0 | 139 | 0.074433 | 0.011165 | 119 | 0.084288 | 0.0084288 | 93 | 0.0095209 | 0.0014281 | 0 | 0 | 0 | 0 | 0 | 0 | 0 | 0 | 0 | 4.4001 | 0.057854 | 0.0057854 | 1782.8149 | 0.073515 | 0.0036758 | 0.030483 | 1466 | 0.030483 | 0 | 1467
061000076 | 6 | Dredging Cedar Bayou | Study of proposed Cedar Bayou dredging to determine flood risk reduction potential. | 7070000 | No | 0 | 0 | 119 | 0.063724 | 0.0095585 | 44 | 0.031165 | 0.0031165 | 735 | 0.075246 | 0.011287 | 0 | 0 | 0 | 0 | 0 | 0 | 0 | 0 | 0 | 6.2904 | 0.082707 | 0.0082707 | 341.0837 | 0.014065 | 0.00070324 | 0.032936 | 1445 | 0.032936 | 0 | 1445
111000051 | 11 | City of Niederwald Engineering Review of City Hall | Contract a consultation from an engineer to review the new City Hall building to ensure its resiliency (modular building that holds community documents and archives). | 10000 | No | 0 | 0 | 9 | 0.0048194 | 0.00072291 | 2 | 0.0014166 | 0.00014166 | 24 | 0.002457 | 0.00036855 | 0 | 0 | 0 | 2 | 0.11514 | 0.023028 | 0 | 0 | 0 | 1.4889 | 0.019576 | 0.0019576 | 149.9699 | 0.0061841 | 0.0003092 | 0.026528 | 1499 | 0.026528 | 0 | 1499
031000307 | 3 | Hutchins Creek at Denton Street | Evaluate culvert improvements for Denton Street over Hutchins Creek | 250000 | No | 0 | 0 | 7 | 0.0037484 | 0.00056227 | 1 | 0.00070831 | 7.0831e-05 | 38 | 0.0038903 | 0.00058354 | 0 | 0 | 0 | 2 | 0.11514 | 0.023028 | 0 | 0 | 0 | 0.86781 | 0.01141 | 0.001141 | 29.7737 | 0.0012277 | 6.1387e-05 | 0.025447 | 1516 | 0.025447 | 0 | 1516
031000308 | 3 | Hutchins Creek at J J Lemmon Street | Evaluate bridge improvements for J J Lemmon Street over Hutchins Creek | 250000 | No | 0 | 0 | 7 | 0.0037484 | 0.00056227 | 1 | 0.00070831 | 7.0831e-05 | 38 | 0.0038903 | 0.00058354 | 0 | 0 | 0 | 2 | 0.11514 | 0.023028 | 0 | 0 | 0 | 0.86781 | 0.01141 | 0.001141 | 29.7737 | 0.0012277 | 6.1387e-05 | 0.025447 | 1516 | 0.025447 | 0 | 1517
031000309 | 3 | Hutchins Creek at Main Street | Evaluate bridge improvements for Main Street over Hutchins Creek | 250000 | No | 0 | 0 | 7 | 0.0037484 | 0.00056227 | 1 | 0.00070831 | 7.0831e-05 | 38 | 0.0038903 | 0.00058354 | 0 | 0 | 0 | 2 | 0.11514 | 0.023028 | 0 | 0 | 0 | 0.86781 | 0.01141 | 0.001141 | 29.7737 | 0.0012277 | 6.1387e-05 | 0.025447 | 1516 | 0.025447 | 0 | 1518
021000063 | 2 | City of Nash Floodplain Study | Drainage study to adopt floodplain. | 250000 | No | 0 | 0 | 72 | 0.038555 | 0.0057833 | 56 | 0.039665 | 0.0039665 | 387 | 0.039619 | 0.0059429 | 1 | 0.042882 | 0.0085763 | 0 | 0 | 0 | 0 | 0 | 0 | 0.91929 | 0.012087 | 0.0012087 | 5.1842 | 0.00021377 | 1.0689e-05 | 0.025488 | 1515 | 0.025488 | 0 | 1515
151000133 | 15 | San Ygnacio MUD | Develop Flood risk maps for San Ygnacio MUD and develop CIP | 250000 | Yes | 100 | 0 | 0 | 0 | 0 | 118 | 0.08358 | 0.008358 | 472 | 0.048321 | 0.0072482 | 1 | 0.042882 | 0.0085763 | 0 | 0 | 0 | 0 | 0 | 0 | 5.2523 | 0.069058 | 0.0069058 | 0 | 0 | 0 | 0.031088 | 1461 | 0.031088 | 0 | 1461
131000164 | 13 | Aransas County Drainage Improvements - Southeast 35 - Project 1 | Aransas County Texas Multi-Jurisdictional Hazard Mitigation Action Plan - Action #26: Precinct 1/1A - Southeast 35 - Project 1. Reduce flood risk to buildings and infrastructure by making improvements to the County drainage system | 40000 | Yes | 100 | 0 | 68 | 0.036413 | 0.005462 | 57 | 0.040373 | 0.0040373 | 54 | 0.0055283 | 0.00082924 | 0 | 0 | 0 | 0 | 0 | 0 | 26 | 0.27337 | 0.013668 | 2.7799 | 0.03655 | 0.003655 | 1.8008 | 7.4255e-05 | 3.7128e-06 | 0.027656 | 1490 | 0.027656 | 0 | 1490
151000059 | 15 | City of Sullivan | Develop Flood risk maps for the city of Sullivan City and develop CIP | 250000 | Yes | 100 | 0 | 0 | 0 | 0 | 153 | 0.10837 | 0.010837 | 854 | 0.087429 | 0.013114 | 0 | 0 | 0 | 0 | 0 | 0 | 0 | 0 | 0 | 9.6144 | 0.12641 | 0.012641 | 0 | 0 | 0 | 0.036593 | 1414 | 0.036593 | 0 | 1414
061000394 | 6 | Halls Bayou - Right-Of-Way, Design, and Construction of Channel Conveyance Improvements on P118-08-00 | Develop BCA to become a FMP. This project could reduce the risk of flooding for over 210 structures and could reduce the 1% rainfall event for over 170 acres as part of the Halls Ahead Bond Implementation Program. | 30000 | No | 0 | 0 | 39 | 0.020884 | 0.0031326 | 36 | 0.025499 | 0.0025499 | 64 | 0.006552 | 0.0009828 | 2 | 0.085763 | 0.017153 | 0 | 0 | 0 | 0 | 0 | 0 | 0.67308 | 0.0088498 | 0.00088498 | 0.045808 | 1.8889e-06 | 9.4445e-08 | 0.024703 | 1525 | 0.024703 | 0 | 1525
121000095 | 12 | FM 1863 at Cibolo Creek LWC | Replace low water crossings at two locations(US &DS) where FM1863 crossing Cibolo Creek with bridges. | 5177276 | Yes | 100 | 0 | 0 | 0 | 0 | 0 | 0 | 0 | 0 | 0 | 0 | 0 | 0 | 0 | 2 | 0.11514 | 0.023028 | 1 | 0.010514 | 0.00052571 | 0.7 | 0.0092037 | 0.00092037 | 0.14081 | 5.8062e-06 | 2.9031e-07 | 0.024475 | 1527 | 0.024475 | 0 | 1527
011000175 | 1 | Spring Draw Watershed Study | Perform H&H modeling, develop conceptual alternatives and OPCC, and rank projects. Marked as high priority in 2019 Amarillo DMP. Joint effort between Amarillo, Canyon, and Randall County | 499000 | No | 0 | 0 | 52 | 0.027846 | 0.0041768 | 49 | 0.034707 | 0.0034707 | 134 | 0.013718 | 0.0020577 | 0 | 0 | 0 | 1 | 0.057571 | 0.011514 | 1 | 0.010514 | 0.00052571 | 5.0678 | 0.066633 | 0.0066633 | 858.4328 | 0.035398 | 0.0017699 | 0.030178 | 1468 | 0.030178 | 0 | 1468
011000088 | 1 | Vernon City Drainage Master Plan | Perform H&H modeling, develop conceptual alternatives and OPCC, and rank projects; selected based on the needs analysis | 250000 | No | 0 | 0 | 61 | 0.032665 | 0.0048998 | 24 | 0.016999 | 0.0016999 | 540 | 0.055283 | 0.0082924 | 1 | 0.042882 | 0.0085763 | 0 | 0 | 0 | 0 | 0 | 0 | 12.7162 | 0.1672 | 0.01672 | 5.2532 | 0.00021662 | 1.0831e-05 | 0.040199 | 1390 | 0.040199 | 0 | 1390
151000082 | 15 | Jim Hogg County | Develop Flood risk maps for the county of Jim Hogg and develop CIP | 250000 | Yes | 100 | 0 | 0 | 0 | 0 | 42 | 0.029749 | 0.0029749 | 24 | 0.002457 | 0.00036855 | 1 | 0.042882 | 0.0085763 | 1 | 0.057571 | 0.011514 | 0 | 0 | 0 | 147.661 | 1.9415 | 0.19415 | 0 | 0 | 0 | 0.21758 | 782 | 0.21758 | 0 | 782
071300007 | 7 | City of Abilene Buttonwillow Upstream Detention | Regional detention pond | 354217.5 | No | 0 | 0 | 0 | 0 | 0 | 0 | 0 | 0 | 0 | 0 | 0 | 0 | 0 | 0 | 2 | 0.11514 | 0.023028 | 0 | 0 | 0 | 0.38069 | 0.0050054 | 0.00050054 | 0 | 0 | 0 | 0.023529 | 1538 | 0.023529 | 0 | 1538
051000077 | 5 | City of Rose Hill Acres Flood Mitigation Improvements | Develop drainage study to identify flood mitigation measures in and around Rose Hill Acres ETJ. | 500000 | Yes | 100 | 0 | 129 | 0.069079 | 0.010362 | 123 | 0.087122 | 0.0087122 | 237 | 0.024263 | 0.0036394 | 0 | 0 | 0 | 0 | 0 | 0 | 0 | 0 | 0 | 2.3295 | 0.030629 | 0.0030629 | 0.12111 | 4.9941e-06 | 2.497e-07 | 0.025777 | 1510 | 0.025777 | 0 | 1510
051000049 | 5 | City of Rose Hill Acres Master Drainage Plan | Develop drainage study to identify flood mitigation measures and drainage improvements including purchase of easements in the ETJ or a possible MOU to implement improvements. | 200000 | Yes | 100 | 0 | 129 | 0.069079 | 0.010362 | 123 | 0.087122 | 0.0087122 | 237 | 0.024263 | 0.0036394 | 0 | 0 | 0 | 0 | 0 | 0 | 0 | 0 | 0 | 2.3295 | 0.030629 | 0.0030629 | 0.12111 | 4.9941e-06 | 2.497e-07 | 0.025777 | 1510 | 0.025777 | 0 | 1511
051000079 | 5 | City of Rose Hill Acres Ditch Improvements | H&H Study to identify alternatives for ditch improvements within Rose Hill Acres | 50000 | Yes | 100 | 0 | 129 | 0.069079 | 0.010362 | 123 | 0.087122 | 0.0087122 | 237 | 0.024263 | 0.0036394 | 0 | 0 | 0 | 0 | 0 | 0 | 0 | 0 | 0 | 2.3295 | 0.030629 | 0.0030629 | 0.12111 | 4.9941e-06 | 2.497e-07 | 0.025777 | 1510 | 0.025777 | 0 | 1512
051000080 | 5 | City of Rose Hill Acres Road and Bridge Elevation | H&H study to locate roadways prone to flooding and identify alternatives to improve drainage. | 50000 | Yes | 100 | 0 | 129 | 0.069079 | 0.010362 | 123 | 0.087122 | 0.0087122 | 237 | 0.024263 | 0.0036394 | 0 | 0 | 0 | 0 | 0 | 0 | 0 | 0 | 0 | 2.3295 | 0.030629 | 0.0030629 | 0.12111 | 4.9941e-06 | 2.497e-07 | 0.025777 | 1510 | 0.025777 | 0 | 1513
151000028 | 15 | Port Isabel Action #22 | Build breakwater or similar shoreline protection for harbor | 1108800 | Yes | 100 | 0 | 0 | 0 | 0 | 167 | 0.11829 | 0.011829 | 702 | 0.071867 | 0.01078 | 0 | 0 | 0 | 0 | 0 | 0 | 0 | 0 | 0 | 17.2285 | 0.22652 | 0.022652 | 0 | 0 | 0 | 0.045261 | 1341 | 0.045261 | 0 | 1341
051000015 | 5 | Rusk County Update Flood Hazard Mapping | Complete a detailed study within the county extent to delineate an updated flood hazard area, which can be used for regulatory purposes. | 1318550 | Yes | 100 | 0 | 91 | 0.04873 | 0.0073095 | 45 | 0.031874 | 0.0031874 | 191 | 0.019554 | 0.0029331 | 1 | 0.042882 | 0.0085763 | 0 | 0 | 0 | 0 | 0 | 0 | 21.1154 | 0.27763 | 0.027763 | 206.4739 | 0.0085141 | 0.0004257 | 0.050195 | 1315 | 0.050195 | 0 | 1315
051000036 | 5 | Rusk County Master Drainage Plan | Perform H&H modeling to identify and define flood risk, develop conceptual alternatives to reduce flood risk, develop OPCC for conceptual alternatives, and rank projects. Conceptual alternatives should evaluate feasibility of nature based solutions. | 1400000 | Yes | 100 | 0 | 91 | 0.04873 | 0.0073095 | 45 | 0.031874 | 0.0031874 | 191 | 0.019554 | 0.0029331 | 1 | 0.042882 | 0.0085763 | 0 | 0 | 0 | 0 | 0 | 0 | 21.1154 | 0.27763 | 0.027763 | 206.4739 | 0.0085141 | 0.0004257 | 0.050195 | 1315 | 0.050195 | 0 | 1316
031000174 | 3 | North Weatherford St and Oakwood St Structure Improvements | Structure improvements assessment - North Weatherford St in front of fire station and Oakwood St between Granada and El Camino. | 200000 | No | 0 | 0 | 30 | 0.016065 | 0.0024097 | 23 | 0.016291 | 0.0016291 | 35 | 0.0035831 | 0.00053747 | 2 | 0.085763 | 0.017153 | 0 | 0 | 0 | 0 | 0 | 0 | 1.8083 | 0.023776 | 0.0023776 | 303.3596 | 0.012509 | 0.00062546 | 0.024732 | 1524 | 0.024732 | 0 | 1524
081000945 | 8 | Improve Chandler Branch Tributary | Channel improvements from Eagles Nest St to Settlement Dr. | 202000 | No | 0 | 0 | 21 | 0.011245 | 0.0016868 | 18 | 0.01275 | 0.001275 | 58 | 0.0059378 | 0.00089067 | 0 | 0 | 0 | 1 | 0.057571 | 0.011514 | 13 | 0.13668 | 0.0068342 | 0.41014 | 0.0053926 | 0.00053926 | 9.8276 | 0.00040525 | 2.0262e-05 | 0.02276 | 1545 | 0.02276 | 0 | 1545
131000133 | 13 | Webb County Becerra Creek Headwater Flood Study | Flood study to define existing flood risk and potential flood risk reduction projects for subdivisions located in the vicinity of Highway 59. | 120000 | Yes | 100 | 0 | 97 | 0.051943 | 0.0077914 | 82 | 0.058081 | 0.0058081 | 35 | 0.0035831 | 0.00053747 | 0 | 0 | 0 | 0 | 0 | 0 | 15 | 0.15771 | 0.0078856 | 8.5024 | 0.11179 | 0.011179 | 0.46324 | 1.9102e-05 | 9.5509e-07 | 0.033203 | 1442 | 0.033203 | 0 | 1442
061000442 | 6 | Forest Estates - Live Oak Creek Watershed Artesian Forest 1 - Artesian Creek Watershed | Develop a benefits cost analysis in support of this project identied in the City of Conroe Master Drainage Plan. | 30000 | No | 0 | 0 | 99 | 0.053014 | 0.0079521 | 83 | 0.058789 | 0.0058789 | 531 | 0.054361 | 0.0081542 | 0 | 0 | 0 | 0 | 0 | 0 | 0 | 0 | 0 | 2.2649 | 0.02978 | 0.002978 | 0.69726 | 2.8752e-05 | 1.4376e-06 | 0.024965 | 1522 | 0.024965 | 0 | 1522
061000462 | 6 | Longmire and SH-105 - Live Oak Creek Watershed | Develop a benefits cost analysis in support of this project identied in the City of Conroe Master Drainage Plan. | 30000 | No | 0 | 0 | 99 | 0.053014 | 0.0079521 | 83 | 0.058789 | 0.0058789 | 531 | 0.054361 | 0.0081542 | 0 | 0 | 0 | 0 | 0 | 0 | 0 | 0 | 0 | 2.2649 | 0.02978 | 0.002978 | 0.69726 | 2.8752e-05 | 1.4376e-06 | 0.024965 | 1523 | 0.024965 | 0 | 1523
071300008 | 7 | City of Abilene Improve Curry Lane Detention Pond | Installation of drainage flumes and curb and gutter along Curry Lane, construction of bypass pipe from Catclaw Creek, deepening of existing detention pond and extension of storm drain in Curry Lane | 474800 | No | 0 | 0 | 67 | 0.035878 | 0.0053817 | 41 | 0.029041 | 0.0029041 | 868 | 0.088862 | 0.013329 | 0 | 0 | 0 | 0 | 0 | 0 | 0 | 0 | 0 | 1.9941 | 0.026219 | 0.0026219 | 142.2182 | 0.0058644 | 0.00029322 | 0.02453 | 1526 | 0.02453 | 0 | 1526
151000046 | 15 | FM 1423 and Main Grove | Local Drainage Improvements- Main Street, North Street | 107100 | Yes | 100 | 0 | 0 | 0 | 0 | 157 | 0.1112 | 0.01112 | 683 | 0.069922 | 0.010488 | 0 | 0 | 0 | 0 | 0 | 0 | 0 | 0 | 0 | 1.374 | 0.018065 | 0.0018065 | 0 | 0 | 0 | 0.023415 | 1539 | 0.023415 | 0 | 1539
021000021 | 2 | City of Clarksville Deleware Creek | Debris, Vegetation Removal, and Channelization | 25000 | No | 0 | 0 | 71 | 0.03802 | 0.005703 | 43 | 0.030457 | 0.0030457 | 76 | 0.0077805 | 0.0011671 | 0 | 0 | 0 | 1 | 0.057571 | 0.011514 | 0 | 0 | 0 | 2.2918 | 0.030133 | 0.0030133 | 4.8404 | 0.00019959 | 9.9797e-06 | 0.024453 | 1528 | 0.024453 | 0 | 1528
071000034 | 7 | City of Albany DMP | Evaluate city storm infrastructure and floodways for adequate capacity. | 250000 | No | 0 | 0 | 158 | 0.084608 | 0.012691 | 97 | 0.068706 | 0.0068706 | 93 | 0.0095209 | 0.0014281 | 0 | 0 | 0 | 0 | 0 | 0 | 0 | 0 | 0 | 5.9385 | 0.078081 | 0.0078081 | 0.00037203 | 1.5341e-08 | 7.6704e-10 | 0.028798 | 1480 | 0.028798 | 0 | 1480
061000269 | 6 | City of Oak Ridge North Master Drainage Plan | Study to develop Master Drainage Plan using future and existing land use and flood/storm water drainage needs including Atlas 14 rainfall. | 170000 | Yes | 100 | 0 | 85 | 0.045517 | 0.0068275 | 73 | 0.051706 | 0.0051706 | 578 | 0.059173 | 0.0088759 | 0 | 0 | 0 | 0 | 0 | 0 | 0 | 0 | 0 | 1.037 | 0.013634 | 0.0013634 | 0 | 0 | 0 | 0.022238 | 1551 | 0.022238 | 0 | 1551
061000374 | 6 | Cedar Bayou Flood Risk Reduction Study - Q128 Channel Improvements from US 90 to Q100 Confluence | Study to develop a Benefit Cost Analysis needed for this project to become a FMP. Cedar Bayou channel improvements from US 90 to Confluence with Q100. | 30000 | No | 0 | 0 | 142 | 0.07604 | 0.011406 | 81 | 0.057373 | 0.0057373 | 199 | 0.020373 | 0.0030559 | 0 | 0 | 0 | 0 | 0 | 0 | 0 | 0 | 0 | 6.2482 | 0.082152 | 0.0082152 | 160.9647 | 0.0066375 | 0.00033187 | 0.028746 | 1481 | 0.028746 | 0 | 1481
121000141 | 12 | Lucas Creek at Cinco De Mayo Dr Bridge and Channel (DC-MRD) | Regional detention, channel improvements, and bridge/culvert upgrades, property acquisition | 150000 | Yes | 100 | 0 | 94 | 0.050336 | 0.0075504 | 63 | 0.044623 | 0.0044623 | 100 | 0.010238 | 0.0015356 | 0 | 0 | 0 | 0 | 0 | 0 | 13 | 0.13668 | 0.0068342 | 2.55 | 0.033528 | 0.0033528 | 7.9934 | 0.00032961 | 1.6481e-05 | 0.023752 | 1532 | 0.023752 | 0 | 1532
101000104 | 10 | Citywide Drainage System Improvements | Citywide Drainage System Improvements | 500000 | No | 0 | 0 | 83 | 0.044446 | 0.0066669 | 48 | 0.033999 | 0.0033999 | 616 | 0.063063 | 0.0094595 | 0 | 0 | 0 | 0 | 0 | 0 | 0 | 0 | 0 | 3.7901 | 0.049834 | 0.0049834 | 335.3632 | 0.013829 | 0.00069144 | 0.025201 | 1520 | 0.025201 | 0 | 1520
101000069 | 10 | Llano River Erosion | Develop/implement projects to prevent erosion | 200000 | No | 0 | 0 | 130 | 0.069614 | 0.010442 | 83 | 0.058789 | 0.0058789 | 192 | 0.019656 | 0.0029484 | 0 | 0 | 0 | 0 | 0 | 0 | 0 | 0 | 0 | 0.043006 | 0.00056545 | 5.6545e-05 | 426.635 | 0.017593 | 0.00087963 | 0.020206 | 1577 | 0.020206 | 0 | 1577
081000042 | 8 | Lea/Penn and Red Bird Lane Improvements | Design of diversion channel and road construction to reduce flooding and provide access to neighborhoods. | 262000 | No | 0 | 0 | 80 | 0.042839 | 0.0064259 | 47 | 0.03329 | 0.003329 | 177 | 0.01812 | 0.0027181 | 0 | 0 | 0 | 0 | 0 | 0 | 9 | 0.094627 | 0.0047314 | 1.6444 | 0.02162 | 0.002162 | 1414.1 | 0.058311 | 0.0029156 | 0.022282 | 1548 | 0.022282 | 0 | 1548
031000171 | 3 | Turkey Creek Trail Bridge | Evaluate alternatives to construct Bridge at Low-Water Crossing on Turkey Creek Trail. | 250000 | No | 0 | 0 | 0 | 0 | 0 | 0 | 0 | 0 | 0 | 0 | 0 | 1 | 0.042882 | 0.0085763 | 1 | 0.057571 | 0.011514 | 0 | 0 | 0 | 4.4882 | 0.059011 | 0.0059011 | 0 | 0 | 0 | 0.025992 | 1506 | 0.025992 | 0 | 1506
031000120 | 3 | Mc Adams Ditch Feasibility Study | Evaluate alternatives for improvements to Mc Adams Ditch (crosses FM 3180 South). | 500000 | No | 0 | 0 | 106 | 0.056762 | 0.0085143 | 95 | 0.067289 | 0.0067289 | 241 | 0.024672 | 0.0037009 | 0 | 0 | 0 | 0 | 0 | 0 | 0 | 0 | 0 | 1.5426 | 0.020283 | 0.0020283 | 551.2998 | 0.022733 | 0.0011367 | 0.022109 | 1552 | 0.022109 | 0 | 1552
071000151 | 7 | City of Slaton School Campus Drainage Program | Install water drainage system at campuses as backup in severe weather events | 150000 | No | 0 | 0 | 125 | 0.066937 | 0.01004 | 99 | 0.070122 | 0.0070122 | 180 | 0.018428 | 0.0027641 | 0 | 0 | 0 | 0 | 0 | 0 | 0 | 0 | 0 | 5.3172 | 0.069912 | 0.0069912 | 101.0284 | 0.004166 | 0.0002083 | 0.027016 | 1494 | 0.027016 | 0 | 1494
061000258 | 6 | City of Liverpool Master Drainage Plan | Study to develop Master Drainage Plan using future and existing land use and flood/storm water drainage needs including Atlas 14 rainfall. | 160000 | Yes | 100 | 0 | 130 | 0.069614 | 0.010442 | 110 | 0.077914 | 0.0077914 | 104 | 0.010647 | 0.0015971 | 0 | 0 | 0 | 0 | 0 | 0 | 0 | 0 | 0 | 3.3209 | 0.043664 | 0.0043664 | 5.2918 | 0.00021821 | 1.0911e-05 | 0.024208 | 1529 | 0.024208 | 0 | 1529
031000287 | 3 | Headwaters of Willow Creek Regulatory Floodplain Determination Study | Mapping study for Headwaters of Willow Creek through Mansfield ETJ. | 137000 | No | 0 | 0 | 43 | 0.023026 | 0.0034539 | 36 | 0.025499 | 0.0025499 | 105 | 0.010749 | 0.0016124 | 0 | 0 | 0 | 1 | 0.057571 | 0.011514 | 0 | 0 | 0 | 0.53135 | 0.0069863 | 0.00069863 | 188.2481 | 0.0077625 | 0.00038813 | 0.020217 | 1576 | 0.020217 | 0 | 1576
131000154 | 13 | Kleberg County Drainage Improvement Study | COASTAL BEND MITIGATION ACTION PLAN - KL - 13: Improve drainage to county roads, Pcts 1 & 3, heavy rains cause road flooding and standing water to ditches. The overflow of stormwater has produced some flooding to residential homes and properties. | 49000 | Yes | 100 | 0 | 17 | 0.0091034 | 0.0013655 | 17 | 0.012041 | 0.0012041 | 42 | 0.0042998 | 0.00064496 | 0 | 0 | 0 | 1 | 0.057571 | 0.011514 | 9 | 0.094627 | 0.0047314 | 0.80596 | 0.010597 | 0.0010597 | 2.5766 | 0.00010625 | 5.3123e-06 | 0.020525 | 1570 | 0.020525 | 0 | 1570
081000951 | 8 | Brushy Creek Tributaries Study | Perform a detailed study of the Brushy Creek tributaries in the City of Thrall. | 88000 | No | 0 | 0 | 11 | 0.0058904 | 0.00088356 | 5 | 0.0035415 | 0.00035415 | 11 | 0.0011261 | 0.00016892 | 0 | 0 | 0 | 1 | 0.057571 | 0.011514 | 8 | 0.084113 | 0.0042057 | 1.7509 | 0.023021 | 0.0023021 | 1105.45 | 0.045584 | 0.0022792 | 0.021708 | 1558 | 0.021708 | 0 | 1558
081001145 | 8 | Dam 18 Rehabilitation | Improvements to ensure dam provides necessary protection against flood risk. | 500000 | No | 0 | 0 | 11 | 0.0058904 | 0.00088356 | 5 | 0.0035415 | 0.00035415 | 11 | 0.0011261 | 0.00016892 | 0 | 0 | 0 | 1 | 0.057571 | 0.011514 | 8 | 0.084113 | 0.0042057 | 1.7509 | 0.023021 | 0.0023021 | 1105.45 | 0.045584 | 0.0022792 | 0.021708 | 1558 | 0.021708 | 0 | 1559
131000070 | 13 | Downtown Rockport Drainage Study | Design and conduct an engineering study to address flooding in downtown Rockport | 1090000 | Yes | 100 | 0 | 57 | 0.030523 | 0.0045785 | 9 | 0.0063748 | 0.00063748 | 195 | 0.019963 | 0.0029945 | 0 | 0 | 0 | 0 | 0 | 0 | 21 | 0.2208 | 0.01104 | 2.8518 | 0.037496 | 0.0037496 | 0 | 0 | 0 | 0.023 | 1543 | 0.023 | 0 | 1543
091000129 | 9 | Midland Draw Channel Improvements | The proposed channel has a 250-foot top width for the entire length of the reach. There are three existing crossings, two to remain, one to be expanded, and one new crossing. The first crossing, at Loop 349, is to remain. The second crossing, at the futu* | 8450000 | No | 0 | 0 | 37 | 0.019813 | 0.002972 | 36 | 0.025499 | 0.0025499 | 138 | 0.014128 | 0.0021192 | 0 | 0 | 0 | 1 | 0.057571 | 0.011514 | 0 | 0 | 0 | 1.9 | 0.024982 | 0.0024982 | 4.6 | 0.00018968 | 9.4842e-06 | 0.021663 | 1561 | 0.021663 | 0 | 1561
151000077 | 15 | Precinct 4 MDP - Risk Area G at Hoehn Rd. & Mile 11 Rd. | Channel Improvements with approximately 0.75 miles of proposed improvements. Proposed Pond north of County Road 3424 and west of County Road 3421 has an approximate footprint of 5 acres and capacity of 35 acre-ft. Grate Inlets and Proposed Storm Drain 5 | 909150 | Yes | 100 | 0 | 0 | 0 | 0 | 141 | 0.099871 | 0.0099871 | 592 | 0.060606 | 0.0090909 | 0 | 0 | 0 | 0 | 0 | 0 | 0 | 0 | 0 | 10.1584 | 0.13356 | 0.013356 | 0 | 0 | 0 | 0.032435 | 1448 | 0.032435 | 0 | 1448
031000055 | 3 | City of Aubrey DMP | Evaluate City and identify future projects. | 250000 | No | 0 | 0 | 54 | 0.028917 | 0.0043375 | 52 | 0.036832 | 0.0036832 | 127 | 0.013002 | 0.0019502 | 1 | 0.042882 | 0.0085763 | 0 | 0 | 0 | 0 | 0 | 0 | 2.0801 | 0.02735 | 0.002735 | 189.1624 | 0.0078002 | 0.00039001 | 0.021672 | 1560 | 0.021672 | 0 | 1560
061000327 | 6 | Blalock Road Drainage Improvement Project | Study to further the proposed project that includes increasing the capacity of the drainage system with a 9’x9’ RCB to replace dual 36-inch RCP along the east side of the road and an open ditch with driveway culverts on the west side of the road. | 30000 | No | 0 | 0 | 35 | 0.018742 | 0.0028113 | 25 | 0.017708 | 0.0017708 | 365 | 0.037367 | 0.005605 | 1 | 0.042882 | 0.0085763 | 0 | 0 | 0 | 0 | 0 | 0 | 0.28545 | 0.0037532 | 0.00037532 | 0 | 0 | 0 | 0.019139 | 1584 | 0.019139 | 0 | 1584
051000127 | 5 | Blanchette Diversion | H&H study to identify alternatives for a diversion to the Neches River. | 100000 | Yes | 100 | 0 | 88 | 0.047123 | 0.0070685 | 38 | 0.026916 | 0.0026916 | 582 | 0.059582 | 0.0089374 | 0 | 0 | 0 | 0 | 0 | 0 | 0 | 0 | 0 | 2.4609 | 0.032356 | 0.0032356 | 4.3099 | 0.00017772 | 8.886e-06 | 0.021942 | 1557 | 0.021942 | 0 | 1557
111000045 | 11 | City of New Braunfels Dry Comal Creek Tributary East Watershed Project Planning | Study to analyze drainage conveyance and flooding issues within the Dry Comal Creek Tributaries East area (Kerlick Lane/Encino Drive/Mission Drive) and project planning for solutions within project area. | 344000 | No | 0 | 0 | 77 | 0.041233 | 0.0061849 | 48 | 0.033999 | 0.0033999 | 588 | 0.060197 | 0.0090295 | 0 | 0 | 0 | 0 | 0 | 0 | 0 | 0 | 0 | 1.3093 | 0.017216 | 0.0017216 | 15.2965 | 0.00063076 | 3.1538e-05 | 0.020367 | 1573 | 0.020367 | 0 | 1573
031000253 | 3 | Prairie Creek Stabilization | Evaluate from upstream of Great Southwest Pkwy to upstream of Robinson Road; Estimated construction cost of $606,900 | 250000 | No | 0 | 0 | 25 | 0.013387 | 0.0020081 | 22 | 0.015583 | 0.0015583 | 421 | 0.0431 | 0.006465 | 1 | 0.042882 | 0.0085763 | 0 | 0 | 0 | 0 | 0 | 0 | 3.892 | 0.051172 | 0.0051172 | 7.8348 | 0.00032307 | 1.6154e-05 | 0.023741 | 1533 | 0.023741 | 0 | 1533
031000235 | 3 | South Great Southwest Parkway from North of Forum Drive to Prairie Creek Channel | Study update - Storm Drain Improvements; Estimated construction cost of $2,127,800 | 344000 | No | 0 | 0 | 25 | 0.013387 | 0.0020081 | 22 | 0.015583 | 0.0015583 | 421 | 0.0431 | 0.006465 | 1 | 0.042882 | 0.0085763 | 0 | 0 | 0 | 0 | 0 | 0 | 3.892 | 0.051172 | 0.0051172 | 7.8348 | 0.00032307 | 1.6154e-05 | 0.023741 | 1533 | 0.023741 | 0 | 1534
031000097 | 3 | Copper Canyon Poindexter Branch Flood Mitigation Plan | Copper Canyon Poindexter Branch Flood Mitigation Plan | 150000 | No | 0 | 0 | 55 | 0.029452 | 0.0044178 | 40 | 0.028332 | 0.0028332 | 173 | 0.017711 | 0.0026566 | 1 | 0.042882 | 0.0085763 | 0 | 0 | 0 | 0 | 0 | 0 | 2.2962 | 0.030191 | 0.0030191 | 58.5376 | 0.0024138 | 0.00012069 | 0.021624 | 1562 | 0.021624 | 0 | 1562
071000213 | 7 | City of Lubbock Clovis and Quaker | Clovis and Quaker Area of Interest | 100000 | No | 0 | 0 | 100 | 0.053549 | 0.0080324 | 54 | 0.038249 | 0.0038249 | 322 | 0.032965 | 0.0049447 | 0 | 0 | 0 | 0 | 0 | 0 | 0 | 0 | 0 | 3.3163 | 0.043603 | 0.0043603 | 865.7369 | 0.035699 | 0.001785 | 0.022947 | 1544 | 0.022947 | 0 | 1544
031000072 | 3 | City of Decatur DMP | Evaluate City and identify future projects. | 250000 | No | 0 | 0 | 34 | 0.018207 | 0.002731 | 25 | 0.017708 | 0.0017708 | 298 | 0.030508 | 0.0045762 | 1 | 0.042882 | 0.0085763 | 0 | 0 | 0 | 0 | 0 | 0 | 2.5956 | 0.034127 | 0.0034127 | 114.796 | 0.0047337 | 0.00023668 | 0.021304 | 1568 | 0.021304 | 0 | 1568
151000066 | 15 | Weslaco Stormwater Improvement Plan - South International Boulevard and Business 83 | Replacement of 48 – inch culverts at two roadway crossings with 6’ x 4’ RCBs. | 14071.2002 | Yes | 100 | 0 | 0 | 0 | 0 | 183 | 0.12962 | 0.012962 | 310 | 0.031736 | 0.0047605 | 0 | 0 | 0 | 0 | 0 | 0 | 0 | 0 | 0 | 4.5475 | 0.059792 | 0.0059792 | 0 | 0 | 0 | 0.023702 | 1535 | 0.023702 | 0 | 1535
051000059 | 5 | City of Whitehouse Master Drainage Plan | Perform H&H modeling to identify and define flood risk, develop conceptual alternatives to reduce flood risk, develop OPCC for conceptual alternatives, and rank projects. Conceptual alternatives should evaluate feasibility of nature based solutions. | 150000 | Yes | 100 | 0 | 36 | 0.019278 | 0.0028917 | 18 | 0.01275 | 0.001275 | 97 | 0.0099304 | 0.0014896 | 0 | 0 | 0 | 1 | 0.057571 | 0.011514 | 1 | 0.010514 | 0.00052571 | 0.73146 | 0.0096174 | 0.00096174 | 1.5484 | 6.3849e-05 | 3.1925e-06 | 0.018661 | 1589 | 0.018661 | 0 | 1589
011000161 | 1 | Playa 4 Watershed Study (City of Amarillo) | Perform H&H modeling, develop conceptual alternatives and OPCC, and rank projects. Marked as high priority in 2019 Amarillo DMP | 431000 | No | 0 | 0 | 87 | 0.046588 | 0.0069882 | 87 | 0.061623 | 0.0061623 | 280 | 0.028665 | 0.0042998 | 0 | 0 | 0 | 0 | 0 | 0 | 0 | 0 | 0 | 2.1164 | 0.027827 | 0.0027827 | 51.5143 | 0.0021242 | 0.00010621 | 0.020339 | 1574 | 0.020339 | 0 | 1574
011000142 | 1 | Playa No. 4 Outfall (City of Amarillo) | Evaluate project to quantify benefits, evaluate impacts and begin design. Improvements to Playa No. 4 Outfall. Project identified from 2019 Amarillo DMP. | 250000 | No | 0 | 0 | 87 | 0.046588 | 0.0069882 | 87 | 0.061623 | 0.0061623 | 280 | 0.028665 | 0.0042998 | 0 | 0 | 0 | 0 | 0 | 0 | 0 | 0 | 0 | 2.1164 | 0.027827 | 0.0027827 | 51.5142 | 0.0021242 | 0.00010621 | 0.020339 | 1575 | 0.020339 | 0 | 1575
131000145 | 13 | Fulton West Drainage Improvements | Collection System Improvements include inlets, drain pipes, manholes or junction boxes, collection swales, and connection of the system to existing major drainage outfalls. | 450000 | Yes | 100 | 0 | 25 | 0.013387 | 0.0020081 | 14 | 0.0099163 | 0.00099163 | 45 | 0.0046069 | 0.00069103 | 1 | 0.042882 | 0.0085763 | 0 | 0 | 0 | 10 | 0.10514 | 0.0052571 | 0.84169 | 0.011067 | 0.0011067 | 0 | 0 | 0 | 0.018631 | 1590 | 0.018631 | 0 | 1590
041000021 | 4 | City of Fate Drainage Master Plan | Perform study of existing culverts and drainage capabilities in town. Identify upgrades to drainage infrastructure capacity where needed. | 450000 | No | 0 | 0 | 21 | 0.011245 | 0.0016868 | 21 | 0.014874 | 0.0014874 | 128 | 0.013104 | 0.0019656 | 0 | 0 | 0 | 1 | 0.057571 | 0.011514 | 1 | 0.010514 | 0.00052571 | 3.0208 | 0.039718 | 0.0039718 | 164.1637 | 0.0067694 | 0.00033847 | 0.02149 | 1563 | 0.02149 | 0 | 1563
151000042 | 15 | Mile 11 N & Mile 6 W Improvements | Channel Improvements- Ditch 17B2A1A, Channel Improvements- Ditch 7T,7T1, Local Drainage Improvements- West of Ditch17B2A1A, and Ditch 17B2A1 Detention West | 570300 | Yes | 100 | 0 | 0 | 0 | 0 | 112 | 0.07933 | 0.007933 | 622 | 0.063677 | 0.0095516 | 0 | 0 | 0 | 0 | 0 | 0 | 0 | 0 | 0 | 11.7987 | 0.15513 | 0.015513 | 0 | 0 | 0 | 0.032998 | 1443 | 0.032998 | 0 | 1443
121000069 | 12 | LWC 42 Dreamland south of RR Xing | The project will consist of proposed Bridge crossing with +/- 6300 LF of total channel grading upstream and downstream and excavating to eliminate a low water crossing. Street reconstruction includes driveway approaches, curbs, and sidewalks as required | 11470000 | Yes | 100 | 0 | 17 | 0.0091034 | 0.0013655 | 17 | 0.012041 | 0.0012041 | 12 | 0.0012285 | 0.00018428 | 0 | 0 | 0 | 1 | 0.057571 | 0.011514 | 6 | 0.063085 | 0.0031542 | 0.5 | 0.0065741 | 0.00065741 | 0 | 0 | 0 | 0.01808 | 1600 | 0.01808 | 0 | 1600
111000020 | 11 | City of Ingram Drainage Improvements Study | Study of solutions to upgrade existing storm drainage infrastructure to reduce the potential impacts of future flood events. | 100000 | No | 0 | 0 | 122 | 0.06533 | 0.0097995 | 76 | 0.053831 | 0.0053831 | 141 | 0.014435 | 0.0021652 | 0 | 0 | 0 | 0 | 0 | 0 | 0 | 0 | 0 | 3.0547 | 0.040164 | 0.0040164 | 24.2184 | 0.00099866 | 4.9933e-05 | 0.021414 | 1564 | 0.021414 | 0 | 1564
131000027 | 13 | Atascosa McMullen Hazard Mitigation Plan - City of Jourdanton Action #12 | Identify problem flooding areas within an area drainage study and implement a program to reduce citywide and localized flooding. | 225000 | Yes | 100 | 0 | 18 | 0.0096389 | 0.0014458 | 11 | 0.0077914 | 0.00077914 | 113 | 0.011568 | 0.0017353 | 0 | 0 | 0 | 0 | 0 | 0 | 25 | 0.26285 | 0.013143 | 0.96142 | 0.012641 | 0.0012641 | 1.3376 | 5.5158e-05 | 2.7579e-06 | 0.01837 | 1598 | 0.01837 | 0 | 1598
121000034 | 12 | Inventory of residences in floodplain | Identify residential structures that are located in flood zones or high hazard areas and develop plan and implement a program for floodproofing or acquistion. | 50000 | No | 0 | 0 | 42 | 0.022491 | 0.0033736 | 24 | 0.016999 | 0.0016999 | 59 | 0.0060401 | 0.00090602 | 0 | 0 | 0 | 0 | 0 | 0 | 21 | 0.2208 | 0.01104 | 0.43 | 0.0056537 | 0.00056537 | 13.1053 | 0.0005404 | 2.702e-05 | 0.017612 | 1603 | 0.017612 | 0 | 1603
031000348 | 3 | Ten Mile Creek at Ferris Road | Evaluate bridge improvements for Ferris Road over Ten Mile Creek | 250000 | No | 0 | 0 | 28 | 0.014994 | 0.0022491 | 22 | 0.015583 | 0.0015583 | 41 | 0.0041974 | 0.00062961 | 1 | 0.042882 | 0.0085763 | 0 | 0 | 0 | 0 | 0 | 0 | 4.0716 | 0.053534 | 0.0053534 | 1892.139 | 0.078023 | 0.0039012 | 0.022268 | 1549 | 0.022268 | 0 | 1549
031000351 | 3 | Ten Mile Creek at Parkinson Road | Evaluate bridge improvements for Parkinson Road over Ten Mile Creek | 1032000 | No | 0 | 0 | 28 | 0.014994 | 0.0022491 | 22 | 0.015583 | 0.0015583 | 41 | 0.0041974 | 0.00062961 | 1 | 0.042882 | 0.0085763 | 0 | 0 | 0 | 0 | 0 | 0 | 4.0716 | 0.053534 | 0.0053534 | 1892.139 | 0.078023 | 0.0039012 | 0.022268 | 1549 | 0.022268 | 0 | 1550
031000145 | 3 | CR 1400 drainage study | Evaluate widening road and installing box drains where necessary. | 500000 | No | 0 | 0 | 30 | 0.016065 | 0.0024097 | 19 | 0.013458 | 0.0013458 | 284 | 0.029075 | 0.0043612 | 1 | 0.042882 | 0.0085763 | 0 | 0 | 0 | 0 | 0 | 0 | 1.5718 | 0.020666 | 0.0020666 | 42.9872 | 0.0017726 | 8.863e-05 | 0.018848 | 1588 | 0.018848 | 0 | 1588
051000072 | 5 | City of Lumberton East Village Creek Parkway Drainage Improvements | H&H Study to identify alternatives for improving existing drainage of East Village Creek Parkway | 125000 | Yes | 100 | 0 | 27 | 0.014458 | 0.0021687 | 17 | 0.012041 | 0.0012041 | 82 | 0.0083948 | 0.0012592 | 0 | 0 | 0 | 1 | 0.057571 | 0.011514 | 1 | 0.010514 | 0.00052571 | 0.61809 | 0.0081268 | 0.00081268 | 1.2129 | 5.0016e-05 | 2.5008e-06 | 0.017487 | 1604 | 0.017487 | 0 | 1604
121000019 | 12 | DC19: Salado Creek Tributary B | Improvement on IH 10 culvert crossing to reduce peak flood stages upstream of IH 10 channel improvements downstream of IH 10 to prevent peak flood stage increase | 19790464 | No | 0 | 0 | 65 | 0.034807 | 0.0052211 | 65 | 0.04604 | 0.004604 | 172 | 0.017609 | 0.0026413 | 0 | 0 | 0 | 0 | 0 | 0 | 8 | 0.084113 | 0.0042057 | 0.92 | 0.012096 | 0.0012096 | 0 | 0 | 0 | 0.017882 | 1602 | 0.017882 | 0 | 1602
021000020 | 2 | Sulphur River (Main Stem) Log Jams | Log and debris jams along Sulphur River near Highway 37 | 550000 | No | 0 | 0 | 23 | 0.012316 | 0.0018474 | 7 | 0.0049581 | 0.00049581 | 28 | 0.0028665 | 0.00042998 | 1 | 0.042882 | 0.0085763 | 0 | 0 | 0 | 0 | 0 | 0 | 6.473 | 0.085109 | 0.0085109 | 2524.4009 | 0.10409 | 0.0052047 | 0.025065 | 1521 | 0.025065 | 0 | 1521
071000117 | 7 | Canal Street Study | H&H Study to review drainage problems on Canal Street, Knox City to determine mitigation efforts to reduce flooding. | 260000 | No | 0 | 0 | 119 | 0.063724 | 0.0095585 | 69 | 0.048873 | 0.0048873 | 133 | 0.013616 | 0.0020424 | 0 | 0 | 0 | 0 | 0 | 0 | 0 | 0 | 0 | 7.9343 | 0.10432 | 0.010432 | 6.5556 | 0.00027032 | 1.3516e-05 | 0.026934 | 1495 | 0.026934 | 0 | 1495
151000047 | 15 | FM 1423 and Nolana | Local Drainage Improvements--Storm Drain and Detention South of Earling Road West of Val Verde Street | 321000 | Yes | 100 | 0 | 0 | 0 | 0 | 113 | 0.080039 | 0.0080039 | 553 | 0.056614 | 0.008492 | 0 | 0 | 0 | 0 | 0 | 0 | 0 | 0 | 0 | 9.521 | 0.12518 | 0.012518 | 0 | 0 | 0 | 0.029014 | 1476 | 0.029014 | 0 | 1476
151000071 | 15 | Precinct 4 MDP - Risk Area A at Mile 8.5 Rd. & Ware Rd. | Approximately 1 mile of proposed channel improvements. Proposed culverts. Proposed Detention Ponds with pond north of Mile 8.5 Rd. to collect runoff from the west and has an approximate footprint of 12 acres and storage capacity of 60 acre-ft and will o | 2984850 | Yes | 100 | 0 | 0 | 0 | 0 | 124 | 0.08783 | 0.008783 | 499 | 0.051085 | 0.0076628 | 0 | 0 | 0 | 0 | 0 | 0 | 0 | 0 | 0 | 5.7133 | 0.075119 | 0.0075119 | 0 | 0 | 0 | 0.023958 | 1531 | 0.023958 | 0 | 1531
071300004 | 7 | City of Abilene Buttonwillow Creek Crossing | Replacement of low water crossing | 138500 | No | 0 | 0 | 26 | 0.013923 | 0.0020884 | 26 | 0.018416 | 0.0018416 | 55 | 0.0056306 | 0.0008446 | 0 | 0 | 0 | 1 | 0.057571 | 0.011514 | 0 | 0 | 0 | 0.46322 | 0.0060905 | 0.00060905 | 0 | 0 | 0 | 0.016898 | 1616 | 0.016898 | 0 | 1616
031000272 | 3 | Fairfield South Bateman Drainage Study | Fairfield South Bateman Drainage Study | 200000 | No | 0 | 0 | 41 | 0.021955 | 0.0032933 | 36 | 0.025499 | 0.0025499 | 64 | 0.006552 | 0.0009828 | 1 | 0.042882 | 0.0085763 | 0 | 0 | 0 | 0 | 0 | 0 | 2.4177 | 0.031789 | 0.0031789 | 411.4989 | 0.016968 | 0.00084842 | 0.01943 | 1582 | 0.01943 | 0 | 1582
061000278 | 6 | City of Roman Forest Master Drainage Plan | Study to develop Master Drainage Plan using future and existing land use and flood/storm water drainage needs including Atlas 14 rainfall. | 190000 | Yes | 100 | 0 | 86 | 0.046052 | 0.0069079 | 73 | 0.051706 | 0.0051706 | 270 | 0.027641 | 0.0041462 | 0 | 0 | 0 | 0 | 0 | 0 | 0 | 0 | 0 | 3.1773 | 0.041776 | 0.0041776 | 0 | 0 | 0 | 0.020402 | 1571 | 0.020402 | 0 | 1571
061000388 | 6 | Roman Forest Boulevard Bridge Elevation Project | Further study of this project involves the study, design, elevation, and replacement of the Roman Forest Boulevard Bridge to mitigate the risks associated with storms and riverine flooding for the approximate 15,000 citizens. | 30000 | No | 0 | 0 | 86 | 0.046052 | 0.0069079 | 73 | 0.051706 | 0.0051706 | 270 | 0.027641 | 0.0041462 | 0 | 0 | 0 | 0 | 0 | 0 | 0 | 0 | 0 | 3.1773 | 0.041776 | 0.0041776 | 0 | 0 | 0 | 0.020402 | 1571 | 0.020402 | 0 | 1572
131000014 | 13 | City of Natalia Floodplain Study | City wide flood study to evaluate floodplain. | 48000 | Yes | 100 | 0 | 56 | 0.029988 | 0.0044981 | 31 | 0.021957 | 0.0021957 | 68 | 0.0069615 | 0.0010442 | 0 | 0 | 0 | 0 | 0 | 0 | 16 | 0.16823 | 0.0084113 | 1.4021 | 0.018435 | 0.0018435 | 1.3183 | 5.436e-05 | 2.718e-06 | 0.017996 | 1601 | 0.017996 | 0 | 1601
061000300 | 6 | Town of Woodloch Master Drainage Plan | Study to develop Master Drainage Plan using future and existing land use and flood/storm water drainage needs including Atlas 14 rainfall. | 50000 | Yes | 100 | 0 | 85 | 0.045517 | 0.0068275 | 80 | 0.056664 | 0.0056664 | 233 | 0.023853 | 0.003578 | 0 | 0 | 0 | 0 | 0 | 0 | 0 | 0 | 0 | 1.0146 | 0.013341 | 0.0013341 | 0 | 0 | 0 | 0.017406 | 1606 | 0.017406 | 0 | 1606
051000020 | 5 | Trinity County Update Flood Hazard Mapping | Complete a detailed study within the county extent to delineate an updated flood hazard area, which can be used for regulatory purposes. | 1540238 | Yes | 100 | 0 | 32 | 0.017136 | 0.0025704 | 15 | 0.010625 | 0.0010625 | 15 | 0.0015356 | 0.00023034 | 0 | 0 | 0 | 1 | 0.057571 | 0.011514 | 1 | 0.010514 | 0.00052571 | 22.4943 | 0.29576 | 0.029576 | 68.3881 | 0.00282 | 0.000141 | 0.04562 | 1333 | 0.04562 | 0 | 1333
051000041 | 5 | Trinity County Master Drainage Plan | Perform H&H modeling to identify and define flood risk, develop conceptual alternatives to reduce flood risk, develop OPCC for conceptual alternatives, and rank projects. Conceptual alternatives should evaluate feasibility of nature based solutions. | 481324 | Yes | 100 | 0 | 32 | 0.017136 | 0.0025704 | 15 | 0.010625 | 0.0010625 | 15 | 0.0015356 | 0.00023034 | 0 | 0 | 0 | 1 | 0.057571 | 0.011514 | 1 | 0.010514 | 0.00052571 | 22.4943 | 0.29576 | 0.029576 | 68.3881 | 0.00282 | 0.000141 | 0.04562 | 1333 | 0.04562 | 0 | 1334
031000303 | 3 | Wilson Branch at Bonnie View Road | Evaluate bridge improvements for Bonnie View Road over Wilson Branch | 250000 | No | 0 | 0 | 27 | 0.014458 | 0.0021687 | 25 | 0.017708 | 0.0017708 | 25 | 0.0025594 | 0.00038391 | 0 | 0 | 0 | 1 | 0.057571 | 0.011514 | 0 | 0 | 0 | 5.4428 | 0.071563 | 0.0071563 | 64.3906 | 0.0026552 | 0.00013276 | 0.023127 | 1540 | 0.023127 | 0 | 1540
031000304 | 3 | Wilson Branch at J J Lemmon Road | Evaluate bridge improvements for J J Lemmon Road over Wilson Branch | 250000 | No | 0 | 0 | 27 | 0.014458 | 0.0021687 | 25 | 0.017708 | 0.0017708 | 25 | 0.0025594 | 0.00038391 | 0 | 0 | 0 | 1 | 0.057571 | 0.011514 | 0 | 0 | 0 | 5.4428 | 0.071563 | 0.0071563 | 64.3906 | 0.0026552 | 0.00013276 | 0.023127 | 1540 | 0.023127 | 0 | 1541
031000305 | 3 | Wilson Branch at Tioga Street | Evaluate bridge improvements for Tioga Street over Wilson Branch | 250000 | No | 0 | 0 | 27 | 0.014458 | 0.0021687 | 25 | 0.017708 | 0.0017708 | 25 | 0.0025594 | 0.00038391 | 0 | 0 | 0 | 1 | 0.057571 | 0.011514 | 0 | 0 | 0 | 5.4428 | 0.071563 | 0.0071563 | 64.3906 | 0.0026552 | 0.00013276 | 0.023127 | 1540 | 0.023127 | 0 | 1542
081000976 | 8 | Sugar Creek Watershed Analysis | Complete a drainage study for the Sugar Creek neighborhood to mitigate flooding risk. | 50000 | No | 0 | 0 | 26 | 0.013923 | 0.0020884 | 14 | 0.0099163 | 0.00099163 | 214 | 0.021908 | 0.0032862 | 0 | 0 | 0 | 0 | 0 | 0 | 18 | 0.18925 | 0.0094627 | 2.3496 | 0.030893 | 0.0030893 | 1.2403 | 5.1146e-05 | 2.5573e-06 | 0.018921 | 1585 | 0.018921 | 0 | 1585
081000981 | 8 | Sugar Creek East Ditch | Install box culverts in the Sugar Creek East Ditch for storm water control. | 253000 | No | 0 | 0 | 26 | 0.013923 | 0.0020884 | 14 | 0.0099163 | 0.00099163 | 214 | 0.021908 | 0.0032862 | 0 | 0 | 0 | 0 | 0 | 0 | 18 | 0.18925 | 0.0094627 | 2.3496 | 0.030893 | 0.0030893 | 1.2403 | 5.1146e-05 | 2.5573e-06 | 0.018921 | 1585 | 0.018921 | 0 | 1586
081000982 | 8 | Lakebend Sugar Creek Outfall & Drainage | Replace outfall structure and channel improvements at Sugar Creek & Parkway Blvd and upsize storm water systems. | 388000 | No | 0 | 0 | 26 | 0.013923 | 0.0020884 | 14 | 0.0099163 | 0.00099163 | 214 | 0.021908 | 0.0032862 | 0 | 0 | 0 | 0 | 0 | 0 | 18 | 0.18925 | 0.0094627 | 2.3496 | 0.030893 | 0.0030893 | 1.2403 | 5.1146e-05 | 2.5573e-06 | 0.018921 | 1585 | 0.018921 | 0 | 1587
011000138 | 1 | Wild Horse Lake Project Planning (City of Amarillo) | Evaluate project to quantify benefits, evaluate impacts and begin design. Improvements include adding a 30" relief culvert and a new junction box w/ flap gate. Project identified from 2019 Amarillo DMP. | 250000 | No | 0 | 0 | 30 | 0.016065 | 0.0024097 | 4 | 0.0028332 | 0.00028332 | 297 | 0.030405 | 0.0045608 | 1 | 0.042882 | 0.0085763 | 0 | 0 | 0 | 0 | 0 | 0 | 2.0734 | 0.027261 | 0.0027261 | 0 | 0 | 0 | 0.018556 | 1592 | 0.018556 | 0 | 1592
011000151 | 1 | Wild Horse Lake Project Planning - ONG/Lipscomb Storm Sewer (City of Amarillo) | Evaluate project to quantify benefits, evaluate impacts and begin design. Improvements include replacing 5 pipes with larger diameters, adding two RCP, and adding a new diversion structure. Project identified from 2019 Amarillo DMP. | 250000 | No | 0 | 0 | 30 | 0.016065 | 0.0024097 | 4 | 0.0028332 | 0.00028332 | 297 | 0.030405 | 0.0045608 | 1 | 0.042882 | 0.0085763 | 0 | 0 | 0 | 0 | 0 | 0 | 2.0734 | 0.027261 | 0.0027261 | 0 | 0 | 0 | 0.018556 | 1592 | 0.018556 | 0 | 1593
011000158 | 1 | Wild Horse Lake Improvement (City of Amarillo) | Evaluate project to quantify benefits, evaluate impacts and begin design. Improvements to Wild Horse Lake. Project identified from 2019 Amarillo DMP. | 250000 | No | 0 | 0 | 30 | 0.016065 | 0.0024097 | 4 | 0.0028332 | 0.00028332 | 297 | 0.030405 | 0.0045608 | 1 | 0.042882 | 0.0085763 | 0 | 0 | 0 | 0 | 0 | 0 | 2.0734 | 0.027261 | 0.0027261 | 0 | 0 | 0 | 0.018556 | 1592 | 0.018556 | 0 | 1594
011000171 | 1 | Wild Horse Lake Watershed Study (City of Amarillo) | Perform H&H modeling, develop conceptual alternatives and OPCC, and rank projects. Marked as very high priority in 2019 Amarillo DMP | 548000 | No | 0 | 0 | 30 | 0.016065 | 0.0024097 | 4 | 0.0028332 | 0.00028332 | 297 | 0.030405 | 0.0045608 | 1 | 0.042882 | 0.0085763 | 0 | 0 | 0 | 0 | 0 | 0 | 2.0734 | 0.027261 | 0.0027261 | 0 | 0 | 0 | 0.018556 | 1592 | 0.018556 | 0 | 1595
011000183 | 1 | Culverts: Various Locations (City of Amarillo) | Evaluate project to quantify benefits, evaluate impacts and begin design. Improvements to culverts. Project identified from 2019 Amarillo DMP. | 250000 | No | 0 | 0 | 30 | 0.016065 | 0.0024097 | 4 | 0.0028332 | 0.00028332 | 297 | 0.030405 | 0.0045608 | 1 | 0.042882 | 0.0085763 | 0 | 0 | 0 | 0 | 0 | 0 | 2.0734 | 0.027261 | 0.0027261 | 0 | 0 | 0 | 0.018556 | 1591 | 0.018556 | 0 | 1591
131000146 | 13 | Fulton East Drainage Improvements | Collection system improvements include collection swales, inlets, drain pipes, manholes or junction boxes, and collection of the system to existing major drainage outfalls or the construction of new outfalls. | 900000 | Yes | 100 | 0 | 32 | 0.017136 | 0.0025704 | 11 | 0.0077914 | 0.00077914 | 56 | 0.005733 | 0.00085995 | 0 | 0 | 0 | 0 | 0 | 0 | 22 | 0.23131 | 0.011566 | 1.262 | 0.016593 | 0.0016593 | 0 | 0 | 0 | 0.017434 | 1605 | 0.017434 | 0 | 1605
081000973 | 8 | Lower Oyster Creek Improvements | Channel bank fill and improvements to create smooth transitions between diversion, flume, and creek channels during large storm improvements. | 54000 | No | 0 | 0 | 30 | 0.016065 | 0.0024097 | 26 | 0.018416 | 0.0018416 | 84 | 0.0085995 | 0.0012899 | 0 | 0 | 0 | 0 | 0 | 0 | 18 | 0.18925 | 0.0094627 | 3.3615 | 0.044198 | 0.0044198 | 372.685 | 0.015368 | 0.00076839 | 0.020192 | 1578 | 0.020192 | 0 | 1578
151000065 | 15 | Weslaco Stormwater Improvement Plan - Mile 10 N and Mile 5 ½ W | Construction of an 8 acre detention pond, with approximately 4,000 LF of channel widening along the back of the neighborhoods and between the Justice Raul A. Gonzalez Elementary School and Joe Calvillo Jr Career & Technology Education Complex; replacemen | 666151 | Yes | 100 | 0 | 0 | 0 | 0 | 72 | 0.050998 | 0.0050998 | 686 | 0.070229 | 0.010534 | 0 | 0 | 0 | 0 | 0 | 0 | 0 | 0 | 0 | 4.3354 | 0.057002 | 0.0057002 | 0 | 0 | 0 | 0.021334 | 1567 | 0.021334 | 0 | 1567
011000078 | 1 | Hereford City Drainage Master Plan | Perform H&H modeling, develop conceptual alternatives and OPCC, and rank projects; selected based on survey responses | 250000 | No | 0 | 0 | 19 | 0.010174 | 0.0015262 | 11 | 0.0077914 | 0.00077914 | 83 | 0.0084972 | 0.0012746 | 0 | 0 | 0 | 1 | 0.057571 | 0.011514 | 1 | 0.010514 | 0.00052571 | 2.1828 | 0.0287 | 0.00287 | 6.6215 | 0.00027304 | 1.3652e-05 | 0.018503 | 1596 | 0.018503 | 0 | 1596
151000063 | 15 | Alton MDP - West Mile 5 and South Glasscock Road Alternative 3 | Alternative 3 is simply the buyout and removal of 23 properties on the north side of Buchanan from the 10-year floodplain. Once structures are removed, the vacant land can be excavated and used as a park/regional retention pond. | 249480 | Yes | 100 | 0 | 0 | 0 | 0 | 98 | 0.069414 | 0.0069414 | 562 | 0.057535 | 0.0086302 | 0 | 0 | 0 | 0 | 0 | 0 | 0 | 0 | 0 | 5.4586 | 0.07177 | 0.007177 | 0 | 0 | 0 | 0.022749 | 1546 | 0.022749 | 0 | 1546
061000204 | 6 | Greens Bayou - P130-05-02 | Further study of Flood Risk Reduction need identified through the HCFCD 'Watershed Planning Tool' to determine channel modifications needed to restore/improve channel conveyance including Atlas 14 rainfall. | 100000 | No | 0 | 0 | 94 | 0.050336 | 0.0075504 | 84 | 0.059498 | 0.0059498 | 130 | 0.013309 | 0.0019963 | 0 | 0 | 0 | 0 | 0 | 0 | 0 | 0 | 0 | 1.3894 | 0.018269 | 0.0018269 | 0 | 0 | 0 | 0.017323 | 1608 | 0.017323 | 0 | 1608
131000058 | 13 | Realitos Drainage Improvements | Improvements to surface and subsurface infrastructure of Realitos Drainage System | 150000 | Yes | 100 | 0 | 66 | 0.035343 | 0.0053014 | 27 | 0.019124 | 0.0019124 | 93 | 0.0095209 | 0.0014281 | 0 | 0 | 0 | 0 | 0 | 0 | 13 | 0.13668 | 0.0068342 | 2.2503 | 0.029587 | 0.0029587 | 2.2641 | 9.336e-05 | 4.668e-06 | 0.018439 | 1597 | 0.018439 | 0 | 1597
061000443 | 6 | Artesian Forest 1 - Artesian Creek Watershed | Develop a benefits cost analysis in support of this project identied in the City of Conroe Master Drainage Plan. | 30000 | No | 0 | 0 | 40 | 0.02142 | 0.003213 | 36 | 0.025499 | 0.0025499 | 69 | 0.0070639 | 0.0010596 | 1 | 0.042882 | 0.0085763 | 0 | 0 | 0 | 0 | 0 | 0 | 0.89069 | 0.011711 | 0.0011711 | 6.5784 | 0.00027126 | 1.3563e-05 | 0.016583 | 1619 | 0.016583 | 0 | 1619
061000444 | 6 | Artesian Forest East - Artesian Creek Watershed | Develop a benefits cost analysis in support of this project identied in the City of Conroe Master Drainage Plan. | 30000 | No | 0 | 0 | 40 | 0.02142 | 0.003213 | 36 | 0.025499 | 0.0025499 | 69 | 0.0070639 | 0.0010596 | 1 | 0.042882 | 0.0085763 | 0 | 0 | 0 | 0 | 0 | 0 | 0.89069 | 0.011711 | 0.0011711 | 6.5784 | 0.00027126 | 1.3563e-05 | 0.016583 | 1619 | 0.016583 | 0 | 1620
031000159 | 3 | Old 35 Sover Sampson Creek Bridge Elevation | Evaluate alternatives to elevate bridge on Old 35 Sover Sampson Creek | 100000 | No | 0 | 0 | 46 | 0.024633 | 0.0036949 | 37 | 0.026207 | 0.0026207 | 27 | 0.0027641 | 0.00041462 | 1 | 0.042882 | 0.0085763 | 0 | 0 | 0 | 0 | 0 | 0 | 0.26963 | 0.0035451 | 0.00035451 | 28.6797 | 0.0011826 | 5.9131e-05 | 0.01572 | 1626 | 0.01572 | 0 | 1626
031000160 | 3 | Pennington Rd Culverts | Evaluate alternatives to install multiple culverts under Pennington Rd | 100000 | No | 0 | 0 | 46 | 0.024633 | 0.0036949 | 37 | 0.026207 | 0.0026207 | 27 | 0.0027641 | 0.00041462 | 1 | 0.042882 | 0.0085763 | 0 | 0 | 0 | 0 | 0 | 0 | 0.26963 | 0.0035451 | 0.00035451 | 28.6797 | 0.0011826 | 5.9131e-05 | 0.01572 | 1626 | 0.01572 | 0 | 1627
081001153 | 8 | Hwy 6 Crossing & DS Channel Improvements | Update design to account for Atlas 14 rainfall. | 100000 | No | 0 | 0 | 26 | 0.013923 | 0.0020884 | 26 | 0.018416 | 0.0018416 | 104 | 0.010647 | 0.0015971 | 1 | 0.042882 | 0.0085763 | 0 | 0 | 0 | 2 | 0.021028 | 0.0010514 | 1.6543 | 0.021751 | 0.0021751 | 12.1564 | 0.00050128 | 2.5064e-05 | 0.017355 | 1607 | 0.017355 | 0 | 1607
061000294 | 6 | City of Tomball Master Drainage Plan | Study to develop Master Drainage Plan using future and existing land use and flood/storm water drainage needs including Atlas 14 rainfall. | 350000 | No | 0 | 0 | 47 | 0.025168 | 0.0037752 | 29 | 0.020541 | 0.0020541 | 607 | 0.062142 | 0.0093213 | 0 | 0 | 0 | 0 | 0 | 0 | 0 | 0 | 0 | 3.7131 | 0.048821 | 0.0048821 | 4.596 | 0.00018952 | 9.476e-06 | 0.020042 | 1579 | 0.020042 | 0 | 1579
061000373 | 6 | City of Tomball Drainage Improvements | Study to the the drainage project for the City of Tomball is comprised of building storm sewer systems and channel conveyance to enable flood waters to be removed from portions of the city bounded by Holderrieth Road, SH 249, UPRR, and FM 2920. | 30000 | No | 0 | 0 | 47 | 0.025168 | 0.0037752 | 29 | 0.020541 | 0.0020541 | 607 | 0.062142 | 0.0093213 | 0 | 0 | 0 | 0 | 0 | 0 | 0 | 0 | 0 | 3.7131 | 0.048821 | 0.0048821 | 4.596 | 0.00018952 | 9.476e-06 | 0.020042 | 1579 | 0.020042 | 0 | 1580
121000087 | 12 | Damage Center 19- San Pedro Creek | A lateral detention project is recommended to reduce the Camaron Street spill which will also provide some minor relief to the storm sewer surcharges at West Elmira Street, Cadwallader Street, Marshall Street, and Hill Street | 11852902 | No | 0 | 0 | 33 | 0.017671 | 0.0026507 | 13 | 0.009208 | 0.0009208 | 275 | 0.028153 | 0.004223 | 0 | 0 | 0 | 0 | 0 | 0 | 14 | 0.1472 | 0.0073599 | 1.42 | 0.01867 | 0.001867 | 0 | 0 | 0 | 0.017021 | 1614 | 0.017021 | 0 | 1614
131000166 | 13 | Nueces Delta Preserve Project - Land Acquisition | This master plan envisions that the delta land identified here will likely become part of the Nueces Delta Preserve via voluntary coordination with private landowners. | 1635000 | Yes | 100 | 0 | 58 | 0.031059 | 0.0046588 | 52 | 0.036832 | 0.0036832 | 106 | 0.010852 | 0.0016278 | 0 | 0 | 0 | 0 | 0 | 0 | 9 | 0.094627 | 0.0047314 | 5.2232 | 0.068675 | 0.0068675 | 200.8153 | 0.0082807 | 0.00041404 | 0.021983 | 1556 | 0.021983 | 0 | 1556
121000158 | 12 | Live Oak at Salitrillo Creek (CB-9) | Engineering study to assess removal of residential structures from the Salitrillo Creek 100-Yr flood plain upstream of Martinez Creek Dam No. 5. | 100000 | Yes | 100 | 0 | 40 | 0.02142 | 0.003213 | 36 | 0.025499 | 0.0025499 | 94 | 0.0096233 | 0.0014435 | 0 | 0 | 0 | 0 | 0 | 0 | 15 | 0.15771 | 0.0078856 | 0.88 | 0.01157 | 0.001157 | 1.7115 | 7.0573e-05 | 3.5286e-06 | 0.016253 | 1623 | 0.016253 | 0 | 1623
061000219 | 6 | Buffalo Bayou - W158-00-00 | Further study of Flood Risk Reduction need identified through the HCFCD 'Watershed Planning Tool' to determine channel modifications needed to restore/improve channel conveyance including Atlas 14 rainfall. | 100000 | No | 0 | 0 | 72 | 0.038555 | 0.0057833 | 63 | 0.044623 | 0.0044623 | 311 | 0.031839 | 0.0047758 | 0 | 0 | 0 | 0 | 0 | 0 | 0 | 0 | 0 | 0.98376 | 0.012935 | 0.0012935 | 0.72412 | 2.9859e-05 | 1.493e-06 | 0.016316 | 1621 | 0.016316 | 0 | 1621
031000285 | 3 | Headwaters of South Fork Trinity River Tributaries Through Hudson Oaks | Study to determine flooding issues and potential future projects. | 164000 | No | 0 | 0 | 33 | 0.017671 | 0.0026507 | 20 | 0.014166 | 0.0014166 | 51 | 0.0052211 | 0.00078317 | 1 | 0.042882 | 0.0085763 | 0 | 0 | 0 | 0 | 0 | 0 | 0.62121 | 0.0081678 | 0.00081678 | 714.9802 | 0.029483 | 0.0014741 | 0.015718 | 1628 | 0.015718 | 0 | 1628
061000232 | 6 | City of Cut and Shoot Master Drainage Plan | Study to develop Master Drainage Plan using future and existing land use and flood/storm water drainage needs including Atlas 14 rainfall. | 210000 | No | 0 | 0 | 90 | 0.048194 | 0.0072291 | 52 | 0.036832 | 0.0036832 | 258 | 0.026413 | 0.0039619 | 0 | 0 | 0 | 0 | 0 | 0 | 0 | 0 | 0 | 1.7051 | 0.022419 | 0.0022419 | 2.87 | 0.00011835 | 5.9173e-06 | 0.017122 | 1611 | 0.017122 | 0 | 1611
101000190 | 10 | Devers Creek Regional Detention and Channel Improvements | Coordinate with JCCWDD to develop region detention and channel widening improvements along Devers Creek. | 250000 | No | 0 | 0 | 13 | 0.0069614 | 0.0010442 | 6 | 0.0042498 | 0.00042498 | 64 | 0.006552 | 0.0009828 | 0 | 0 | 0 | 1 | 0.057571 | 0.011514 | 0 | 0 | 0 | 0.54723 | 0.0071951 | 0.00071951 | 398.6114 | 0.016437 | 0.00082185 | 0.015507 | 1629 | 0.015507 | 0 | 1629
091000072 | 9 | San Angelo Goodfellow Draw Low Water Crossing Improvements | Proposed 10'x5' Box culverts beneath Era Street and Evelyn avenue and channel improvements in Goodfellow Draw to allow passage of the 25-year storm. In existing conditions, there are no culverts present (2 LWCs). | 1813953.125 | Yes | 100 | 0 | 16 | 0.0085679 | 0.0012852 | 16 | 0.011333 | 0.0011333 | 53 | 0.0054259 | 0.00081388 | 0 | 0 | 0 | 1 | 0.057571 | 0.011514 | 0 | 0 | 0 | 0.1649 | 0.0021681 | 0.00021681 | 0 | 0 | 0 | 0.014963 | 1635 | 0.014963 | 0 | 1635
031000035 | 3 | Young County FEMA Mapping | Create FEMA mapping in previously unmapped areas and update existing FEMA maps as needed. | 1407000 | No | 0 | 0 | 25 | 0.013387 | 0.0020081 | 11 | 0.0077914 | 0.00077914 | 4 | 0.0004095 | 6.1425e-05 | 0 | 0 | 0 | 0 | 0 | 0 | 0 | 0 | 0 | 6.8059 | 0.089485 | 0.0089485 | 5757.373 | 0.23741 | 0.01187 | 0.023668 | 1536 | 0.023668 | 0 | 1536
071300003 | 7 | City of Abilene Little Elm Creek at S. 7th Street | Channel improvements, enlargement of culvert under South 7th and overflow detention | 553300 | No | 0 | 0 | 15 | 0.0080324 | 0.0012049 | 9 | 0.0063748 | 0.00063748 | 74 | 0.0075758 | 0.0011364 | 0 | 0 | 0 | 1 | 0.057571 | 0.011514 | 0 | 0 | 0 | 0.9378 | 0.01233 | 0.001233 | 0 | 0 | 0 | 0.015726 | 1625 | 0.015726 | 0 | 1625
091000084 | 9 | San Angelo Sulper Draw Park Drainage Improvements | Low water crossing, street flooding. Monroe at Sulfur Draw Park. Excessive street flow, street flooding. Taylor St at Conchita St. Heavy street flow. Madison St. between Ave J to Algerita. Heavy street flow. Beauregard Ave (Campus to N Concho River) | 532640 | No | 0 | 0 | 96 | 0.051407 | 0.0077111 | 94 | 0.066581 | 0.0066581 | 0 | 0 | 0 | 0 | 0 | 0 | 0 | 0 | 0 | 0 | 0 | 0 | 0 | 0 | 0 | 0 | 0 | 0 | 0.014369 | 1644 | 0.014369 | 0 | 1644
031000301 | 3 | Runyon Springs Branch at Crouch Road | Evaluate bridge improvements for Crouch Road over Runyon Springs Branch | 250000 | No | 0 | 0 | 9 | 0.0048194 | 0.00072291 | 1 | 0.00070831 | 7.0831e-05 | 129 | 0.013206 | 0.001981 | 0 | 0 | 0 | 1 | 0.057571 | 0.011514 | 0 | 0 | 0 | 1.9841 | 0.026088 | 0.0026088 | 23.3951 | 0.00096471 | 4.8236e-05 | 0.016946 | 1615 | 0.016946 | 0 | 1615
051000113 | 5 | Central Gardens Ditch - Upgrade Drainage Channel | H&H study to identify alternatives for Central Gardens Ditch | 100000 | Yes | 100 | 0 | 80 | 0.042839 | 0.0064259 | 76 | 0.053831 | 0.0053831 | 151 | 0.015459 | 0.0023188 | 0 | 0 | 0 | 0 | 0 | 0 | 0 | 0 | 0 | 0.82021 | 0.010784 | 0.0010784 | 0.05155 | 2.1257e-06 | 1.0628e-07 | 0.015206 | 1633 | 0.015206 | 0 | 1633
031000151 | 3 | County Rd 125 Automatic Warning Barricade Installation | Evaluate alternatives to install automatic warning barricades at County Rd 125 low-water crossing | 50000 | No | 0 | 0 | 76 | 0.040697 | 0.0061046 | 58 | 0.041082 | 0.0041082 | 56 | 0.005733 | 0.00085995 | 0 | 0 | 0 | 0 | 0 | 0 | 0 | 0 | 0 | 0.95274 | 0.012527 | 0.0012527 | 1408.568 | 0.058083 | 0.0029042 | 0.01523 | 1632 | 0.01523 | 0 | 1632
031000004 | 3 | Clay County FEMA Mapping | Create FEMA mapping in previously unmapped areas and update existing FEMA maps as needed. | 1470000 | No | 0 | 0 | 28 | 0.014994 | 0.0022491 | 27 | 0.019124 | 0.0019124 | 16 | 0.001638 | 0.0002457 | 0 | 0 | 0 | 0 | 0 | 0 | 0 | 0 | 0 | 17.7181 | 0.23296 | 0.023296 | 4620.751 | 0.19054 | 0.009527 | 0.03723 | 1400 | 0.03723 | 0 | 1400
061000221 | 6 | Buffalo Bayou - W163-00-00 | Further study of Flood Risk Reduction need identified through the HCFCD 'Watershed Planning Tool' to determine channel modifications needed to restore/improve channel conveyance including Atlas 14 rainfall. | 100000 | No | 0 | 0 | 70 | 0.037484 | 0.0056227 | 68 | 0.048165 | 0.0048165 | 226 | 0.023137 | 0.0034705 | 0 | 0 | 0 | 0 | 0 | 0 | 0 | 0 | 0 | 0.85699 | 0.011268 | 0.0011268 | 0.4432 | 1.8276e-05 | 9.1378e-07 | 0.015037 | 1634 | 0.015037 | 0 | 1634
081001287 | 8 | Cross Creek Road Low Water Crossing Removal | Removal of the Cross Creek Road low water crossing and associated 18" culverts. Extension of Stone Creek Ridge Drive to maintain access to existing properties. | 100000 | No | 0 | 0 | 13 | 0.0069614 | 0.0010442 | 9 | 0.0063748 | 0.00063748 | 37 | 0.0037879 | 0.00056818 | 0 | 0 | 0 | 1 | 0.057571 | 0.011514 | 0 | 0 | 0 | 0.8 | 0.010519 | 0.0010519 | 17.6 | 0.00072575 | 3.6287e-05 | 0.014852 | 1636 | 0.014852 | 0 | 1636
061000217 | 6 | Barker - T101-00-00 | Further study of Flood Risk Reduction need identified through the HCFCD 'Watershed Planning Tool' to determine channel modifications needed to restore/improve channel conveyance including Atlas 14 rainfall. | 300000 | No | 0 | 0 | 41 | 0.021955 | 0.0032933 | 34 | 0.024082 | 0.0024082 | 521 | 0.053338 | 0.0080006 | 0 | 0 | 0 | 0 | 0 | 0 | 0 | 0 | 0 | 2.5823 | 0.033953 | 0.0033953 | 8.6169 | 0.00035532 | 1.7766e-05 | 0.017115 | 1612 | 0.017115 | 0 | 1612
031000101 | 3 | Country Club Add., Club Hill Est., & Eastern Hills Est. Drainage Study Update | Area 6 | 127000 | No | 0 | 0 | 10 | 0.0053549 | 0.00080324 | 10 | 0.0070831 | 0.00070831 | 26 | 0.0026618 | 0.00039926 | 0 | 0 | 0 | 1 | 0.057571 | 0.011514 | 0 | 0 | 0 | 0.36323 | 0.0047758 | 0.00047758 | 83.125 | 0.0034277 | 0.00017139 | 0.014074 | 1649 | 0.014074 | 0 | 1649
151000062 | 15 | Alton MDP - North Inspiration Road and West St. Jude Avenue Alternative 2 | Alternative 2, is designed to remove structures from the 25-year floodplain and more frequent storms. This alternative consists of upsizing the storm drain under West St Jude Avenue. The trunk line will consist of 1,900 LF of a single 7’ X 5’ reinfo | 422690 | Yes | 100 | 0 | 0 | 0 | 0 | 102 | 0.072247 | 0.0072247 | 414 | 0.042383 | 0.0063575 | 0 | 0 | 0 | 0 | 0 | 0 | 0 | 0 | 0 | 2.0383 | 0.0268 | 0.00268 | 0 | 0 | 0 | 0.016262 | 1622 | 0.016262 | 0 | 1622
041000037 | 4 | City of Henderson Flood Instructure Improvements Study | Feasibility study to replace riprap lining with a concrete lining to increase maintenance efficiency and flood protection. | 200000 | Yes | 100 | 0 | 27 | 0.014458 | 0.0021687 | 24 | 0.016999 | 0.0016999 | 629 | 0.064394 | 0.0096591 | 0 | 0 | 0 | 0 | 0 | 0 | 0 | 0 | 0 | 0.30946 | 0.0040688 | 0.00040688 | 15.0234 | 0.0006195 | 3.0975e-05 | 0.013966 | 1650 | 0.013966 | 0 | 1650
041000038 | 4 | City of Henderson Storm Drain Improvement Study | Feasibility study to install new storm drain system to address localized neighborhood drainage issues | 100000 | Yes | 100 | 0 | 27 | 0.014458 | 0.0021687 | 24 | 0.016999 | 0.0016999 | 629 | 0.064394 | 0.0096591 | 0 | 0 | 0 | 0 | 0 | 0 | 0 | 0 | 0 | 0.30946 | 0.0040688 | 0.00040688 | 15.0234 | 0.0006195 | 3.0975e-05 | 0.013966 | 1650 | 0.013966 | 0 | 1651
011000135 | 1 | Bennett Lake Project Planning (City of Amarillo) | Evaluate project to quantify benefits, evaluate impacts and begin design. Excavate 140,000 CY, add new 5,000 GPM pumping station with suction line, add several force mains at various sizes. Project identified from 2019 Amarillo DMP. | 556000 | No | 0 | 0 | 49 | 0.026239 | 0.0039359 | 21 | 0.014874 | 0.0014874 | 525 | 0.053747 | 0.0080621 | 0 | 0 | 0 | 0 | 0 | 0 | 0 | 0 | 0 | 2.8702 | 0.037738 | 0.0037738 | 0 | 0 | 0 | 0.017259 | 1609 | 0.017259 | 0 | 1609
011000165 | 1 | Bennett Lake Watershed Study (City of Amarillo) | Perform H&H modeling, develop conceptual alternatives and OPCC, and rank projects. Marked as very high priority in 2019 Amarillo DMP | 195000 | No | 0 | 0 | 49 | 0.026239 | 0.0039359 | 21 | 0.014874 | 0.0014874 | 525 | 0.053747 | 0.0080621 | 0 | 0 | 0 | 0 | 0 | 0 | 0 | 0 | 0 | 2.8702 | 0.037738 | 0.0037738 | 0 | 0 | 0 | 0.017259 | 1609 | 0.017259 | 0 | 1610
111000144 | 11 | City of New Braunfels Wood Road/Landa Street Drainage Improvement | Project planning for drainage improvement project to capture runoff east of Walnut Avenue and detains it in a 12-acre detention pond with 144 acre-feet of storage capacity. The pond outfall structure discharges to an existing channel south of Wood Road. | 3575700 | No | 0 | 0 | 47 | 0.025168 | 0.0037752 | 23 | 0.016291 | 0.0016291 | 523 | 0.053542 | 0.0080313 | 0 | 0 | 0 | 0 | 0 | 0 | 0 | 0 | 0 | 0.70845 | 0.0093148 | 0.00093148 | 0 | 0 | 0 | 0.014367 | 1645 | 0.014367 | 0 | 1645
061000319 | 6 | Armand Bayou - Design and Construction of the B509-03-00 and B509-04-00 Stormwater Detention Basins | Study to develop a Benefit Cost Analysis needed for this project to become a FMP. Design and Construction of this stormwater detention basin could reduce the risk of flooding for over 400 structures in an Atlas 14 1% rainfall event. | 30000 | No | 0 | 0 | 63 | 0.033736 | 0.0050604 | 16 | 0.011333 | 0.0011333 | 468 | 0.047912 | 0.0071867 | 0 | 0 | 0 | 0 | 0 | 0 | 0 | 0 | 0 | 2.8047 | 0.036877 | 0.0036877 | 6.1562 | 0.00025386 | 1.2693e-05 | 0.017081 | 1613 | 0.017081 | 0 | 1613
101000102 | 10 | Piney Creek Benching | 4,430 LF channel benching | 200000 | No | 0 | 0 | 9 | 0.0048194 | 0.00072291 | 5 | 0.0035415 | 0.00035415 | 44 | 0.0045045 | 0.00067568 | 0 | 0 | 0 | 1 | 0.057571 | 0.011514 | 0 | 0 | 0 | 0.19197 | 0.002524 | 0.0002524 | 36.8938 | 0.0015213 | 7.6067e-05 | 0.013595 | 1655 | 0.013595 | 0 | 1655
051000016 | 5 | Sabine County Update Flood Hazard Mapping | Complete a detailed study within the county extent to delineate an updated flood hazard area, which can be used for regulatory purposes. | 182571 | Yes | 100 | 0 | 11 | 0.0058904 | 0.00088356 | 2 | 0.0014166 | 0.00014166 | 16 | 0.001638 | 0.0002457 | 0 | 0 | 0 | 1 | 0.057571 | 0.011514 | 1 | 0.010514 | 0.00052571 | 2.6694 | 0.035098 | 0.0035098 | 4.9566 | 0.00020439 | 1.0219e-05 | 0.016831 | 1617 | 0.016831 | 0 | 1617
051000037 | 5 | Sabine County Master Drainage Plan | Perform H&H modeling to identify and define flood risk, develop conceptual alternatives to reduce flood risk, develop OPCC for conceptual alternatives, and rank projects. Conceptual alternatives should evaluate feasibility of nature based solutions. | 76348 | Yes | 100 | 0 | 11 | 0.0058904 | 0.00088356 | 2 | 0.0014166 | 0.00014166 | 16 | 0.001638 | 0.0002457 | 0 | 0 | 0 | 1 | 0.057571 | 0.011514 | 1 | 0.010514 | 0.00052571 | 2.6694 | 0.035098 | 0.0035098 | 4.9566 | 0.00020439 | 1.0219e-05 | 0.016831 | 1617 | 0.016831 | 0 | 1618
121000037 | 12 | Update flood information and policies | Identify and compile information on flood hazard areas and residential property in flood zones, establish and implement a volunteer acquisition / elevation program based on FEMA protocol in association with SARA studies, and review permitting process bas | 100000 | No | 0 | 0 | 38 | 0.020349 | 0.0030523 | 19 | 0.013458 | 0.0013458 | 53 | 0.0054259 | 0.00081388 | 0 | 0 | 0 | 0 | 0 | 0 | 15 | 0.15771 | 0.0078856 | 0.95 | 0.012491 | 0.0012491 | 31.6249 | 0.0013041 | 6.5203e-05 | 0.014412 | 1643 | 0.014412 | 0 | 1643
111000037 | 11 | City of Luling Drainage Improvements Study | Study of solutions to upgrade undersized stormwater drains and culverts. | 150000 | No | 0 | 0 | 74 | 0.039626 | 0.005944 | 52 | 0.036832 | 0.0036832 | 199 | 0.020373 | 0.0030559 | 0 | 0 | 0 | 0 | 0 | 0 | 0 | 0 | 0 | 6.2682 | 0.082416 | 0.0082416 | 209.5232 | 0.0086398 | 0.00043199 | 0.021357 | 1565 | 0.021357 | 0 | 1565
121000055 | 12 | Detailed Study of Culebra Creek Trib C | Three low water crossings of Culebra Creek Tributary C, Beverly Hill Drive, Doheny at FM 1560, and FM 1560. A detailed hydrologic and hydraulic study is needed to determine appropriate drainage improvements | 65000 | Yes | 100 | 0 | 0 | 0 | 0 | 0 | 0 | 0 | 0 | 0 | 0 | 0 | 0 | 0 | 1 | 0.057571 | 0.011514 | 3 | 0.031542 | 0.0015771 | 0.28 | 0.0036815 | 0.00036815 | 0 | 0 | 0 | 0.013459 | 1658 | 0.013459 | 0 | 1658
121000032 | 12 | Inventory of residences in floodplain | Identify residential structures that are located in flood zones or high hazard areas and develop plan and implement a program for floodproofing or acquistion. | 50000 | No | 0 | 0 | 37 | 0.019813 | 0.002972 | 19 | 0.013458 | 0.0013458 | 53 | 0.0054259 | 0.00081388 | 0 | 0 | 0 | 0 | 0 | 0 | 15 | 0.15771 | 0.0078856 | 0.95 | 0.012491 | 0.0012491 | 31.6249 | 0.0013041 | 6.5203e-05 | 0.014332 | 1646 | 0.014332 | 0 | 1646
061000337 | 6 | Spring Creek Watershed Plan- Recommended Alternative for PA-02: J131-01-00 Storm Sewer improvements & channel modification | Study to develop a BCR required for this project to become a FMP. Channel modifications along J131-01 & storm sewer improvements under Zion Road, reduces sheetflow by providing positive drainage outfall for ~200 ac of land. | 30000 | No | 0 | 0 | 6 | 0.003213 | 0.00048194 | 6 | 0.0042498 | 0.00042498 | 7 | 0.00071663 | 0.00010749 | 0 | 0 | 0 | 1 | 0.057571 | 0.011514 | 1 | 0.010514 | 0.00052571 | 0.34245 | 0.0045026 | 0.00045026 | 0 | 0 | 0 | 0.013504 | 1657 | 0.013504 | 0 | 1657
111000126 | 11 | Travis County Voluntary Buyout Program Project Planning | Project planning to identify and prioritize structures for elevation as flood mitigation. Elevate flood prone structures throughout unincorporated Travis County. | 300000 | No | 0 | 0 | 7 | 0.0037484 | 0.00056227 | 7 | 0.0049581 | 0.00049581 | 18 | 0.0018428 | 0.00027641 | 0 | 0 | 0 | 1 | 0.057571 | 0.011514 | 0 | 0 | 0 | 0.10347 | 0.0013604 | 0.00013604 | 99.0431 | 0.0040841 | 0.0002042 | 0.013189 | 1660 | 0.013189 | 0 | 1660
031000211 | 3 | Varsity Drive and Christy St from Varsity to Mountain Creek Lake | Study update - Storm Drain Improvements; Estimated construction cost of $4,768,500 | 250000 | No | 0 | 0 | 7 | 0.0037484 | 0.00056227 | 7 | 0.0049581 | 0.00049581 | 23 | 0.0023546 | 0.00035319 | 0 | 0 | 0 | 1 | 0.057571 | 0.011514 | 0 | 0 | 0 | 0.64806 | 0.0085208 | 0.00085208 | 30.7868 | 0.0012695 | 6.3476e-05 | 0.013841 | 1652 | 0.013841 | 0 | 1652
061000032 | 6 | Willow Creek - Overflow Flooding between Burlington Northern Railroad and Hufsmith-Kohrville Rd. Analysis | Study recommended as part of the Willow Creek Watershed Plan. Planning level analysis to identify flooding reasons in Northern Point subdivison south of SH99. | 590000 | No | 0 | 0 | 10 | 0.0053549 | 0.00080324 | 0 | 0 | 0 | 9 | 0.00092138 | 0.00013821 | 0 | 0 | 0 | 1 | 0.057571 | 0.011514 | 1 | 0.010514 | 0.00052571 | 0.50293 | 0.0066126 | 0.00066126 | 2.6586 | 0.00010963 | 5.4813e-06 | 0.013648 | 1654 | 0.013648 | 0 | 1654
141000019 | 14 | Plan for mitigation of drainage controls where ground water reduces storm water conveyance capacity in the Montoya Drain | Perform H&H modeling to develop a FMP for increasing the capacity of Montoya Drain through measures to control groundwater intrusion into the drain. | 130000 | No | 0 | 0 | 63 | 0.033736 | 0.0050604 | 58 | 0.041082 | 0.0041082 | 245 | 0.025082 | 0.0037623 | 0 | 0 | 0 | 0 | 0 | 0 | 0 | 0 | 0 | 1.8043 | 0.023724 | 0.0023724 | 10.8841 | 0.00044881 | 2.2441e-05 | 0.015326 | 1631 | 0.015326 | 0 | 1631
081001285 | 8 | Oakwood Channel & Bridge Improvements | Widening of Primrose Creek to increase flow capacity, as well as removal and replacement of several crossings along the channel improvements. | 300000 | No | 0 | 0 | 39 | 0.020884 | 0.0031326 | 28 | 0.019833 | 0.0019833 | 505 | 0.0517 | 0.0077549 | 0 | 0 | 0 | 0 | 0 | 0 | 0 | 0 | 0 | 6.4 | 0.084149 | 0.0084149 | 33.5 | 0.0013814 | 6.907e-05 | 0.021355 | 1566 | 0.021355 | 0 | 1566
121000022 | 12 | LWC 100, Blakeley Area Drainage Improvement | This option consists of upsizing the Blakeley crossing to (3) 6'x3' RCB and providing a 7' bottom width concrete trap channel with 3:1 side slopes upstream of the crossing. | 672778 | Yes | 100 | 0 | 5 | 0.0026775 | 0.00040162 | 5 | 0.0035415 | 0.00035415 | 8 | 0.000819 | 0.00012285 | 0 | 0 | 0 | 1 | 0.057571 | 0.011514 | 1 | 0.010514 | 0.00052571 | 0.051 | 0.00067056 | 6.7056e-05 | 0 | 0 | 0 | 0.012985 | 1670 | 0.012985 | 0 | 1670
091000083 | 9 | San Angelo Sul Ross Avenue and Lindenwood Drive Culvert Improvements. | Proposed 9'x8' box culvert running underground along Sul Ross Avenue from Loop 306 to Lindenwood Drive, then along Lindenwood Drive to downstream storage. Excessive street flow, street flooding Sul Ross St. at Sunset Dr. | 1037911.375 | Yes | 100 | 0 | 4 | 0.002142 | 0.0003213 | 4 | 0.0028332 | 0.00028332 | 52 | 0.0053235 | 0.00079853 | 0 | 0 | 0 | 1 | 0.057571 | 0.011514 | 0 | 0 | 0 | 0.55855 | 0.007344 | 0.0007344 | 0 | 0 | 0 | 0.013652 | 1653 | 0.013652 | 0 | 1653
061000379 | 6 | Cedar Bayou Flood Risk Reduction Study - Channel improvements upstream of FM 1960 | Study to develop a Benefit Cost Analysis needed for this project to become a FMP. Cedar Bayou channel improvements upstream of FM 1960. | 30000 | No | 0 | 0 | 75 | 0.040162 | 0.0060243 | 51 | 0.036124 | 0.0036124 | 147 | 0.015049 | 0.0022574 | 0 | 0 | 0 | 0 | 0 | 0 | 0 | 0 | 0 | 4.9219 | 0.064714 | 0.0064714 | 463.4785 | 0.019112 | 0.00095559 | 0.019321 | 1583 | 0.019321 | 0 | 1583
131000075 | 13 | Avenue B Drainage Channel Extension and Outfall Improvements | Storm sewer replacement between Humble Ave. and Mustang Ave.as well as between Mustang Ave. and Ave. B channel. Improvements from 5th St., 6th St., 7th St., and 8th St. into the improved Ave. B channel, and downstream channel excavation. | 750000 | Yes | 100 | 0 | 11 | 0.0058904 | 0.00088356 | 10 | 0.0070831 | 0.00070831 | 45 | 0.0046069 | 0.00069103 | 0 | 0 | 0 | 0 | 0 | 0 | 20 | 0.21028 | 0.010514 | 0.30747 | 0.0040427 | 0.00040427 | 0 | 0 | 0 | 0.013201 | 1659 | 0.013201 | 0 | 1659
121000026 | 12 | LWC #34 Sleepy Hollow @ Sunburst | This project requires the placement culverts or a bridge to eliminate a low water crossing . Street Reconstruction includes driveway approaches, curbs, and sidewalks as required. | 5421088 | Yes | 100 | 0 | 1 | 0.00053549 | 8.0324e-05 | 1 | 0.00070831 | 7.0831e-05 | 2 | 0.00020475 | 3.0713e-05 | 0 | 0 | 0 | 1 | 0.057571 | 0.011514 | 2 | 0.021028 | 0.0010514 | 0.13 | 0.0017093 | 0.00017093 | 0 | 0 | 0 | 0.012918 | 1671 | 0.012918 | 0 | 1671
121000074 | 12 | New Sulphur Springs – East of Lodi Rd | This project will install a cross arm/barricade at the LWC. Construction of a bridge or culvertinstallation | 2317784 | Yes | 100 | 0 | 3 | 0.0016065 | 0.00024097 | 3 | 0.0021249 | 0.00021249 | 12 | 0.0012285 | 0.00018428 | 0 | 0 | 0 | 1 | 0.057571 | 0.011514 | 1 | 0.010514 | 0.00052571 | 0.098 | 0.0012885 | 0.00012885 | 0 | 0 | 0 | 0.012806 | 1673 | 0.012806 | 0 | 1673
121000124 | 12 | Highway 16 Bridge Upgrade | Closes the road down which is the main access for citizens. Study to upgrade crossing. | 150000 | Yes | 100 | 0 | 1 | 0.00053549 | 8.0324e-05 | 0 | 0 | 0 | 0 | 0 | 0 | 0 | 0 | 0 | 1 | 0.057571 | 0.011514 | 2 | 0.021028 | 0.0010514 | 0.3 | 0.0039445 | 0.00039445 | 0.11628 | 4.795e-06 | 2.3975e-07 | 0.013041 | 1666 | 0.013041 | 0 | 1666
071000011 | 7 | King County Initial FEMA Mapping | Create FEMA Mapping in previously unmapped areas | 954000 | No | 0 | 0 | 3 | 0.0016065 | 0.00024097 | 0 | 0 | 0 | 1 | 0.00010238 | 1.5356e-05 | 0 | 0 | 0 | 1 | 0.057571 | 0.011514 | 0 | 0 | 0 | 7.159 | 0.094128 | 0.0094128 | 409.4093 | 0.016882 | 0.00084411 | 0.022027 | 1553 | 0.022027 | 0 | 1553
071000101 | 7 | King County GIS Development | Develop a GIS inventory of stormwater infrastructure | 100000 | No | 0 | 0 | 3 | 0.0016065 | 0.00024097 | 0 | 0 | 0 | 1 | 0.00010238 | 1.5356e-05 | 0 | 0 | 0 | 1 | 0.057571 | 0.011514 | 0 | 0 | 0 | 7.159 | 0.094128 | 0.0094128 | 409.4093 | 0.016882 | 0.00084411 | 0.022027 | 1553 | 0.022027 | 0 | 1554
071000171 | 7 | King County DCM | Consider stormwater criteria for infrastructure and floodplain ordinances to avoid new exposure to flood hazards. | 100000 | No | 0 | 0 | 3 | 0.0016065 | 0.00024097 | 0 | 0 | 0 | 1 | 0.00010238 | 1.5356e-05 | 0 | 0 | 0 | 1 | 0.057571 | 0.011514 | 0 | 0 | 0 | 7.159 | 0.094128 | 0.0094128 | 409.4093 | 0.016882 | 0.00084411 | 0.022027 | 1553 | 0.022027 | 0 | 1555
121000075 | 12 | LWC #71 Danville and Overbrook | This project requires the replacement of existing low water crossing on Danville with an upgraded culvert (2-10'X10' MBC) or bridge to eliminate a low water crossing with some channel modifications upstream and downstream of the crossing | 2890500 | Yes | 100 | 0 | 0 | 0 | 0 | 0 | 0 | 0 | 0 | 0 | 0 | 0 | 0 | 0 | 1 | 0.057571 | 0.011514 | 2 | 0.021028 | 0.0010514 | 0.15 | 0.0019722 | 0.00019722 | 0 | 0 | 0 | 0.012763 | 1674 | 0.012763 | 0 | 1674
031000203 | 3 | Lake Park Drive and Victoria Drive | Study update - Storm Drain Improvements; Estimated construction cost of $1,094,100 | 250000 | No | 0 | 0 | 4 | 0.002142 | 0.0003213 | 4 | 0.0028332 | 0.00028332 | 23 | 0.0023546 | 0.00035319 | 0 | 0 | 0 | 1 | 0.057571 | 0.011514 | 0 | 0 | 0 | 0.10972 | 0.0014426 | 0.00014426 | 3.1668 | 0.00013059 | 6.5293e-06 | 0.012623 | 1680 | 0.012623 | 0 | 1680
031000252 | 3 | Plattner Creek Stabilization | Evaluate from FM 1382 to City Limits of Dallas, west of SE 14th; Estimated construction cost of $252,900 | 250000 | No | 0 | 0 | 4 | 0.002142 | 0.0003213 | 4 | 0.0028332 | 0.00028332 | 23 | 0.0023546 | 0.00035319 | 0 | 0 | 0 | 1 | 0.057571 | 0.011514 | 0 | 0 | 0 | 0.10972 | 0.0014426 | 0.00014426 | 3.1668 | 0.00013059 | 6.5293e-06 | 0.012623 | 1680 | 0.012623 | 0 | 1681
031000186 | 3 | Belt Line Rd at Plattner Creek | Study update - Channel Improvements; Estimated construction cost of $435,500 | 250000 | No | 0 | 0 | 4 | 0.002142 | 0.0003213 | 4 | 0.0028332 | 0.00028332 | 23 | 0.0023546 | 0.00035319 | 0 | 0 | 0 | 1 | 0.057571 | 0.011514 | 0 | 0 | 0 | 0.10972 | 0.0014426 | 0.00014426 | 3.1668 | 0.00013059 | 6.5293e-06 | 0.012623 | 1680 | 0.012623 | 0 | 1682
031000208 | 3 | East Marshall Drive, Santa Cruz Circle & Belt Line Rd | Study update - Storm Drain Improvements; Estimated construction cost of $1,753,800 | 250000 | No | 0 | 0 | 4 | 0.002142 | 0.0003213 | 4 | 0.0028332 | 0.00028332 | 23 | 0.0023546 | 0.00035319 | 0 | 0 | 0 | 1 | 0.057571 | 0.011514 | 0 | 0 | 0 | 0.10972 | 0.0014426 | 0.00014426 | 3.1668 | 0.00013059 | 6.5293e-06 | 0.012623 | 1680 | 0.012623 | 0 | 1683
031000213 | 3 | SW 3rd Street from Dorris North to Concrete Channel | Study update - Storm Drain Improvements; Estimated construction cost of $4,024,800 | 250000 | No | 0 | 0 | 4 | 0.002142 | 0.0003213 | 4 | 0.0028332 | 0.00028332 | 23 | 0.0023546 | 0.00035319 | 0 | 0 | 0 | 1 | 0.057571 | 0.011514 | 0 | 0 | 0 | 0.10972 | 0.0014426 | 0.00014426 | 3.1668 | 0.00013059 | 6.5293e-06 | 0.012623 | 1680 | 0.012623 | 0 | 1684
031000227 | 3 | Pioneer Parkway from Brady to Plattner Creek (TXDOT) | Study update - Storm Drain Improvements; Estimated construction cost of $9,511,900 | 476000 | No | 0 | 0 | 4 | 0.002142 | 0.0003213 | 4 | 0.0028332 | 0.00028332 | 23 | 0.0023546 | 0.00035319 | 0 | 0 | 0 | 1 | 0.057571 | 0.011514 | 0 | 0 | 0 | 0.10972 | 0.0014426 | 0.00014426 | 3.1668 | 0.00013059 | 6.5293e-06 | 0.012623 | 1680 | 0.012623 | 0 | 1685
131000147 | 13 | Town of Fulton Palmetto Outfall Improvements | New storm drain pipes, inlets, and channel improvements with new outfall structure to Aransas Bay. Reduce frequency of roadway flooding and risk of property flooding in Southern Fulton, Northern Rockport, and Rockport CC/Tulle Creek area | 1500000 | Yes | 100 | 0 | 23 | 0.012316 | 0.0018474 | 15 | 0.010625 | 0.0010625 | 36 | 0.0036855 | 0.00055283 | 0 | 0 | 0 | 0 | 0 | 0 | 17 | 0.17874 | 0.008937 | 0.51122 | 0.0067216 | 0.00067216 | 0 | 0 | 0 | 0.013072 | 1665 | 0.013072 | 0 | 1665
051000108 | 5 | 9th Avenue - Upgrade Pumping Equipment | H&H study to size pump upgrades and improve existing level of service. | 100000 | Yes | 100 | 0 | 36 | 0.019278 | 0.0028917 | 19 | 0.013458 | 0.0013458 | 528 | 0.054054 | 0.0081081 | 0 | 0 | 0 | 0 | 0 | 0 | 0 | 0 | 0 | 1.7646 | 0.023201 | 0.0023201 | 1.3332 | 5.4974e-05 | 2.7487e-06 | 0.014668 | 1638 | 0.014668 | 0 | 1638
051000121 | 5 | 9th Avenue Additional Detention Excavation | H&H study to identify additional detention required to improve existing level of service | 100000 | Yes | 100 | 0 | 36 | 0.019278 | 0.0028917 | 19 | 0.013458 | 0.0013458 | 528 | 0.054054 | 0.0081081 | 0 | 0 | 0 | 0 | 0 | 0 | 0 | 0 | 0 | 1.7646 | 0.023201 | 0.0023201 | 1.3332 | 5.4974e-05 | 2.7487e-06 | 0.014668 | 1638 | 0.014668 | 0 | 1639
091000108 | 9 | Town of Ballinger DMP | Create Drainage Master Plan, including evaluation of potential mitigation projects. | 250000 | No | 0 | 0 | 13 | 0.0069614 | 0.0010442 | 7 | 0.0049581 | 0.00049581 | 127 | 0.013002 | 0.0019502 | 1 | 0.042882 | 0.0085763 | 0 | 0 | 0 | 0 | 0 | 0 | 14.8635 | 0.19543 | 0.019543 | 122.5136 | 0.0050519 | 0.0002526 | 0.031862 | 1453 | 0.031862 | 0 | 1453
111000082 | 11 | City of Wimberley Hidden Valley at Blanco River Low Water Crossing Project Planning | Project planning for proposed project to replace low water crossing at Hidden Valley at Blanco River | 100000 | No | 0 | 0 | 4 | 0.002142 | 0.0003213 | 4 | 0.0028332 | 0.00028332 | 12 | 0.0012285 | 0.00018428 | 0 | 0 | 0 | 1 | 0.057571 | 0.011514 | 0 | 0 | 0 | 0.19638 | 0.002582 | 0.0002582 | 0.70739 | 2.9169e-05 | 1.4585e-06 | 0.012563 | 1687 | 0.012563 | 0 | 1687
101000168 | 10 | 1431/281 Detention | This project would be in partnership with TxDOT. TxDOT is looking at installing a right turn lane on northbound 281 onto 1431. This would require acquisition of the properties in the vicinity, as the businesses would no longer be able to function. | 150000 | No | 0 | 0 | 5 | 0.0026775 | 0.00040162 | 1 | 0.00070831 | 7.0831e-05 | 16 | 0.001638 | 0.0002457 | 0 | 0 | 0 | 1 | 0.057571 | 0.011514 | 0 | 0 | 0 | 0.1215 | 0.0015975 | 0.00015975 | 23.4412 | 0.00096661 | 4.8331e-05 | 0.01244 | 1689 | 0.01244 | 0 | 1689
031000050 | 3 | City of Lavon DMP | Evaluate City and identify future projects. | 250000 | No | 0 | 0 | 4 | 0.002142 | 0.0003213 | 4 | 0.0028332 | 0.00028332 | 4 | 0.0004095 | 6.1425e-05 | 0 | 0 | 0 | 1 | 0.057571 | 0.011514 | 0 | 0 | 0 | 0.661 | 0.008691 | 0.0008691 | 31.5222 | 0.0012998 | 6.4992e-05 | 0.013114 | 1664 | 0.013114 | 0 | 1664
111000031 | 11 | City of Kerrville Harper Road to Town Creek (Fay Drive) Drainage Improvements Study | Study of solutions to implement drainage improvements on Harper Road to Town Creek (Fay Drive). | 150000 | No | 0 | 0 | 4 | 0.002142 | 0.0003213 | 4 | 0.0028332 | 0.00028332 | 7 | 0.00071663 | 0.00010749 | 0 | 0 | 0 | 1 | 0.057571 | 0.011514 | 0 | 0 | 0 | 0.099095 | 0.0013029 | 0.00013029 | 0 | 0 | 0 | 0.012357 | 1693 | 0.012357 | 0 | 1693
061000265 | 6 | City of Morgan's Point Master Drainage Plan | Study to develop Master Drainage Plan using future and existing land use and flood/storm water drainage needs including Atlas 14 rainfall. | 190000 | Yes | 100 | 0 | 48 | 0.025704 | 0.0038555 | 46 | 0.032582 | 0.0032582 | 330 | 0.033784 | 0.0050676 | 0 | 0 | 0 | 0 | 0 | 0 | 0 | 0 | 0 | 0.074121 | 0.00097455 | 9.7455e-05 | 1.0005 | 4.1257e-05 | 2.0629e-06 | 0.012281 | 1694 | 0.012281 | 0 | 1694
131000090 | 13 | Corpus Christi Police Headquarters Flood Proofing | COASTAL BEND MITIGATION ACTION PLAN - NU - 33 - The automatic generator transfer switch is located in a control room on the ground floor of the building, which is in an area vulnerable to street flooding. Project intends to elevate power transfer switch. | 7000 | Yes | 100 | 0 | 1 | 0.00053549 | 8.0324e-05 | 0 | 0 | 0 | 229 | 0.023444 | 0.0035166 | 1 | 0.042882 | 0.0085763 | 0 | 0 | 0 | 0 | 0 | 0 | 0 | 0 | 0 | 0 | 0 | 0 | 0.012173 | 1700 | 0.012173 | 0 | 1700
111000086 | 11 | City of Wimberley FM 1492 at Pierce Creek Low Water Crossing Project Planning | Project planning for proposed project to replace low water crossing at FM 1492 at Pierce Creek | 100000 | No | 0 | 0 | 3 | 0.0016065 | 0.00024097 | 3 | 0.0021249 | 0.00021249 | 10 | 0.0010238 | 0.00015356 | 0 | 0 | 0 | 1 | 0.057571 | 0.011514 | 0 | 0 | 0 | 0.066845 | 0.0008789 | 8.789e-05 | 0 | 0 | 0 | 0.012209 | 1697 | 0.012209 | 0 | 1697
011000079 | 1 | Scotland City Drainage Master Plan | Perform H&H modeling, develop conceptual alternatives and OPCC, and rank projects; selected based on HMAPs | 250000 | No | 0 | 0 | 0 | 0 | 0 | 0 | 0 | 0 | 0 | 0 | 0 | 0 | 0 | 0 | 1 | 0.057571 | 0.011514 | 1 | 0.010514 | 0.00052571 | 0.46883 | 0.0061642 | 0.00061642 | 27.2509 | 0.0011237 | 5.6185e-05 | 0.012712 | 1677 | 0.012712 | 0 | 1677
101000203 | 10 | Highland Hills Crossing Improvements Project Planning | Project planning for project to upgrade the low crossing to reduce the frequency and depth of inundation and improve public safety. Develop technical data required for FMP. | 150000 | No | 0 | 0 | 3 | 0.0016065 | 0.00024097 | 3 | 0.0021249 | 0.00021249 | 8 | 0.000819 | 0.00012285 | 0 | 0 | 0 | 1 | 0.057571 | 0.011514 | 0 | 0 | 0 | 0.023241 | 0.00030558 | 3.0558e-05 | 1.289 | 5.3151e-05 | 2.6576e-06 | 0.012124 | 1707 | 0.012124 | 0 | 1707
091000085 | 9 | San Angelo Sunset Lake Flooding Improvement | Evaluate the increase in flood water surface. Analyize the flood pool level for Sunset Lake. Review the outlet structures, over flow points, and the excessive 70,000 cu yds of requireded dredging. Restore or improve lake levels to FEMA FIS studies. | 100000 | Yes | 100 | 0 | 7 | 0.0037484 | 0.00056227 | 0 | 0 | 0 | 0 | 0 | 0 | 0 | 0 | 0 | 1 | 0.057571 | 0.011514 | 0 | 0 | 0 | 0 | 0 | 0 | 0 | 0 | 0 | 0.012076 | 1709 | 0.012076 | 0 | 1709
091000117 | 9 | Southwest Blvd Channel Widening | Widen channel from just upstream of Loop 306 to just downstream of Southwest Blvd. Install a 300 flood bridge with high chord of 1888msl. Install storm drain line in Southwest Blvd. | 25000 | No | 0 | 0 | 7 | 0.0037484 | 0.00056227 | 0 | 0 | 0 | 0 | 0 | 0 | 0 | 0 | 0 | 1 | 0.057571 | 0.011514 | 0 | 0 | 0 | 0 | 0 | 0 | 0 | 0 | 0 | 0.012076 | 1709 | 0.012076 | 0 | 1710
121000093 | 12 | LWC at Old Fredericksburg Rd and Balcones Creek | Improve the low water crossing at Old Fredericksburg Rd and Balcones Creek | 100000 | Yes | 100 | 0 | 0 | 0 | 0 | 0 | 0 | 0 | 0 | 0 | 0 | 0 | 0 | 0 | 1 | 0.057571 | 0.011514 | 1 | 0.010514 | 0.00052571 | 0.116 | 0.0015252 | 0.00015252 | 0.25912 | 1.0685e-05 | 5.3424e-07 | 0.012193 | 1699 | 0.012193 | 0 | 1699
121000007 | 12 | Battle Intense LWC Flow-activated Sensors | Add flow-activated sensors and automated drop-down arms to close off a road when the water has surpassed the road. | 179792 | Yes | 100 | 0 | 0 | 0 | 0 | 0 | 0 | 0 | 0 | 0 | 0 | 0 | 0 | 0 | 1 | 0.057571 | 0.011514 | 1 | 0.010514 | 0.00052571 | 0.26 | 0.0034185 | 0.00034185 | 0.03092 | 1.275e-06 | 6.375e-08 | 0.012382 | 1691 | 0.012382 | 0 | 1691
121000024 | 12 | LWC#156 New Sulphur Springs Rd – btwn S. Foster & Gardner | The proposed project will replace the existing culvert system with a bridge approximately 1500' in length. The proposed bridge will span two streams at this location | 22845792 | Yes | 100 | 0 | 0 | 0 | 0 | 0 | 0 | 0 | 0 | 0 | 0 | 0 | 0 | 0 | 1 | 0.057571 | 0.011514 | 1 | 0.010514 | 0.00052571 | 0.09 | 0.0011833 | 0.00011833 | 0 | 0 | 0 | 0.012158 | 1701 | 0.012158 | 0 | 1701
121000025 | 12 | LWC #159.1 Southton Rd | The proposed project will replace the existing culvert system with a bridge approximately 1500' in length. | 6102679 | Yes | 100 | 0 | 0 | 0 | 0 | 0 | 0 | 0 | 0 | 0 | 0 | 0 | 0 | 0 | 1 | 0.057571 | 0.011514 | 1 | 0.010514 | 0.00052571 | 0.033 | 0.00043389 | 4.3389e-05 | 0 | 0 | 0 | 0.012083 | 1708 | 0.012083 | 0 | 1708
121000076 | 12 | LWC#72 Spencer Lane, east of Balcones Rd. | During a rain storm event, storm water runoff from the East Woodlawn Ditch overtops the road. This project proposes the construction of a culvert crossing to include an associated energy dissipation system, headwall, and outfall structures. | 1889332 | Yes | 100 | 0 | 0 | 0 | 0 | 0 | 0 | 0 | 0 | 0 | 0 | 0 | 0 | 0 | 1 | 0.057571 | 0.011514 | 1 | 0.010514 | 0.00052571 | 0.07 | 0.00092037 | 9.2037e-05 | 0 | 0 | 0 | 0.012132 | 1705 | 0.012132 | 0 | 1705
131000114 | 13 | Madison St Low Water Crossing Replacement Project | Madison St Low Water crossing replacement | 192000 | Yes | 100 | 0 | 0 | 0 | 0 | 0 | 0 | 0 | 0 | 0 | 0 | 0 | 0 | 0 | 1 | 0.057571 | 0.011514 | 1 | 0.010514 | 0.00052571 | 0.024472 | 0.00032176 | 3.2176e-05 | 0 | 0 | 0 | 0.012072 | 1711 | 0.012072 | 0 | 1711
081000958 | 8 | Dam 14 Rehabilitation | Study to design erosion repairs for the downstream slope, mitigation for the longitudinal cracking on the dam crest, and auxiliary spillway improvements. | 148000 | No | 0 | 0 | 28 | 0.014994 | 0.0022491 | 11 | 0.0077914 | 0.00077914 | 121 | 0.012387 | 0.0018581 | 0 | 0 | 0 | 0 | 0 | 0 | 12 | 0.12617 | 0.0063085 | 0.86785 | 0.011411 | 0.0011411 | 399.39 | 0.016469 | 0.00082345 | 0.013159 | 1661 | 0.013159 | 0 | 1661
081000960 | 8 | A13 | Addition of in-line detention between Dam 15 and 16. | 250000 | No | 0 | 0 | 28 | 0.014994 | 0.0022491 | 11 | 0.0077914 | 0.00077914 | 121 | 0.012387 | 0.0018581 | 0 | 0 | 0 | 0 | 0 | 0 | 12 | 0.12617 | 0.0063085 | 0.86785 | 0.011411 | 0.0011411 | 399.39 | 0.016469 | 0.00082345 | 0.013159 | 1661 | 0.013159 | 0 | 1662
101000055 | 10 | 200 Block N Orange | Concrete apron; pedestrian/guard rail; relocate DS concrete encased utility or extend protection to cover utility | 50000 | No | 0 | 0 | 3 | 0.0016065 | 0.00024097 | 3 | 0.0021249 | 0.00021249 | 3 | 0.00030713 | 4.6069e-05 | 0 | 0 | 0 | 1 | 0.057571 | 0.011514 | 0 | 0 | 0 | 0 | 0 | 0 | 0 | 0 | 0 | 0.012014 | 1714 | 0.012014 | 0 | 1714
121000018 | 12 | Huebner Creek Flood Control Project Segment 1 | The channel will be widened to 50” in front of Raymond Rimkus Park (6440 Evers Road) and then widened more from the park to the bridge. | 22471310 | Yes | 100 | 0 | 12 | 0.0064259 | 0.00096389 | 5 | 0.0035415 | 0.00035415 | 28 | 0.0028665 | 0.00042998 | 1 | 0.042882 | 0.0085763 | 0 | 0 | 0 | 3 | 0.031542 | 0.0015771 | 0.09 | 0.0011833 | 0.00011833 | 0 | 0 | 0 | 0.01202 | 1713 | 0.01202 | 0 | 1713
061000298 | 6 | City of Willis Master Drainage Plan | Study to develop Master Drainage Plan using future and existing land use and flood/storm water drainage needs including Atlas 14 rainfall. | 250000 | No | 0 | 0 | 61 | 0.032665 | 0.0048998 | 18 | 0.01275 | 0.001275 | 372 | 0.038084 | 0.0057125 | 0 | 0 | 0 | 0 | 0 | 0 | 0 | 0 | 0 | 1.665 | 0.021891 | 0.0021891 | 0.9241 | 3.8106e-05 | 1.9053e-06 | 0.014078 | 1648 | 0.014078 | 0 | 1648
111000012 | 11 | City of Buda Dam Study | Study to evaluate dam failure risks, planning for structural and nonstructural measures to protect the integrity of the earthen fill dams. | 500000 | No | 0 | 0 | 3 | 0.0016065 | 0.00024097 | 1 | 0.00070831 | 7.0831e-05 | 3 | 0.00030713 | 4.6069e-05 | 0 | 0 | 0 | 1 | 0.057571 | 0.011514 | 0 | 0 | 0 | 0.86335 | 0.011351 | 0.0011351 | 7.7387 | 0.00031911 | 1.5956e-05 | 0.013023 | 1667 | 0.013023 | 0 | 1667
101000065 | 10 | Jackson County Hospital District | Jackson County Hospital Flood Plan | 150000 | No | 0 | 0 | 3 | 0.0016065 | 0.00024097 | 0 | 0 | 0 | 5 | 0.00051188 | 7.6781e-05 | 0 | 0 | 0 | 1 | 0.057571 | 0.011514 | 0 | 0 | 0 | 0.11882 | 0.0015623 | 0.00015623 | 0 | 0 | 0 | 0.011988 | 1715 | 0.011988 | 0 | 1715
011000095 | 1 | Timbercreek Canyon City Drainage Master Plan | Perform H&H modeling, develop conceptual alternatives and OPCC, and rank projects; selected based on the needs analysis | 250000 | No | 0 | 0 | 19 | 0.010174 | 0.0015262 | 16 | 0.011333 | 0.0011333 | 36 | 0.0036855 | 0.00055283 | 1 | 0.042882 | 0.0085763 | 0 | 0 | 0 | 0 | 0 | 0 | 0.73952 | 0.0097233 | 0.00097233 | 0.16218 | 6.6874e-06 | 3.3437e-07 | 0.012761 | 1675 | 0.012761 | 0 | 1675
101000012 | 10 | Old Sayers Rd & Little Sandy Creek | LWC upgrade, Box culvert | 100000 | No | 0 | 0 | 0 | 0 | 0 | 0 | 0 | 0 | 0 | 0 | 0 | 0 | 0 | 0 | 1 | 0.057571 | 0.011514 | 0 | 0 | 0 | 0.1895 | 0.0024916 | 0.00024916 | 105.4669 | 0.004349 | 0.00021745 | 0.011981 | 1716 | 0.011981 | 0 | 1716
111000034 | 11 | City of Kyle - N. Burleson Street Drainage Improvements Project Planning | Project planning for proposed project to conduct street reconstruction and drainage improvements to minimize flooding in the downtown area. | 983000 | No | 0 | 0 | 1 | 0.00053549 | 8.0324e-05 | 1 | 0.00070831 | 7.0831e-05 | 3 | 0.00030713 | 4.6069e-05 | 0 | 0 | 0 | 1 | 0.057571 | 0.011514 | 0 | 0 | 0 | 0.15352 | 0.0020186 | 0.00020186 | 0 | 0 | 0 | 0.011913 | 1718 | 0.011913 | 0 | 1718
031000242 | 3 | Kirby Creek Channel Lining Replacements | Evaluate the improvements needed along Kirby Creek: from 800 feet east of Great Southwest to West of Waterwood; just north of Kildeer cul-de-sac and from Waterwood East to End of Channel Lining just east of Greenvista; $1,267,200 | 250000 | No | 0 | 0 | 1 | 0.00053549 | 8.0324e-05 | 0 | 0 | 0 | 0 | 0 | 0 | 0 | 0 | 0 | 1 | 0.057571 | 0.011514 | 0 | 0 | 0 | 0.18864 | 0.0024802 | 0.00024802 | 7.3821 | 0.00030441 | 1.522e-05 | 0.011858 | 1719 | 0.011858 | 0 | 1719
031000234 | 3 | South Great Southwest Parkway from Warrior to Kirby Creek Concrete Channel North of Mayfield | Study update - Storm Drain Improvements; Estimated construction cost of $1,411,100 | 250000 | No | 0 | 0 | 1 | 0.00053549 | 8.0324e-05 | 0 | 0 | 0 | 0 | 0 | 0 | 0 | 0 | 0 | 1 | 0.057571 | 0.011514 | 0 | 0 | 0 | 0.18864 | 0.0024802 | 0.00024802 | 7.3821 | 0.00030441 | 1.522e-05 | 0.011858 | 1719 | 0.011858 | 0 | 1720
151000001 | 15 | Brooks County | Develop Flood risk maps for the county of Brooks | 250000 | Yes | 100 | 0 | 0 | 0 | 0 | 151 | 0.10695 | 0.010695 | 54 | 0.0055283 | 0.00082924 | 0 | 0 | 0 | 0 | 0 | 0 | 0 | 0 | 0 | 636.052 | 8.3629 | 0.83629 | 0 | 0 | 0 | 0.84782 | 313 | 0.84782 | 0 | 313
111000013 | 11 | City of Bulverde Drainage Improvements Study | Study of solutions to replace existing culverts with larger ones, improve drainage channels; clear‐out existing drainage channels; survey and remove hazardous trees from drainage systems. | 150000 | No | 0 | 0 | 0 | 0 | 0 | 0 | 0 | 0 | 0 | 0 | 0 | 0 | 0 | 0 | 1 | 0.057571 | 0.011514 | 0 | 0 | 0 | 0.5761 | 0.0075747 | 0.00075747 | 1.4412 | 5.9431e-05 | 2.9715e-06 | 0.012275 | 1695 | 0.012275 | 0 | 1695
111000014 | 11 | City of Bulverde Local Flooding Study | Study of solutions to elevate some segments of roadways in various portions of the community to address localized flooding issues. | 100000 | No | 0 | 0 | 0 | 0 | 0 | 0 | 0 | 0 | 0 | 0 | 0 | 0 | 0 | 0 | 1 | 0.057571 | 0.011514 | 0 | 0 | 0 | 0.5761 | 0.0075747 | 0.00075747 | 1.4412 | 5.9431e-05 | 2.9715e-06 | 0.012275 | 1695 | 0.012275 | 0 | 1696
111000090 | 11 | City of Wimberley Spoke Hollow Dr. at Spoke Pile Creek Low Water Crossing Project Planning | Project planning for proposed project to replace low water crossing at Spoke Hollow Dr. at Spoke Pile Creek | 100000 | No | 0 | 0 | 0 | 0 | 0 | 0 | 0 | 0 | 0 | 0 | 0 | 0 | 0 | 0 | 1 | 0.057571 | 0.011514 | 0 | 0 | 0 | 0.057554 | 0.00075673 | 7.5673e-05 | 0.18755 | 7.7336e-06 | 3.8668e-07 | 0.01159 | 1733 | 0.01159 | 0 | 1733
101000053 | 10 | N Edison Low Water Crossing | Raise N Edison at Schubert; redesign intersection; install FEWS with automatic gates & flashers | 15000 | No | 0 | 0 | 0 | 0 | 0 | 0 | 0 | 0 | 0 | 0 | 0 | 0 | 0 | 0 | 1 | 0.057571 | 0.011514 | 0 | 0 | 0 | 0 | 0 | 0 | 0 | 0 | 0 | 0.011514 | 1737 | 0.011514 | 0 | 1737
111000023 | 11 | City of Kerrville Park Street Low Water Crossing Project Planning | Project planning for proposed project to improve or replace the Park Street Low Water Crossing. | 340000 | No | 0 | 0 | 0 | 0 | 0 | 0 | 0 | 0 | 0 | 0 | 0 | 0 | 0 | 0 | 1 | 0.057571 | 0.011514 | 0 | 0 | 0 | 0.073736 | 0.00096949 | 9.6949e-05 | 0 | 0 | 0 | 0.011611 | 1728 | 0.011611 | 0 | 1728
111000024 | 11 | City of Kerrville First Street Low Water Crossing Project Planning | Project planning for proposed project to improve or replace the First Street Low Water Crossing. | 510000 | No | 0 | 0 | 0 | 0 | 0 | 0 | 0 | 0 | 0 | 0 | 0 | 0 | 0 | 0 | 1 | 0.057571 | 0.011514 | 0 | 0 | 0 | 0.048713 | 0.00064048 | 6.4048e-05 | 0 | 0 | 0 | 0.011578 | 1734 | 0.011578 | 0 | 1734
111000025 | 11 | City of Kerrville Fourth Street Low Water Crossing Project Planning | Project planning for proposed project to improve or replace the Park Street Low Water Crossing. | 180000 | No | 0 | 0 | 0 | 0 | 0 | 0 | 0 | 0 | 0 | 0 | 0 | 0 | 0 | 0 | 1 | 0.057571 | 0.011514 | 0 | 0 | 0 | 0.061611 | 0.00081007 | 8.1007e-05 | 0 | 0 | 0 | 0.011595 | 1732 | 0.011595 | 0 | 1732
111000058 | 11 | City of San Marcos LWC at River Road and Railroad Trestle/Blanco River Project Planning | Project planning to replace low water crossing at River Road and Railroad Trestle/Blanco River | 150000 | No | 0 | 0 | 0 | 0 | 0 | 0 | 0 | 0 | 0 | 0 | 0 | 0 | 0 | 0 | 1 | 0.057571 | 0.011514 | 0 | 0 | 0 | 0.06384 | 0.00083938 | 8.3938e-05 | 0 | 0 | 0 | 0.011598 | 1731 | 0.011598 | 0 | 1731
111000081 | 11 | City of Wimberley FM 1492 at Blanco River Low Water Crossing Project Planning | Project planning for proposed project to replace low water crossing at FM 1492 at Blanco River | 100000 | No | 0 | 0 | 0 | 0 | 0 | 0 | 0 | 0 | 0 | 0 | 0 | 0 | 0 | 0 | 1 | 0.057571 | 0.011514 | 0 | 0 | 0 | 0.094312 | 0.00124 | 0.000124 | 0 | 0 | 0 | 0.011638 | 1727 | 0.011638 | 0 | 1727
111000084 | 11 | City of Wimberley Valley Drive at Pierce Creek Low Water Crossing Project Planning | Project planning for proposed project to replace low water crossing at Valley Drive at Pierce Creek | 100000 | No | 0 | 0 | 0 | 0 | 0 | 0 | 0 | 0 | 0 | 0 | 0 | 0 | 0 | 0 | 1 | 0.057571 | 0.011514 | 0 | 0 | 0 | 0.073555 | 0.00096712 | 9.6712e-05 | 0 | 0 | 0 | 0.011611 | 1729 | 0.011611 | 0 | 1729
111000092 | 11 | City of Wimberley Paradise Hills Low Water Crossing Project Planning | Project planning for proposed project to replace low water crossing at Paradise Hills | 100000 | No | 0 | 0 | 0 | 0 | 0 | 0 | 0 | 0 | 0 | 0 | 0 | 0 | 0 | 0 | 1 | 0.057571 | 0.011514 | 0 | 0 | 0 | 0.072976 | 0.0009595 | 9.595e-05 | 0 | 0 | 0 | 0.01161 | 1730 | 0.01161 | 0 | 1730
111000141 | 11 | City of San Marcos McKie Street at Willow Springs Creek Project Planning | Alternatives analysis to determine if a feasible FMP exists at this location. Develop technical data required for FMPs. | 50000 | No | 0 | 0 | 0 | 0 | 0 | 0 | 0 | 0 | 0 | 0 | 0 | 0 | 0 | 0 | 1 | 0.057571 | 0.011514 | 0 | 0 | 0 | 0.028567 | 0.00037561 | 3.7561e-05 | 0 | 0 | 0 | 0.011552 | 1736 | 0.011552 | 0 | 1736
111000142 | 11 | City of San Marcos South LBJ Drive at Willow Springs Creek Project Planning | Alternatives analysis to determine if a feasible FMP exists at this location. Develop technical data required for FMPs. | 50000 | No | 0 | 0 | 0 | 0 | 0 | 0 | 0 | 0 | 0 | 0 | 0 | 0 | 0 | 0 | 1 | 0.057571 | 0.011514 | 0 | 0 | 0 | 0.036573 | 0.00048086 | 4.8086e-05 | 0 | 0 | 0 | 0.011562 | 1735 | 0.011562 | 0 | 1735
121000020 | 12 | LWC#41 Vance Jackson 200ft south of Scenic | Low Water Crossing needs Bridge/Culvert Improvements with possible advanced warning signals. Associated street reconstruction to include curbs, sidewalks, and driveway approaches be incorporated into the project. | 1013300 | Yes | 100 | 0 | 0 | 0 | 0 | 0 | 0 | 0 | 0 | 0 | 0 | 0 | 0 | 0 | 1 | 0.057571 | 0.011514 | 0 | 0 | 0 | 0 | 0 | 0 | 0 | 0 | 0 | 0.011514 | 1737 | 0.011514 | 0 | 1738
121000054 | 12 | Detailed Study of Unnamed Trib 3 to Helotes Creek | Detailed hydrologic and hydraulic study is needed to determine appropriate drainage improvements. | 40000 | Yes | 100 | 0 | 0 | 0 | 0 | 0 | 0 | 0 | 0 | 0 | 0 | 0 | 0 | 0 | 1 | 0.057571 | 0.011514 | 0 | 0 | 0 | 0 | 0 | 0 | 0 | 0 | 0 | 0.011514 | 1737 | 0.011514 | 0 | 1739
121000072 | 12 | LWC #15 Copperhill Between Parkstone & Happy Hollow | Low Water Crossing #15 has approximately 128 acres of storm water that is conveyed through this crossing. This project proposes to construct an underground drainage system to assist in the conveyance of runoff crossing through this section | 471988 | Yes | 100 | 0 | 0 | 0 | 0 | 0 | 0 | 0 | 0 | 0 | 0 | 0 | 0 | 0 | 1 | 0.057571 | 0.011514 | 0 | 0 | 0 | 0 | 0 | 0 | 0 | 0 | 0 | 0.011514 | 1737 | 0.011514 | 0 | 1740
121000073 | 12 | LWC #13 West Ave. @ Interpark | Since approximately 2006, residents have complained about flooding within a low point on West Ave. Approximately 173 acres drains through this area. This project will construct an underground drainage system with an earthen channel | 5759953 | Yes | 100 | 0 | 0 | 0 | 0 | 0 | 0 | 0 | 0 | 0 | 0 | 0 | 0 | 0 | 1 | 0.057571 | 0.011514 | 0 | 0 | 0 | 0 | 0 | 0 | 0 | 0 | 0 | 0.011514 | 1737 | 0.011514 | 0 | 1741
071000036 | 7 | City of Anson DMP | Evaluate city to identify future projects, analyze roads/stream crossing for emergency response vehicles to high hazard areas | 250000 | No | 0 | 0 | 53 | 0.028381 | 0.0042572 | 26 | 0.018416 | 0.0018416 | 349 | 0.035729 | 0.0053593 | 0 | 0 | 0 | 0 | 0 | 0 | 0 | 0 | 0 | 2.5451 | 0.033464 | 0.0033464 | 11.9202 | 0.00049154 | 2.4577e-05 | 0.014829 | 1637 | 0.014829 | 0 | 1637
131000026 | 13 | Atascosa McMullen Hazard Mitigation Plan - City of Christine Action #2 | Improve drainage in certain areas of the city that are subject to flooding and conduct a study to identify deficiencies in current land development code for future developments. | 350000 | Yes | 100 | 0 | 15 | 0.0080324 | 0.0012049 | 8 | 0.0056664 | 0.00056664 | 13 | 0.0013309 | 0.00019963 | 0 | 0 | 0 | 0 | 0 | 0 | 18 | 0.18925 | 0.0094627 | 0.78053 | 0.010263 | 0.0010263 | 0 | 0 | 0 | 0.01246 | 1688 | 0.01246 | 0 | 1688
011000093 | 1 | Groom City Drainage Master Plan | Perform H&H modeling, develop conceptual alternatives and OPCC, and rank projects; selected based on HMAPs | 250000 | No | 0 | 0 | 19 | 0.010174 | 0.0015262 | 13 | 0.009208 | 0.0009208 | 26 | 0.0026618 | 0.00039926 | 1 | 0.042882 | 0.0085763 | 0 | 0 | 0 | 0 | 0 | 0 | 0.58542 | 0.0076972 | 0.00076972 | 2.1282 | 8.7756e-05 | 4.3878e-06 | 0.012197 | 1698 | 0.012197 | 0 | 1698
051000047 | 5 | City of Rusk Master Drainage Plan | Perform H&H modeling to identify and define flood risk, develop conceptual alternatives to reduce flood risk, develop OPCC for conceptual alternatives, and rank projects. Conceptual alternatives should evaluate feasibility of nature based solutions. | 280000 | No | 0 | 0 | 41 | 0.021955 | 0.0032933 | 9 | 0.0063748 | 0.00063748 | 462 | 0.047297 | 0.0070946 | 0 | 0 | 0 | 0 | 0 | 0 | 0 | 0 | 0 | 1.512 | 0.019881 | 0.0019881 | 1.5087 | 6.2213e-05 | 3.1106e-06 | 0.013017 | 1668 | 0.013017 | 0 | 1668
131000006 | 13 | Camp Wood City-wide Drainage Study | Camp Wood City-wide Drainage Study | 250000 | Yes | 100 | 0 | 36 | 0.019278 | 0.0028917 | 31 | 0.021957 | 0.0021957 | 25 | 0.0025594 | 0.00038391 | 0 | 0 | 0 | 0 | 0 | 0 | 10 | 0.10514 | 0.0052571 | 0.77145 | 0.010143 | 0.0010143 | 0 | 0 | 0 | 0.011743 | 1725 | 0.011743 | 0 | 1725
081001066 | 8 | Hope's Creek Flood Study | Study to determine flood risk across the watershed. | 158000 | No | 0 | 0 | 37 | 0.019813 | 0.002972 | 24 | 0.016999 | 0.0016999 | 101 | 0.01034 | 0.001551 | 0 | 0 | 0 | 0 | 0 | 0 | 5 | 0.052571 | 0.0026285 | 1.3382 | 0.017594 | 0.0017594 | 702.497 | 0.028968 | 0.0014484 | 0.012059 | 1712 | 0.012059 | 0 | 1712
151000049 | 15 | Dillon and Roosevelt | Local Drainage Improvements-Just North of E Roosevelt Rd | 216600 | Yes | 100 | 0 | 0 | 0 | 0 | 86 | 0.060914 | 0.0060914 | 271 | 0.027744 | 0.0041616 | 0 | 0 | 0 | 0 | 0 | 0 | 0 | 0 | 0 | 8.0043 | 0.10524 | 0.010524 | 0 | 0 | 0 | 0.020777 | 1569 | 0.020777 | 0 | 1569
121000017 | 12 | French Creek at Guilbeau Road NWWC | A basic trapezoidal channel with side slopes of 3:1, representing an earthen channel | 9827999 | No | 0 | 0 | 27 | 0.014458 | 0.0021687 | 26 | 0.018416 | 0.0018416 | 234 | 0.023956 | 0.0035934 | 0 | 0 | 0 | 0 | 0 | 0 | 5 | 0.052571 | 0.0026285 | 0.64 | 0.0084149 | 0.00084149 | 0 | 0 | 0 | 0.011074 | 1744 | 0.011074 | 0 | 1744
031000144 | 3 | Sanger Creek Waterways Reconstruction Study | Evaluate alternatives to reconstruct creek waterways to correct drainage issues | 600000 | No | 0 | 0 | 41 | 0.021955 | 0.0032933 | 37 | 0.026207 | 0.0026207 | 153 | 0.015663 | 0.0023495 | 0 | 0 | 0 | 0 | 0 | 0 | 0 | 0 | 0 | 4.0082 | 0.0527 | 0.00527 | 921.3348 | 0.037992 | 0.0018996 | 0.015433 | 1630 | 0.015433 | 0 | 1630
031000260 | 3 | North Colony Blvd. at Powers Street | Streams SC-1A Drainage Study and storm drain upgrades to deal with flooding | 100000 | No | 0 | 0 | 7 | 0.0037484 | 0.00056227 | 7 | 0.0049581 | 0.00049581 | 26 | 0.0026618 | 0.00039926 | 1 | 0.042882 | 0.0085763 | 0 | 0 | 0 | 0 | 0 | 0 | 0.45169 | 0.0059389 | 0.00059389 | 10.2449 | 0.00042246 | 2.1123e-05 | 0.010649 | 1748 | 0.010649 | 0 | 1748
021000026 | 2 | Anderson Creek WWTP Flood Study | WWTP was impacted by flooding from Anderson Creek. Study to evaluate whether existing berm meets 100-year protection and to evaluate the needs for sump pumps and lift station. | 250000 | No | 0 | 0 | 10 | 0.0053549 | 0.00080324 | 3 | 0.0021249 | 0.00021249 | 12 | 0.0012285 | 0.00018428 | 1 | 0.042882 | 0.0085763 | 0 | 0 | 0 | 0 | 0 | 0 | 2.0036 | 0.026343 | 0.0026343 | 80.2419 | 0.0033088 | 0.00016544 | 0.012576 | 1686 | 0.012576 | 0 | 1686
131000143 | 13 | Outfall No. 5 | Hazard mitigation drainage improvements for the City of Port Aransas. The outfall is composed of two 48" RCPs and extend West from HWY 361 to a nearby basin. Outfall is 361 ft. South of Mustang Blvd and HWY 361 intersection. | 12000 | Yes | 100 | 0 | 32 | 0.017136 | 0.0025704 | 31 | 0.021957 | 0.0021957 | 53 | 0.0054259 | 0.00081388 | 0 | 0 | 0 | 0 | 0 | 0 | 8 | 0.084113 | 0.0042057 | 2.2489 | 0.029569 | 0.0029569 | 2.0016 | 8.2535e-05 | 4.1268e-06 | 0.012747 | 1676 | 0.012747 | 0 | 1676
011000090 | 1 | Childress City Drainage Master Plan | Perform H&H modeling, develop conceptual alternatives and OPCC, and rank projects; selected based on HMAPs | 250000 | No | 0 | 0 | 8 | 0.0042839 | 0.00064259 | 4 | 0.0028332 | 0.00028332 | 18 | 0.0018428 | 0.00027641 | 1 | 0.042882 | 0.0085763 | 0 | 0 | 0 | 0 | 0 | 0 | 2.3237 | 0.030552 | 0.0030552 | 2.1556 | 8.8888e-05 | 4.4444e-06 | 0.012838 | 1672 | 0.012838 | 0 | 1672
151000084 | 15 | Fort Clark MUD | Develop Flood risk maps for Fort Clark MUD and develop CIP | 250000 | Yes | 100 | 0 | 0 | 0 | 0 | 88 | 0.062331 | 0.0062331 | 227 | 0.023239 | 0.0034859 | 0 | 0 | 0 | 0 | 0 | 0 | 0 | 0 | 0 | 0 | 0 | 0 | 0 | 0 | 0 | 0.009719 | 1757 | 0.009719 | 0 | 1757
121000011 | 12 | D/O Center M(HWY 1604 East of Somerset Community) | Oak Island Drainage Improvements. Culvert upgrades at two locations on Oak Island Dr and 1604 with channel work. | 4556575 | No | 0 | 0 | 57 | 0.030523 | 0.0045785 | 41 | 0.029041 | 0.0029041 | 65 | 0.0066544 | 0.00099816 | 0 | 0 | 0 | 0 | 0 | 0 | 2 | 0.021028 | 0.0010514 | 0.94 | 0.012359 | 0.0012359 | 10.4975 | 0.00043287 | 2.1643e-05 | 0.01079 | 1747 | 0.01079 | 0 | 1747
061000051 | 6 | West Fork Chocolate (Cold River Ranch Ditch) | Further study of proposed channel modifications to Cold River Ranch Ditch included in the City of Pearland master drainage plan to include Atlas 14 rainfall. | 200000 | No | 0 | 0 | 60 | 0.03213 | 0.0048194 | 54 | 0.038249 | 0.0038249 | 56 | 0.005733 | 0.00085995 | 0 | 0 | 0 | 0 | 0 | 0 | 0 | 0 | 0 | 1.1901 | 0.015647 | 0.0015647 | 0.44331 | 1.828e-05 | 9.1401e-07 | 0.01107 | 1745 | 0.01107 | 0 | 1745
071000028 | 7 | Swisher County Update FEMA Mapping | Update existing FEMA mapping | 920000 | No | 0 | 0 | 5 | 0.0026775 | 0.00040162 | 3 | 0.0021249 | 0.00021249 | 10 | 0.0010238 | 0.00015356 | 0 | 0 | 0 | 0 | 0 | 0 | 0 | 0 | 0 | 46.6349 | 0.61316 | 0.061316 | 4233.4448 | 0.17457 | 0.0087284 | 0.070813 | 1184 | 0.070813 | 0 | 1184
071000074 | 7 | Swisher County DMP | Evaluate the TxDOT low water crossings county-wide | 500000 | No | 0 | 0 | 5 | 0.0026775 | 0.00040162 | 3 | 0.0021249 | 0.00021249 | 10 | 0.0010238 | 0.00015356 | 0 | 0 | 0 | 0 | 0 | 0 | 0 | 0 | 0 | 46.6349 | 0.61316 | 0.061316 | 4233.4448 | 0.17457 | 0.0087284 | 0.070813 | 1184 | 0.070813 | 0 | 1185
071000112 | 7 | Swisher County GIS Development | Develop a GIS inventory of stormwater infrastructure | 100000 | No | 0 | 0 | 5 | 0.0026775 | 0.00040162 | 3 | 0.0021249 | 0.00021249 | 10 | 0.0010238 | 0.00015356 | 0 | 0 | 0 | 0 | 0 | 0 | 0 | 0 | 0 | 46.6349 | 0.61316 | 0.061316 | 4233.4448 | 0.17457 | 0.0087284 | 0.070813 | 1184 | 0.070813 | 0 | 1186
071000194 | 7 | Swisher County DCM | Consider stormwater criteria for infrastructure and floodplain ordinances to avoid new exposure to flood hazards. | 100000 | No | 0 | 0 | 5 | 0.0026775 | 0.00040162 | 3 | 0.0021249 | 0.00021249 | 10 | 0.0010238 | 0.00015356 | 0 | 0 | 0 | 0 | 0 | 0 | 0 | 0 | 0 | 46.6349 | 0.61316 | 0.061316 | 4233.4448 | 0.17457 | 0.0087284 | 0.070813 | 1184 | 0.070813 | 0 | 1187
101000160 | 10 | Delaware Creek Flood Study | Flood-prone problem area in need of flood study, indentified on sponsor outreach call. Lift station here also in need of a generator | 150000 | No | 0 | 0 | 54 | 0.028917 | 0.0043375 | 34 | 0.024082 | 0.0024082 | 74 | 0.0075758 | 0.0011364 | 0 | 0 | 0 | 0 | 0 | 0 | 0 | 0 | 0 | 2.2117 | 0.029079 | 0.0029079 | 760.2451 | 0.031349 | 0.0015675 | 0.012357 | 1692 | 0.012357 | 0 | 1692
031000262 | 3 | Bill Allen Park Erosion Study | Evaluate erosion control measures at Blair Oaks Drive to Good Shepherd Lutheran Church. | 100000 | No | 0 | 0 | 3 | 0.0016065 | 0.00024097 | 1 | 0.00070831 | 7.0831e-05 | 12 | 0.0012285 | 0.00018428 | 1 | 0.042882 | 0.0085763 | 0 | 0 | 0 | 0 | 0 | 0 | 1.0786 | 0.014182 | 0.0014182 | 167.4028 | 0.0069029 | 0.00034515 | 0.010836 | 1746 | 0.010836 | 0 | 1746
151000125 | 15 | Webb County Drainage District #1 | Develop Flood risk maps for the Webb County Drainage District #1 and develop CIP | 1000000 | Yes | 100 | 0 | 0 | 0 | 0 | 68 | 0.048165 | 0.0048165 | 299 | 0.03061 | 0.0045915 | 0 | 0 | 0 | 0 | 0 | 0 | 0 | 0 | 0 | 10.7783 | 0.14172 | 0.014172 | 0 | 0 | 0 | 0.02358 | 1537 | 0.02358 | 0 | 1537
071000041 | 7 | City of Olton DMP | Evaluate City of Olton for a Storm Water Master Plan, flood ordinances, and policies. | 250000 | No | 0 | 0 | 63 | 0.033736 | 0.0050604 | 45 | 0.031874 | 0.0031874 | 71 | 0.0072686 | 0.0010903 | 0 | 0 | 0 | 0 | 0 | 0 | 0 | 0 | 0 | 6.7923 | 0.089306 | 0.0089306 | 14.3993 | 0.00059376 | 2.9688e-05 | 0.018298 | 1599 | 0.018298 | 0 | 1599
031000138 | 3 | Westside Drive Drainage System and Street Reconstruct Study | Study to reconstruct Drainage System and Street in the 4500-4700 blocks of Westside Drive | 700000 | No | 0 | 0 | 4 | 0.002142 | 0.0003213 | 4 | 0.0028332 | 0.00028332 | 5 | 0.00051188 | 7.6781e-05 | 1 | 0.042882 | 0.0085763 | 0 | 0 | 0 | 0 | 0 | 0 | 0.19428 | 0.0025544 | 0.00025544 | 0 | 0 | 0 | 0.0095132 | 1760 | 0.0095132 | 0 | 1760
031000001 | 3 | Archer County FEMA Mapping | Create FEMA mapping in previously unmapped areas and update existing FEMA maps as needed. | 1254000 | No | 0 | 0 | 1 | 0.00053549 | 8.0324e-05 | 0 | 0 | 0 | 5 | 0.00051188 | 7.6781e-05 | 0 | 0 | 0 | 0 | 0 | 0 | 0 | 0 | 0 | 7.8994 | 0.10386 | 0.010386 | 4393.6519 | 0.18117 | 0.0090587 | 0.019602 | 1581 | 0.019602 | 0 | 1581
031000128 | 3 | Lindsay Waterways Improvements Study | Identify alternatives to reshape waterways to allow quicker flow in areas that have regular flooding. Construction of Gabion retaining walls, and widening and/or deepening of the waterway. | 100000 | No | 0 | 0 | 46 | 0.024633 | 0.0036949 | 27 | 0.019124 | 0.0019124 | 61 | 0.0062449 | 0.00093673 | 0 | 0 | 0 | 0 | 0 | 0 | 0 | 0 | 0 | 2.2865 | 0.030063 | 0.0030063 | 1251.366 | 0.051601 | 0.00258 | 0.01213 | 1706 | 0.01213 | 0 | 1706
121000105 | 12 | Flat Creek Study | Update details on both current and expected ultimate watershed build-oit conditions, Identify at-risk infrastructure and detail oppurtunities for flood reduction, and provide mitigation plans with regard to risk due to delevopment. | 500000 | Yes | 100 | 0 | 44 | 0.023562 | 0.0035343 | 41 | 0.029041 | 0.0029041 | 29 | 0.0029689 | 0.00044533 | 0 | 0 | 0 | 0 | 0 | 0 | 3 | 0.031542 | 0.0015771 | 1.07 | 0.014069 | 0.0014069 | 298.28 | 0.0123 | 0.00061499 | 0.010483 | 1749 | 0.010483 | 0 | 1749
071000038 | 7 | City of Earth DMP | Evaluate City of Earth for a Storm Water Master Plan, flood ordinances, and policies. | 250000 | No | 0 | 0 | 65 | 0.034807 | 0.0052211 | 41 | 0.029041 | 0.0029041 | 54 | 0.0055283 | 0.00082924 | 0 | 0 | 0 | 0 | 0 | 0 | 0 | 0 | 0 | 3.3887 | 0.044555 | 0.0044555 | 48.8039 | 0.0020125 | 0.00010062 | 0.01351 | 1656 | 0.01351 | 0 | 1656
081000718 | 8 | Castle Heights Subdivision Flooding | Study to determine necessary detention, storm sewer, and other drainage improvements for Castle Heights subdivision. | 221000 | No | 0 | 0 | 39 | 0.020884 | 0.0031326 | 31 | 0.021957 | 0.0021957 | 21 | 0.0021499 | 0.00032248 | 0 | 0 | 0 | 0 | 0 | 0 | 6 | 0.063085 | 0.0031542 | 0.21264 | 0.0027959 | 0.00027959 | 63.9792 | 0.0026382 | 0.00013191 | 0.0092166 | 1762 | 0.0092166 | 0 | 1762
121000108 | 12 | Kempf Creek Watershed Study | H&H Study. Alternatives analysis for regional flood conveyance systems. Project identification and recommendations. | 150000 | Yes | 100 | 0 | 32 | 0.017136 | 0.0025704 | 18 | 0.01275 | 0.001275 | 20 | 0.0020475 | 0.00030713 | 0 | 0 | 0 | 0 | 0 | 0 | 6 | 0.063085 | 0.0031542 | 2.24 | 0.029452 | 0.0029452 | 697.673 | 0.028769 | 0.0014384 | 0.01169 | 1726 | 0.01169 | 0 | 1726
071000156 | 7 | City of Wolfforth Higher Standards Program | Adopt higher standards for new construction, increase freeboard requirements for structures in the SFHA; adopt a “no-rise” in BFE in the 100-year floodplain. Update local flood ordinance to prohibit granting of variance in SFHA; Include “cumulativ | 100000 | No | 0 | 0 | 54 | 0.028917 | 0.0043375 | 38 | 0.026916 | 0.0026916 | 100 | 0.010238 | 0.0015356 | 0 | 0 | 0 | 0 | 0 | 0 | 0 | 0 | 0 | 4.5219 | 0.059455 | 0.0059455 | 50.7245 | 0.0020917 | 0.00010458 | 0.014615 | 1640 | 0.014615 | 0 | 1640
021000056 | 2 | Cooke County Acquisition of Repetitive Loss and Damaged Properties | Purchase and removal of damaged homes that are located in the floodplain and buy-out of repetitive flood loss properties in Region 2 | 250000 | No | 0 | 0 | 34 | 0.018207 | 0.002731 | 20 | 0.014166 | 0.0014166 | 26 | 0.0026618 | 0.00039926 | 0 | 0 | 0 | 0 | 0 | 0 | 0 | 0 | 0 | 12.6957 | 0.16693 | 0.016693 | 1958.074 | 0.080742 | 0.0040371 | 0.025277 | 1519 | 0.025277 | 0 | 1519
031000071 | 3 | Sansom Park DMP | Evaluate City and identify future projects. | 250000 | No | 0 | 0 | 0 | 0 | 0 | 0 | 0 | 0 | 0 | 0 | 0 | 1 | 0.042882 | 0.0085763 | 0 | 0 | 0 | 0 | 0 | 0 | 0 | 0 | 0 | 0 | 0 | 0 | 0.0085763 | 1770 | 0.0085763 | 0 | 1770
101000005 | 10 | Lakeview Drive & Tuck Street | Drainage system improvements | 100000 | No | 0 | 0 | 47 | 0.025168 | 0.0037752 | 40 | 0.028332 | 0.0028332 | 115 | 0.011773 | 0.001766 | 0 | 0 | 0 | 0 | 0 | 0 | 0 | 0 | 0 | 0.37732 | 0.0049611 | 0.00049611 | 61.8442 | 0.0025502 | 0.00012751 | 0.008998 | 1767 | 0.008998 | 0 | 1767
151000075 | 15 | Precinct 4 MDP - Risk Area E at Hwy 107 & Val Verde Rd. | Channel Improvements with approximately 0.3 miles of proposed improvements. Proposed detention pond north of Tex-Mex Rd. and east of S 87th St. has an approximate footprint of 4.25 acres and capacity of 20 acre-ft. Grate Inlets and Proposed Storm Drain 5 | 747450 | Yes | 100 | 0 | 0 | 0 | 0 | 58 | 0.041082 | 0.0041082 | 280 | 0.028665 | 0.0042998 | 0 | 0 | 0 | 0 | 0 | 0 | 0 | 0 | 0 | 4.591 | 0.060364 | 0.0060364 | 0 | 0 | 0 | 0.014444 | 1642 | 0.014444 | 0 | 1642
101000029 | 10 | Magnolia St | Magnolia Ditch Project, Construction of ditch & culvert | 100000 | No | 0 | 0 | 27 | 0.014458 | 0.0021687 | 27 | 0.019124 | 0.0019124 | 276 | 0.028256 | 0.0042383 | 0 | 0 | 0 | 0 | 0 | 0 | 0 | 0 | 0 | 0.65585 | 0.0086233 | 0.00086233 | 7.2071 | 0.00029719 | 1.4859e-05 | 0.0091967 | 1763 | 0.0091967 | 0 | 1763
061000027 | 6 | Lake Shadows Subdivision Drainage Improvements | Further study and development of a FMP of recommended alternative 5 which includes installing the Foley trunk line downstream of the pipelines, upsizing and installing new outfalls, and installing the Belle Cote trunk line. | 280000 | No | 0 | 0 | 41 | 0.021955 | 0.0032933 | 38 | 0.026916 | 0.0026916 | 149 | 0.015254 | 0.0022881 | 0 | 0 | 0 | 0 | 0 | 0 | 0 | 0 | 0 | 0 | 0 | 0 | 0.47009 | 1.9385e-05 | 9.6923e-07 | 0.0082739 | 1780 | 0.0082739 | 0 | 1780
101000011 | 10 | Waters Edge Terrace Subdivision | Voluntary buyout of homes in 100-year FP (12 homes) | 100000 | No | 0 | 0 | 43 | 0.023026 | 0.0034539 | 41 | 0.029041 | 0.0029041 | 120 | 0.012285 | 0.0018428 | 0 | 0 | 0 | 0 | 0 | 0 | 0 | 0 | 0 | 0.46129 | 0.0060651 | 0.00060651 | 17.668 | 0.00072855 | 3.6428e-05 | 0.0088437 | 1768 | 0.0088437 | 0 | 1768
031000216 | 3 | South of Bardin Rd and North of Newberry St | Study update - Storm Drain Improvements; Estimated construction cost of $2,007,600 | 250000 | No | 0 | 0 | 22 | 0.011781 | 0.0017671 | 21 | 0.014874 | 0.0014874 | 314 | 0.032146 | 0.0048219 | 0 | 0 | 0 | 0 | 0 | 0 | 0 | 0 | 0 | 1.318 | 0.017329 | 0.0017329 | 26.9338 | 0.0011106 | 5.5532e-05 | 0.0098649 | 1756 | 0.0098649 | 0 | 1756
011000107 | 1 | City of Fritch GIS Development | Develop GIS inventory and condition assessment for flood infrastructure; selected based on survey response | 50000 | No | 0 | 0 | 76 | 0.040697 | 0.0061046 | 0 | 0 | 0 | 117 | 0.011978 | 0.0017967 | 0 | 0 | 0 | 0 | 0 | 0 | 0 | 0 | 0 | 3.5939 | 0.047254 | 0.0047254 | 5.8516 | 0.00024129 | 1.2065e-05 | 0.012639 | 1679 | 0.012639 | 0 | 1679
031000017 | 3 | Hunt County FEMA Mapping | Create FEMA mapping in previously unmapped areas and update existing FEMA maps as needed. | 1064000 | No | 0 | 0 | 27 | 0.014458 | 0.0021687 | 16 | 0.011333 | 0.0011333 | 7 | 0.00071663 | 0.00010749 | 0 | 0 | 0 | 0 | 0 | 0 | 0 | 0 | 0 | 3.9244 | 0.051599 | 0.0051599 | 2148.9451 | 0.088613 | 0.0044306 | 0.013 | 1669 | 0.013 | 0 | 1669
051000087 | 5 | Hardin County Cooks Lake Road Bridge Elevation | H&H study to improve drainage along Cooks Lake Bridge. | 20000 | Yes | 100 | 0 | 41 | 0.021955 | 0.0032933 | 23 | 0.016291 | 0.0016291 | 188 | 0.019247 | 0.002887 | 0 | 0 | 0 | 0 | 0 | 0 | 0 | 0 | 0 | 2.6654 | 0.035045 | 0.0035045 | 8.1038 | 0.00033416 | 1.6708e-05 | 0.011331 | 1743 | 0.011331 | 0 | 1743
121000059 | 12 | Helotes Creek at Bandera Road Enhanced Conveyance | Channel modifications were designed as a basic trapezoidal channel with side slopes of 3:1. | 2611481 | No | 0 | 0 | 29 | 0.015529 | 0.0023294 | 16 | 0.011333 | 0.0011333 | 43 | 0.0044021 | 0.00066032 | 0 | 0 | 0 | 0 | 0 | 0 | 7 | 0.073599 | 0.0036799 | 1.34 | 0.017619 | 0.0017619 | 0 | 0 | 0 | 0.0095648 | 1759 | 0.0095648 | 0 | 1759
071000046 | 7 | City of Post DMP | Evaluate city to identify future projects, analyze roads/stream crossing for emergency response vehicles to high hazard areas | 250000 | No | 0 | 0 | 36 | 0.019278 | 0.0028917 | 14 | 0.0099163 | 0.00099163 | 251 | 0.025696 | 0.0038544 | 0 | 0 | 0 | 0 | 0 | 0 | 0 | 0 | 0 | 6.4003 | 0.084152 | 0.0084152 | 0 | 0 | 0 | 0.016153 | 1624 | 0.016153 | 0 | 1624
151000039 | 15 | Lott Rd & Soderquist | Local Drainage Improvements- North of Lott Road and East of Soderquist Rd. | 190500 | Yes | 100 | 0 | 0 | 0 | 0 | 55 | 0.038957 | 0.0038957 | 245 | 0.025082 | 0.0037623 | 0 | 0 | 0 | 0 | 0 | 0 | 0 | 0 | 0 | 3.2607 | 0.042873 | 0.0042873 | 0 | 0 | 0 | 0.011945 | 1717 | 0.011945 | 0 | 1717
131000116 | 13 | Tierra Grande Subdivision Drainage Improvements Feasibility Study | Hydrological and Hydraulic Study to provide drainage solutions to reduce flooding within the subdivision due to existing hydrological flow patterns from regional, upgradient, and local runoff drainage areas flowing toward the center of the subdivision. | 250000 | Yes | 100 | 0 | 30 | 0.016065 | 0.0024097 | 29 | 0.020541 | 0.0020541 | 31 | 0.0031736 | 0.00047605 | 0 | 0 | 0 | 0 | 0 | 0 | 5 | 0.052571 | 0.0026285 | 0.58741 | 0.0077234 | 0.00077234 | 12.4304 | 0.00051258 | 2.5629e-05 | 0.0083664 | 1779 | 0.0083664 | 0 | 1779
081001038 | 8 | Improve Undersized Storm Sewers in Hudson Creek DB | Update modeling to Atlas 14 to determine appropriate sizing for storm sewer in the region. | 100000 | No | 0 | 0 | 26 | 0.013923 | 0.0020884 | 21 | 0.014874 | 0.0014874 | 153 | 0.015663 | 0.0023495 | 0 | 0 | 0 | 0 | 0 | 0 | 3 | 0.031542 | 0.0015771 | 0.29899 | 0.0039312 | 0.00039312 | 11.8702 | 0.00048947 | 2.4474e-05 | 0.0079201 | 1785 | 0.0079201 | 0 | 1785
081000999 | 8 | Hudson Creek Regional Detention | Study to design regional detention upstream of Copperfield to mitigate flooding and maintenance problems. | 160000 | No | 0 | 0 | 26 | 0.013923 | 0.0020884 | 21 | 0.014874 | 0.0014874 | 153 | 0.015663 | 0.0023495 | 0 | 0 | 0 | 0 | 0 | 0 | 3 | 0.031542 | 0.0015771 | 0.29899 | 0.0039312 | 0.00039312 | 11.8702 | 0.00048947 | 2.4474e-05 | 0.0079201 | 1785 | 0.0079201 | 0 | 1786
061000136 | 6 | Corp of Engineers study of the Galveston County Water Reservoir Dam and Levee system | Review findings of potential breach to dam/levee system and develop/implement mitigation actions as applicable. | 190000 | No | 0 | 0 | 52 | 0.027846 | 0.0041768 | 37 | 0.026207 | 0.0026207 | 44 | 0.0045045 | 0.00067568 | 0 | 0 | 0 | 0 | 0 | 0 | 0 | 0 | 0 | 3.3016 | 0.04341 | 0.004341 | 6.1741 | 0.00025459 | 1.273e-05 | 0.011827 | 1721 | 0.011827 | 0 | 1721
061000140 | 6 | Elevate Existing Bridge - East Fork San Jacinto River | Evaluate, Design and construct new bridge over east fork san jacinto river on low water bridge road to reduce flooding. | 1000000 | No | 0 | 0 | 52 | 0.027846 | 0.0041768 | 37 | 0.026207 | 0.0026207 | 44 | 0.0045045 | 0.00067568 | 0 | 0 | 0 | 0 | 0 | 0 | 0 | 0 | 0 | 3.3016 | 0.04341 | 0.004341 | 6.1741 | 0.00025459 | 1.273e-05 | 0.011827 | 1721 | 0.011827 | 0 | 1722
061000268 | 6 | City of North Cleveland Master Drainage Plan | Study to develop Master Drainage Plan using future and existing land use and flood/storm water drainage needs including Atlas 14 rainfall. | 190000 | No | 0 | 0 | 52 | 0.027846 | 0.0041768 | 37 | 0.026207 | 0.0026207 | 44 | 0.0045045 | 0.00067568 | 0 | 0 | 0 | 0 | 0 | 0 | 0 | 0 | 0 | 3.3016 | 0.04341 | 0.004341 | 6.1741 | 0.00025459 | 1.273e-05 | 0.011827 | 1721 | 0.011827 | 0 | 1723
031000199 | 3 | Green Hollow Drive North and South of Thornbush Drive | Study update - Storm Drain Improvements; Estimated construction cost of $247,000 | 250000 | No | 0 | 0 | 19 | 0.010174 | 0.0015262 | 18 | 0.01275 | 0.001275 | 302 | 0.030917 | 0.0046376 | 0 | 0 | 0 | 0 | 0 | 0 | 0 | 0 | 0 | 0.78405 | 0.010309 | 0.0010309 | 19.685 | 0.00081172 | 4.0586e-05 | 0.0085102 | 1777 | 0.0085102 | 0 | 1777
071000029 | 7 | Terry County Update FEMA Mapping | Update existing FEMA mapping | 1010000 | No | 0 | 0 | 4 | 0.002142 | 0.0003213 | 0 | 0 | 0 | 5 | 0.00051188 | 7.6781e-05 | 0 | 0 | 0 | 0 | 0 | 0 | 0 | 0 | 0 | 27.4145 | 0.36045 | 0.036045 | 3373.0452 | 0.13909 | 0.0069545 | 0.043398 | 1348 | 0.043398 | 0 | 1348
071000114 | 7 | Terry County GIS Development | Develop a GIS inventory of stormwater infrastructure | 100000 | No | 0 | 0 | 4 | 0.002142 | 0.0003213 | 0 | 0 | 0 | 5 | 0.00051188 | 7.6781e-05 | 0 | 0 | 0 | 0 | 0 | 0 | 0 | 0 | 0 | 27.4145 | 0.36045 | 0.036045 | 3373.0452 | 0.13909 | 0.0069545 | 0.043398 | 1348 | 0.043398 | 0 | 1349
071000198 | 7 | Terry County DCM | Consider stormwater criteria for infrastructure and floodplain ordinances to avoid new exposure to flood hazards. | 100000 | No | 0 | 0 | 4 | 0.002142 | 0.0003213 | 0 | 0 | 0 | 5 | 0.00051188 | 7.6781e-05 | 0 | 0 | 0 | 0 | 0 | 0 | 0 | 0 | 0 | 27.4145 | 0.36045 | 0.036045 | 3373.0452 | 0.13909 | 0.0069545 | 0.043398 | 1348 | 0.043398 | 0 | 1350
101000208 | 10 | Glen Flora Drainage Master Plan and Levee Project | Watershed Study and Project Planning | 300000 | No | 0 | 0 | 48 | 0.025704 | 0.0038555 | 31 | 0.021957 | 0.0021957 | 65 | 0.0066544 | 0.00099816 | 0 | 0 | 0 | 0 | 0 | 0 | 0 | 0 | 0 | 1.4145 | 0.018598 | 0.0018598 | 112.0524 | 0.0046205 | 0.00023103 | 0.0091402 | 1765 | 0.0091402 | 0 | 1765
081001040 | 8 | Improve Undersized Storm Sewers in Turkey Creek DB | Update modeling to Atlas 14 to determine appropriate sizing for storm sewer in the region. | 100000 | No | 0 | 0 | 14 | 0.0074969 | 0.0011245 | 14 | 0.0099163 | 0.00099163 | 22 | 0.0022523 | 0.00033784 | 0 | 0 | 0 | 0 | 0 | 0 | 9 | 0.094627 | 0.0047314 | 0.48542 | 0.0063824 | 0.00063824 | 19.4242 | 0.00080097 | 4.0048e-05 | 0.0078637 | 1787 | 0.0078637 | 0 | 1787
081001015 | 8 | Turkey Creek Drainage Improvements | Detailed design of improvements throughout the Turkey Creek watershed, especially to fix erosion problems. | 222000 | No | 0 | 0 | 14 | 0.0074969 | 0.0011245 | 14 | 0.0099163 | 0.00099163 | 22 | 0.0022523 | 0.00033784 | 0 | 0 | 0 | 0 | 0 | 0 | 9 | 0.094627 | 0.0047314 | 0.48542 | 0.0063824 | 0.00063824 | 19.4242 | 0.00080097 | 4.0048e-05 | 0.0078637 | 1787 | 0.0078637 | 0 | 1788
081001020 | 8 | South For of Turkey Creek Improvements | Erosion control and crossing improvements along South Fork of Turkey Creek. | 61000 | No | 0 | 0 | 14 | 0.0074969 | 0.0011245 | 14 | 0.0099163 | 0.00099163 | 22 | 0.0022523 | 0.00033784 | 0 | 0 | 0 | 0 | 0 | 0 | 9 | 0.094627 | 0.0047314 | 0.48542 | 0.0063824 | 0.00063824 | 19.4242 | 0.00080097 | 4.0048e-05 | 0.0078637 | 1787 | 0.0078637 | 0 | 1789
101000078 | 10 | Hooten Holler in Richland Springs | Develop engineering sutdy of 'Hooten Holler' | 100000 | No | 0 | 0 | 43 | 0.023026 | 0.0034539 | 24 | 0.016999 | 0.0016999 | 34 | 0.0034808 | 0.00052211 | 0 | 0 | 0 | 0 | 0 | 0 | 0 | 0 | 0 | 1.8679 | 0.02456 | 0.002456 | 695.0016 | 0.028659 | 0.0014329 | 0.0095649 | 1758 | 0.0095649 | 0 | 1758
101000010 | 10 | Hidden Shores Subdivision | Voluntary buyout of homes in floodway (22 homes) | 150000 | No | 0 | 0 | 39 | 0.020884 | 0.0031326 | 39 | 0.027624 | 0.0027624 | 68 | 0.0069615 | 0.0010442 | 0 | 0 | 0 | 0 | 0 | 0 | 0 | 0 | 0 | 1.1319 | 0.014883 | 0.0014883 | 67.8941 | 0.0027997 | 0.00013998 | 0.0085675 | 1775 | 0.0085675 | 0 | 1775
151000095 | 15 | Risk Area 8 Tributary 2 channel widening near Alexander Drive | Project includes constructing a 3' deep trapezoidal channel with a 76' bottom width with 4:1 side slopes from Graves Elementary School to the confluence of existing channels and constructing a 4' deep trapezoidal channel with a 11' bottom width with 4:1 | 12045 | Yes | 100 | 0 | 0 | 0 | 0 | 36 | 0.025499 | 0.0025499 | 289 | 0.029586 | 0.004438 | 0 | 0 | 0 | 0 | 0 | 0 | 0 | 0 | 0 | 3.676 | 0.048333 | 0.0048333 | 0 | 0 | 0 | 0.011821 | 1724 | 0.011821 | 0 | 1724
111000134 | 11 | Wilson County Stormwater Management Plan | Develop flood hazard information by collecting information, high water marks, and conduct engineering studies to develop the 100 year and 500 year flood elevation levels. | 500000 | No | 0 | 0 | 18 | 0.0096389 | 0.0014458 | 9 | 0.0063748 | 0.00063748 | 33 | 0.0033784 | 0.00050676 | 0 | 0 | 0 | 0 | 0 | 0 | 0 | 0 | 0 | 3.9509 | 0.051947 | 0.0051947 | 2119.9648 | 0.087418 | 0.0043709 | 0.012156 | 1702 | 0.012156 | 0 | 1702
111000135 | 11 | Wilson County Low Water Crossing Improvements Project Planning | Project planning to upgrade infrastructure at low water crossings to provide unimpeded access during 100 year base flood event to facilitate evacuation and response by emergency vehicles | 150000 | No | 0 | 0 | 18 | 0.0096389 | 0.0014458 | 9 | 0.0063748 | 0.00063748 | 33 | 0.0033784 | 0.00050676 | 0 | 0 | 0 | 0 | 0 | 0 | 0 | 0 | 0 | 3.9509 | 0.051947 | 0.0051947 | 2119.9648 | 0.087418 | 0.0043709 | 0.012156 | 1702 | 0.012156 | 0 | 1703
111000136 | 11 | Wilson County Voluntary Buyout Program Project Planning | Project planning to establish of a voluntary aquistion and demolition program, structure relocation program, and structure elevation program to address repetitive loss, floodprone properties. Keep a database of properties. | 150000 | No | 0 | 0 | 18 | 0.0096389 | 0.0014458 | 9 | 0.0063748 | 0.00063748 | 33 | 0.0033784 | 0.00050676 | 0 | 0 | 0 | 0 | 0 | 0 | 0 | 0 | 0 | 3.9509 | 0.051947 | 0.0051947 | 2119.9648 | 0.087418 | 0.0043709 | 0.012156 | 1702 | 0.012156 | 0 | 1704
071000040 | 7 | City of Littlefield DMP | Evaluate City of Littlefield for a Storm Water Master Plan, flood ordinances, and policies. | 250000 | No | 0 | 0 | 55 | 0.029452 | 0.0044178 | 20 | 0.014166 | 0.0014166 | 66 | 0.0067568 | 0.0010135 | 0 | 0 | 0 | 0 | 0 | 0 | 0 | 0 | 0 | 12.0323 | 0.1582 | 0.01582 | 29.1199 | 0.0012008 | 6.0039e-05 | 0.022728 | 1547 | 0.022728 | 0 | 1547
101000006 | 10 | Green Valley Drive in Precinct 1 | LWC upgrade, Bridge | 100000 | No | 0 | 0 | 38 | 0.020349 | 0.0030523 | 35 | 0.024791 | 0.0024791 | 67 | 0.0068591 | 0.0010289 | 0 | 0 | 0 | 0 | 0 | 0 | 0 | 0 | 0 | 0.32684 | 0.0042973 | 0.00042973 | 49.4767 | 0.0020402 | 0.00010201 | 0.007092 | 1797 | 0.007092 | 0 | 1797
061000124 | 6 | Replace Existing Culverts in City of Arcola | Evaluation of proposed culvert replacement. | 200000 | No | 0 | 0 | 41 | 0.021955 | 0.0032933 | 37 | 0.026207 | 0.0026207 | 39 | 0.0039926 | 0.0005989 | 0 | 0 | 0 | 0 | 0 | 0 | 0 | 0 | 0 | 0.21682 | 0.0028508 | 0.00028508 | 1.2274 | 5.0613e-05 | 2.5306e-06 | 0.0068005 | 1802 | 0.0068005 | 0 | 1802
061000139 | 6 | City of Arcola Regional Drainage Improvements | Study of repetitive loss and possbile drainage improvements. | 520000 | No | 0 | 0 | 41 | 0.021955 | 0.0032933 | 37 | 0.026207 | 0.0026207 | 39 | 0.0039926 | 0.0005989 | 0 | 0 | 0 | 0 | 0 | 0 | 0 | 0 | 0 | 0.21682 | 0.0028508 | 0.00028508 | 1.2274 | 5.0613e-05 | 2.5306e-06 | 0.0068005 | 1802 | 0.0068005 | 0 | 1803
061000150 | 6 | Evaluation of Reinforcement of Critical Facilities in the City of Arcola | Reinforcement of critical facilities to withstand high winds from severe weather. | 200000 | No | 0 | 0 | 41 | 0.021955 | 0.0032933 | 37 | 0.026207 | 0.0026207 | 39 | 0.0039926 | 0.0005989 | 0 | 0 | 0 | 0 | 0 | 0 | 0 | 0 | 0 | 0.21682 | 0.0028508 | 0.00028508 | 1.2274 | 5.0613e-05 | 2.5306e-06 | 0.0068005 | 1802 | 0.0068005 | 0 | 1804
061000222 | 6 | City of Arcola Master Drainage Plan | Study to develop Master Drainage Plan using future and existing land use and flood/storm water drainage needs including Atlas 14 rainfall. | 200000 | No | 0 | 0 | 41 | 0.021955 | 0.0032933 | 37 | 0.026207 | 0.0026207 | 39 | 0.0039926 | 0.0005989 | 0 | 0 | 0 | 0 | 0 | 0 | 0 | 0 | 0 | 0.21682 | 0.0028508 | 0.00028508 | 1.2274 | 5.0613e-05 | 2.5306e-06 | 0.0068005 | 1802 | 0.0068005 | 0 | 1805
061000003 | 6 | City of Arcola Regional Drainage Improvements | Further study of proposed flood risk reduction project that includes various drainage improvement alternatives. | 233000 | No | 0 | 0 | 41 | 0.021955 | 0.0032933 | 37 | 0.026207 | 0.0026207 | 39 | 0.0039926 | 0.0005989 | 0 | 0 | 0 | 0 | 0 | 0 | 0 | 0 | 0 | 0.21682 | 0.0028508 | 0.00028508 | 1.2274 | 5.0613e-05 | 2.5306e-06 | 0.0068005 | 1802 | 0.0068005 | 0 | 1806
051000126 | 5 | South Park Diversion | H&H study to identify alternatives for a diversion to the Neches River. | 100000 | Yes | 100 | 0 | 16 | 0.0085679 | 0.0012852 | 11 | 0.0077914 | 0.00077914 | 271 | 0.027744 | 0.0041616 | 0 | 0 | 0 | 0 | 0 | 0 | 0 | 0 | 0 | 0.58664 | 0.0077133 | 0.00077133 | 0.15998 | 6.597e-06 | 3.2985e-07 | 0.0069975 | 1799 | 0.0069975 | 0 | 1799
131000059 | 13 | Concepcion Drainage Improvements | Improvements to drainage infrastructure in Concepcion | 150000 | Yes | 100 | 0 | 16 | 0.0085679 | 0.0012852 | 1 | 0.00070831 | 7.0831e-05 | 5 | 0.00051188 | 7.6781e-05 | 0 | 0 | 0 | 0 | 0 | 0 | 9 | 0.094627 | 0.0047314 | 2.9818 | 0.039206 | 0.0039206 | 17.0631 | 0.00070361 | 3.518e-05 | 0.01012 | 1753 | 0.01012 | 0 | 1753
151000090 | 15 | Risk Area 2 Treasure Hills | Project includes constructing a 4' deep trapezoidal concrete channel with 8' bottom width and 2:1 side slopes, from detention pond outfall to existing culverts. | 89595 | Yes | 100 | 0 | 0 | 0 | 0 | 26 | 0.018416 | 0.0018416 | 268 | 0.027437 | 0.0041155 | 0 | 0 | 0 | 0 | 0 | 0 | 0 | 0 | 0 | 5.1106 | 0.067195 | 0.0067195 | 0 | 0 | 0 | 0.012677 | 1678 | 0.012677 | 0 | 1678
121000033 | 12 | Update flood information and policies | Identify and compile information on flood hazard areas and residential property in flood zones, establish and implement a volunteer acquisition / elevation program based on FEMA protocol in association with SARA studies, and review permitting process bas | 100000 | No | 0 | 0 | 6 | 0.003213 | 0.00048194 | 5 | 0.0035415 | 0.00035415 | 159 | 0.016278 | 0.0024417 | 0 | 0 | 0 | 0 | 0 | 0 | 5 | 0.052571 | 0.0026285 | 0.14 | 0.0018407 | 0.00018407 | 0.89693 | 3.6985e-05 | 1.8493e-06 | 0.0060922 | 1811 | 0.0060922 | 0 | 1811
121000038 | 12 | Inventory of residences in floodplain | Identify residential structures that are located in flood zones or high hazard areas and develop plan and implement a program for floodproofing or acquistion. | 50000 | No | 0 | 0 | 6 | 0.003213 | 0.00048194 | 5 | 0.0035415 | 0.00035415 | 159 | 0.016278 | 0.0024417 | 0 | 0 | 0 | 0 | 0 | 0 | 5 | 0.052571 | 0.0026285 | 0.14 | 0.0018407 | 0.00018407 | 0.89693 | 3.6985e-05 | 1.8493e-06 | 0.0060922 | 1811 | 0.0060922 | 0 | 1812
131000024 | 13 | Atascosa McMullen Hazard Mitigation Plan - City of Charlotte Action #3 | Implement a stormwater plan needing to identify and prioritize projects that will improve drainage in the areas in the city | 350000 | Yes | 100 | 0 | 3 | 0.0016065 | 0.00024097 | 3 | 0.0021249 | 0.00021249 | 4 | 0.0004095 | 6.1425e-05 | 0 | 0 | 0 | 0 | 0 | 0 | 10 | 0.10514 | 0.0052571 | 0.17604 | 0.0023146 | 0.00023146 | 0.048719 | 2.009e-06 | 1.0045e-07 | 0.0060035 | 1815 | 0.0060035 | 0 | 1815
121000077 | 12 | Mahncke Park Outfall | To convey the 100-yr ultimate development and relieve the current backwater conditions. This project proposes drainage improvement to watershed SA4.To reduce clogging and increase effciency. | 10792673 | No | 0 | 0 | 16 | 0.0085679 | 0.0012852 | 14 | 0.0099163 | 0.00099163 | 53 | 0.0054259 | 0.00081388 | 0 | 0 | 0 | 0 | 0 | 0 | 5 | 0.052571 | 0.0026285 | 0.24 | 0.0031556 | 0.00031556 | 0 | 0 | 0 | 0.0060348 | 1814 | 0.0060348 | 0 | 1814
061000233 | 6 | City of Dayton Master Drainage Plan | Study to develop Master Drainage Plan using future and existing land use and flood/storm water drainage needs including Atlas 14 rainfall. | 480000 | No | 0 | 0 | 32 | 0.017136 | 0.0025704 | 26 | 0.018416 | 0.0018416 | 74 | 0.0075758 | 0.0011364 | 0 | 0 | 0 | 0 | 0 | 0 | 0 | 0 | 0 | 0.92757 | 0.012196 | 0.0012196 | 65.6001 | 0.0027051 | 0.00013525 | 0.0069032 | 1801 | 0.0069032 | 0 | 1801
051000056 | 5 | City of Henderson Master Drainage Plan | Perform H&H modeling to identify and define flood risk, develop conceptual alternatives to reduce flood risk, develop OPCC for conceptual alternatives, and rank projects. Conceptual alternatives should evaluate feasibility of nature based solutions. | 480000 | No | 0 | 0 | 37 | 0.019813 | 0.002972 | 17 | 0.012041 | 0.0012041 | 97 | 0.0099304 | 0.0014896 | 0 | 0 | 0 | 0 | 0 | 0 | 0 | 0 | 0 | 2.2799 | 0.029977 | 0.0029977 | 5.1774 | 0.00021349 | 1.0675e-05 | 0.008674 | 1769 | 0.008674 | 0 | 1769
131000087 | 13 | Brawner Outfall Improvements | Inspect the Brawner Outfall system and assess needed repairs, design improvements, and construct necessary repairs and upgrades to accommodate future flows to prevent flooding and improve water quality. | 459000 | Yes | 100 | 0 | 7 | 0.0037484 | 0.00056227 | 7 | 0.0049581 | 0.00049581 | 21 | 0.0021499 | 0.00032248 | 0 | 0 | 0 | 0 | 0 | 0 | 8 | 0.084113 | 0.0042057 | 1.0922 | 0.01436 | 0.001436 | 0.038536 | 1.589e-06 | 7.9452e-08 | 0.0070223 | 1798 | 0.0070223 | 0 | 1798
151000007 | 15 | Indian Lake Action #1 | Elevate and harden S Resaca Shore Drive bridge to reduce risk of damages and maintaining critical access route | 92400 | Yes | 100 | 0 | 0 | 0 | 0 | 38 | 0.026916 | 0.0026916 | 184 | 0.018837 | 0.0028256 | 0 | 0 | 0 | 0 | 0 | 0 | 0 | 0 | 0 | 6.8507 | 0.090074 | 0.0090074 | 0 | 0 | 0 | 0.014525 | 1641 | 0.014525 | 0 | 1641
031000163 | 3 | Rock Creek Road Improvements | Evaluate alternatives to mitigate repetitive damages to Rocky Creek Rd sustained between 2015 - Present | 100000 | No | 0 | 0 | 32 | 0.017136 | 0.0025704 | 31 | 0.021957 | 0.0021957 | 39 | 0.0039926 | 0.0005989 | 0 | 0 | 0 | 0 | 0 | 0 | 0 | 0 | 0 | 0.55425 | 0.0072874 | 0.00072874 | 17.1276 | 0.00070627 | 3.5313e-05 | 0.0061291 | 1810 | 0.0061291 | 0 | 1810
011000132 | 1 | Playa No. 7 Project Planning (City of Amarillo) | Evaluate project to quantify benefits, evaluate impacts and begin design. Proposed improvements include excavating 100,000 CY, add new 3,000 GPM pumping station withsuction line, and add new force main. Project identified from 2019 Amarillo DMP. | 250000 | No | 0 | 0 | 31 | 0.0166 | 0.00249 | 21 | 0.014874 | 0.0014874 | 81 | 0.0082924 | 0.0012439 | 0 | 0 | 0 | 0 | 0 | 0 | 0 | 0 | 0 | 2.1458 | 0.028214 | 0.0028214 | 19.1234 | 0.00078856 | 3.9428e-05 | 0.0080822 | 1784 | 0.0080822 | 0 | 1784
071000050 | 7 | City of Spur DMP | Emulate the City of Spur storm infrastructure. Determine level of service, recommend improvements. | 250000 | No | 0 | 0 | 57 | 0.030523 | 0.0045785 | 0 | 0 | 0 | 37 | 0.0037879 | 0.00056818 | 0 | 0 | 0 | 0 | 0 | 0 | 0 | 0 | 0 | 3.0451 | 0.040037 | 0.0040037 | 0.0067907 | 2.8002e-07 | 1.4001e-08 | 0.0091504 | 1764 | 0.0091504 | 0 | 1764
071000081 | 7 | Town of Rule DMP | Evaluate town to identify future projects, analyze roads/stream crossing for emergency response vehicles to high hazard areas | 250000 | No | 0 | 0 | 33 | 0.017671 | 0.0026507 | 25 | 0.017708 | 0.0017708 | 47 | 0.0048116 | 0.00072175 | 0 | 0 | 0 | 0 | 0 | 0 | 0 | 0 | 0 | 1.7383 | 0.022855 | 0.0022855 | 0.94131 | 3.8815e-05 | 1.9408e-06 | 0.0074307 | 1792 | 0.0074307 | 0 | 1792
071000201 | 7 | Town of Rule Stream Restoration Program | Implement stream restoration / channelization program to ensure adequate drainage / diversion of stormwater. | 250000 | No | 0 | 0 | 33 | 0.017671 | 0.0026507 | 25 | 0.017708 | 0.0017708 | 47 | 0.0048116 | 0.00072175 | 0 | 0 | 0 | 0 | 0 | 0 | 0 | 0 | 0 | 1.7383 | 0.022855 | 0.0022855 | 0.94131 | 3.8815e-05 | 1.9408e-06 | 0.0074307 | 1792 | 0.0074307 | 0 | 1793
061000277 | 6 | City of Prairie View Master Drainage Plan | Study to develop Master Drainage Plan using future and existing land use and flood/storm water drainage needs including Atlas 14 rainfall. | 290000 | No | 0 | 0 | 32 | 0.017136 | 0.0025704 | 25 | 0.017708 | 0.0017708 | 46 | 0.0047093 | 0.00070639 | 0 | 0 | 0 | 0 | 0 | 0 | 0 | 0 | 0 | 1.6546 | 0.021755 | 0.0021755 | 15.2721 | 0.00062975 | 3.1488e-05 | 0.0072545 | 1794 | 0.0072545 | 0 | 1794
131000060 | 13 | Improvements to Drainage Connectivity along Railroad | Improvement to underground drainage system to increase capacity and improve conveyance on railroad under-crossings and on sections of Highway 44 to improve stormwater drainage from north to south | 250000 | Yes | 100 | 0 | 2 | 0.001071 | 0.00016065 | 0 | 0 | 0 | 3 | 0.00030713 | 4.6069e-05 | 0 | 0 | 0 | 0 | 0 | 0 | 9 | 0.094627 | 0.0047314 | 2.2017 | 0.028948 | 0.0028948 | 0.83928 | 3.4608e-05 | 1.7304e-06 | 0.0078346 | 1790 | 0.0078346 | 0 | 1790
081000890 | 8 | Loop 340 Berm & Frontage Road Improvements | Infrastructure improvements to lessen the impact of flood events on the intersection. | 100000 | No | 0 | 0 | 24 | 0.012852 | 0.0019278 | 8 | 0.0056664 | 0.00056664 | 138 | 0.014128 | 0.0021192 | 0 | 0 | 0 | 0 | 0 | 0 | 0 | 0 | 0 | 0.85 | 0.011176 | 0.0011176 | 151.8 | 0.0062596 | 0.00031298 | 0.0060442 | 1813 | 0.0060442 | 0 | 1813
121000155 | 12 | Culebra Creek RSWF | Engineering study to evaluate the Culebra Creek RSWF under the revised Green & Ampt hydrology. | 50000 | Yes | 100 | 0 | 1 | 0.00053549 | 8.0324e-05 | 0 | 0 | 0 | 2 | 0.00020475 | 3.0713e-05 | 0 | 0 | 0 | 0 | 0 | 0 | 9 | 0.094627 | 0.0047314 | 0.5 | 0.0065741 | 0.00065741 | 0.20269 | 8.3579e-06 | 4.1789e-07 | 0.0055002 | 1826 | 0.0055002 | 0 | 1826
101000027 | 10 | FM 812 at Little Alum Creek | 200-ft by 35-ft bridge, 2200 LF of channelization | 100000 | No | 0 | 0 | 25 | 0.013387 | 0.0020081 | 23 | 0.016291 | 0.0016291 | 69 | 0.0070639 | 0.0010596 | 0 | 0 | 0 | 0 | 0 | 0 | 0 | 0 | 0 | 0.30715 | 0.0040384 | 0.00040384 | 59.9802 | 0.0024733 | 0.00012367 | 0.0052243 | 1830 | 0.0052243 | 0 | 1830
121000066 | 12 | Woodlawn Lawn Lake Option 2 | Detention, Storm drain improvements, Culvert Improvments, Roadway Improvements. | 6288547 | No | 0 | 0 | 8 | 0.0042839 | 0.00064259 | 8 | 0.0056664 | 0.00056664 | 94 | 0.0096233 | 0.0014435 | 0 | 0 | 0 | 0 | 0 | 0 | 4 | 0.042057 | 0.0021028 | 0.14 | 0.0018407 | 0.00018407 | 0 | 0 | 0 | 0.0049396 | 1833 | 0.0049396 | 0 | 1833
121000067 | 12 | Woodlawn Lawn Lake Option 1(Phase 1-3) | Detention, Storm drain improvements, Culvert Improvments, Roadway Improvements. | 11272772 | No | 0 | 0 | 8 | 0.0042839 | 0.00064259 | 8 | 0.0056664 | 0.00056664 | 94 | 0.0096233 | 0.0014435 | 0 | 0 | 0 | 0 | 0 | 0 | 4 | 0.042057 | 0.0021028 | 0.14 | 0.0018407 | 0.00018407 | 0 | 0 | 0 | 0.0049396 | 1833 | 0.0049396 | 0 | 1834
131000044 | 13 | Colorado Street Drainage Improvements- FH#1 | Install series of underground storm water trunk lines and drop structures along Garcia Street and Colorado Street before outfalling in to trapezoidal channel on S. Puente Street. | 571000 | Yes | 100 | 0 | 0 | 0 | 0 | 0 | 0 | 0 | 0 | 0 | 0 | 0 | 0 | 0 | 0 | 0 | 0 | 9 | 0.094627 | 0.0047314 | 0.048568 | 0.00063859 | 6.3859e-05 | 0 | 0 | 0 | 0.0047952 | 1839 | 0.0047952 | 0 | 1839
151000076 | 15 | Precinct 4 MDP - Risk Area F at Texas Rd. & Cesar Chavez Rd. | Channel Improvements with approximately 0.6 miles of proposed improvements. Grate Inlets and Proposed Storm Drain with grate inlets in sag spaced along every 500’ tying into a 42’’ RCP along Cesar Chavez Road starting at just south of Texas Rd to t | 1188000 | Yes | 100 | 0 | 0 | 0 | 0 | 33 | 0.023374 | 0.0023374 | 155 | 0.015868 | 0.0023802 | 0 | 0 | 0 | 0 | 0 | 0 | 0 | 0 | 0 | 3.2561 | 0.042812 | 0.0042812 | 0 | 0 | 0 | 0.0089989 | 1766 | 0.0089989 | 0 | 1766
101000064 | 10 | Land Purchase for New EMS/Fire/Police Building | Purchase land; design/construct hardened EMS/Fire/Police facility | 100000 | No | 0 | 0 | 28 | 0.014994 | 0.0022491 | 17 | 0.012041 | 0.0012041 | 77 | 0.0078829 | 0.0011824 | 0 | 0 | 0 | 0 | 0 | 0 | 0 | 0 | 0 | 0.42465 | 0.0055834 | 0.00055834 | 27.7281 | 0.0011434 | 5.7169e-05 | 0.0052511 | 1828 | 0.0052511 | 0 | 1828
101000192 | 10 | City-wide Drainage Master Plan | Develop a drainage master plan with a focus on identifying flood reduction projects for local drainage issues. | 250000 | No | 0 | 0 | 28 | 0.014994 | 0.0022491 | 17 | 0.012041 | 0.0012041 | 77 | 0.0078829 | 0.0011824 | 0 | 0 | 0 | 0 | 0 | 0 | 0 | 0 | 0 | 0.42465 | 0.0055834 | 0.00055834 | 27.7281 | 0.0011434 | 5.7169e-05 | 0.0052511 | 1828 | 0.0052511 | 0 | 1829
101000048 | 10 | Trailmoor near Llano Hwy | Add stormwater system throughout watershed | 250000 | No | 0 | 0 | 11 | 0.0058904 | 0.00088356 | 7 | 0.0049581 | 0.00049581 | 213 | 0.021806 | 0.0032709 | 0 | 0 | 0 | 0 | 0 | 0 | 0 | 0 | 0 | 0 | 0 | 0 | 11.5053 | 0.00047443 | 2.3721e-05 | 0.004674 | 1842 | 0.004674 | 0 | 1842
051000119 | 5 | Rodair Lateral 5 Detention Pond Excavation | H&H study to identify additional detention required to expand existing level of service | 100000 | Yes | 100 | 0 | 29 | 0.015529 | 0.0023294 | 3 | 0.0021249 | 0.00021249 | 138 | 0.014128 | 0.0021192 | 0 | 0 | 0 | 0 | 0 | 0 | 0 | 0 | 0 | 1.2209 | 0.016052 | 0.0016052 | 6.1196 | 0.00025234 | 1.2617e-05 | 0.0062789 | 1809 | 0.0062789 | 0 | 1809
151000006 | 15 | City of Brownsville Action #24 | Improve drainage and replace or upgrade gutters at City Plaza buildings | 19800 | Yes | 100 | 0 | 0 | 0 | 0 | 21 | 0.014874 | 0.0014874 | 198 | 0.02027 | 0.0030405 | 0 | 0 | 0 | 0 | 0 | 0 | 0 | 0 | 0 | 2.2694 | 0.029839 | 0.0029839 | 0 | 0 | 0 | 0.0075119 | 1791 | 0.0075119 | 0 | 1791
061000286 | 6 | City of Spring Valley Village Master Drainage Plan | Study to develop Master Drainage Plan using future and existing land use and flood/storm water drainage needs including Atlas 14 rainfall. | 160000 | Yes | 100 | 0 | 22 | 0.011781 | 0.0017671 | 22 | 0.015583 | 0.0015583 | 70 | 0.0071663 | 0.0010749 | 0 | 0 | 0 | 0 | 0 | 0 | 0 | 0 | 0 | 0.56005 | 0.0073637 | 0.00073637 | 0 | 0 | 0 | 0.0051367 | 1831 | 0.0051367 | 0 | 1831
081000669 | 8 | Burton Creek Trib C Improvements | 2-9'x5' box culverts are needed to replace the existing culverts in order to convey the 50-year storm event per the TxDOT design requirement. Channel widening and re-grading may be necessary to mitigate any adverse impacts. Detailed design for the 100-y* | 100000 | No | 0 | 0 | 20 | 0.01071 | 0.0016065 | 20 | 0.014166 | 0.0014166 | 49 | 0.0050164 | 0.00075246 | 0 | 0 | 0 | 0 | 0 | 0 | 1 | 0.010514 | 0.00052571 | 0.16368 | 0.0021521 | 0.00021521 | 0 | 0 | 0 | 0.0045165 | 1846 | 0.0045165 | 0 | 1846
151000083 | 15 | Kenedy County | Develop Flood risk maps for the county of Kenedy and develop CIP | 250000 | Yes | 100 | 0 | 0 | 0 | 0 | 46 | 0.032582 | 0.0032582 | 56 | 0.005733 | 0.00085995 | 0 | 0 | 0 | 0 | 0 | 0 | 0 | 0 | 0 | 318.362 | 4.1859 | 0.41859 | 0 | 0 | 0 | 0.42271 | 506 | 0.42271 | 0 | 506
061000259 | 6 | City of Magnolia Master Drainage Plan | Study to develop Master Drainage Plan using future and existing land use and flood/storm water drainage needs including Atlas 14 rainfall. | 210000 | No | 0 | 0 | 23 | 0.012316 | 0.0018474 | 19 | 0.013458 | 0.0013458 | 60 | 0.0061425 | 0.00092138 | 0 | 0 | 0 | 0 | 0 | 0 | 0 | 0 | 0 | 0.56698 | 0.0074548 | 0.00074548 | 0.42519 | 1.7533e-05 | 8.7665e-07 | 0.004861 | 1837 | 0.004861 | 0 | 1837
071000003 | 7 | Borden County Initial FEMA Mapping | Create FEMA Mapping in previously unmapped areas | 882000 | No | 0 | 0 | 10 | 0.0053549 | 0.00080324 | 0 | 0 | 0 | 1 | 0.00010238 | 1.5356e-05 | 0 | 0 | 0 | 0 | 0 | 0 | 0 | 0 | 0 | 4.8244 | 0.063432 | 0.0063432 | 1591.7179 | 0.065635 | 0.0032818 | 0.010444 | 1750 | 0.010444 | 0 | 1750
071000087 | 7 | Borden County GIS Development | Develop a GIS inventory of stormwater infrastructure | 100000 | No | 0 | 0 | 10 | 0.0053549 | 0.00080324 | 0 | 0 | 0 | 1 | 0.00010238 | 1.5356e-05 | 0 | 0 | 0 | 0 | 0 | 0 | 0 | 0 | 0 | 4.8244 | 0.063432 | 0.0063432 | 1591.7179 | 0.065635 | 0.0032818 | 0.010444 | 1750 | 0.010444 | 0 | 1751
071000123 | 7 | Borden County DCM | Consider stormwater criteria for infrastructure and floodplain ordinances to avoid new exposure to flood hazards. | 100000 | No | 0 | 0 | 10 | 0.0053549 | 0.00080324 | 0 | 0 | 0 | 1 | 0.00010238 | 1.5356e-05 | 0 | 0 | 0 | 0 | 0 | 0 | 0 | 0 | 0 | 4.8244 | 0.063432 | 0.0063432 | 1591.7179 | 0.065635 | 0.0032818 | 0.010444 | 1750 | 0.010444 | 0 | 1752
041000029 | 4 | Scottsville Drainage Master Plan | Perform study of existing culverts and drainage capabilities in town. Identify upgrades to drainage infrastructure capacity where needed. | 300000 | No | 0 | 0 | 22 | 0.011781 | 0.0017671 | 20 | 0.014166 | 0.0014166 | 48 | 0.004914 | 0.0007371 | 0 | 0 | 0 | 0 | 0 | 0 | 0 | 0 | 0 | 0.030067 | 0.00039532 | 3.9532e-05 | 72.1367 | 0.0029746 | 0.00014873 | 0.0041091 | 1856 | 0.0041091 | 0 | 1856
031000136 | 3 | Hunterwood Stream Stabilization Project | Installation and maintenance of gabion walls to mitigate stream bank erosion during extreme flood events | 100000 | No | 0 | 0 | 20 | 0.01071 | 0.0016065 | 19 | 0.013458 | 0.0013458 | 67 | 0.0068591 | 0.0010289 | 0 | 0 | 0 | 0 | 0 | 0 | 0 | 0 | 0 | 1.2331 | 0.016213 | 0.0016213 | 26.164 | 0.0010789 | 5.3944e-05 | 0.0056564 | 1820 | 0.0056564 | 0 | 1820
121000099 | 12 | Upper Martinez Creek Improvements | Improvements to already channelized section of Martinez Creek (Cibolo Watershed) from Montgomery Dr to Walzem Rd and bridge improvements at Gibbs Sprawl Road | 4100856 | No | 0 | 0 | 18 | 0.0096389 | 0.0014458 | 18 | 0.01275 | 0.001275 | 51 | 0.0052211 | 0.00078317 | 0 | 0 | 0 | 0 | 0 | 0 | 1 | 0.010514 | 0.00052571 | 0.004 | 5.2593e-05 | 5.2593e-06 | 0 | 0 | 0 | 0.0040349 | 1861 | 0.0040349 | 0 | 1861
071000080 | 7 | Town of Rochester DMP | Evaluate town to identify future projects, analyze roads/stream crossing for emergency response vehicles to high hazard areas | 250000 | No | 0 | 0 | 27 | 0.014458 | 0.0021687 | 20 | 0.014166 | 0.0014166 | 26 | 0.0026618 | 0.00039926 | 0 | 0 | 0 | 0 | 0 | 0 | 0 | 0 | 0 | 1.2513 | 0.016452 | 0.0016452 | 4.5785 | 0.0001888 | 9.4399e-06 | 0.0056393 | 1821 | 0.0056393 | 0 | 1821
071000200 | 7 | Town of Rochester Relocate Critical Facilities High Hazard | Raise electrical components of sewage lift stations above the Base Flood Elevation (BFE). | 100000 | No | 0 | 0 | 27 | 0.014458 | 0.0021687 | 20 | 0.014166 | 0.0014166 | 26 | 0.0026618 | 0.00039926 | 0 | 0 | 0 | 0 | 0 | 0 | 0 | 0 | 0 | 1.2513 | 0.016452 | 0.0016452 | 4.5785 | 0.0001888 | 9.4399e-06 | 0.0056393 | 1821 | 0.0056393 | 0 | 1822
061000275 | 6 | City of Plantersville Master Drainage Plan | Study to develop Master Drainage Plan using future and existing land use and flood/storm water drainage needs including Atlas 14 rainfall. | 190000 | No | 0 | 0 | 28 | 0.014994 | 0.0022491 | 16 | 0.011333 | 0.0011333 | 34 | 0.0034808 | 0.00052211 | 0 | 0 | 0 | 0 | 0 | 0 | 0 | 0 | 0 | 0.60394 | 0.0079407 | 0.00079407 | 0.94245 | 3.8862e-05 | 1.9431e-06 | 0.0047005 | 1841 | 0.0047005 | 0 | 1841
081001032 | 8 | Brushy Creek Flood Study Extension | Expansion of previous study to improve characterization of flood risk. | 92000 | No | 0 | 0 | 7 | 0.0037484 | 0.00056227 | 7 | 0.0049581 | 0.00049581 | 5 | 0.00051188 | 7.6781e-05 | 0 | 0 | 0 | 0 | 0 | 0 | 4 | 0.042057 | 0.0021028 | 0.20083 | 0.0026405 | 0.00026405 | 323.591 | 0.013343 | 0.00066717 | 0.0041689 | 1855 | 0.0041689 | 0 | 1855
071000216 | 7 | CRP Grass Flood Area | Grass Program causes road to flood | 100000 | No | 0 | 0 | 12 | 0.0064259 | 0.00096389 | 8 | 0.0056664 | 0.00056664 | 24 | 0.002457 | 0.00036855 | 0 | 0 | 0 | 0 | 0 | 0 | 0 | 0 | 0 | 15.3299 | 0.20156 | 0.020156 | 927.4009 | 0.038242 | 0.0019121 | 0.023967 | 1530 | 0.023967 | 0 | 1530
011000097 | 1 | Lakeside City City Drainage Master Plan | Perform H&H modeling, develop conceptual alternatives and OPCC, and rank projects; selected based on HMAPs and the needs analysis | 250000 | No | 0 | 0 | 22 | 0.011781 | 0.0017671 | 19 | 0.013458 | 0.0013458 | 39 | 0.0039926 | 0.0005989 | 0 | 0 | 0 | 0 | 0 | 0 | 0 | 0 | 0 | 0.0053947 | 7.0931e-05 | 7.0931e-06 | 3.1279 | 0.00012898 | 6.449e-06 | 0.0037253 | 1867 | 0.0037253 | 0 | 1867
061000263 | 6 | City of Mont Belvieu Master Drainage Plan | Study to develop Master Drainage Plan using future and existing land use and flood/storm water drainage needs including Atlas 14 rainfall. | 390000 | No | 0 | 0 | 30 | 0.016065 | 0.0024097 | 11 | 0.0077914 | 0.00077914 | 30 | 0.0030713 | 0.00046069 | 0 | 0 | 0 | 0 | 0 | 0 | 0 | 0 | 0 | 1.5434 | 0.020293 | 0.0020293 | 5.0983 | 0.00021023 | 1.0511e-05 | 0.0056894 | 1819 | 0.0056894 | 0 | 1819
061000264 | 6 | City of Montgomery Master Drainage Plan | Study to develop Master Drainage Plan using future and existing land use and flood/storm water drainage needs including Atlas 14 rainfall. | 250000 | No | 0 | 0 | 27 | 0.014458 | 0.0021687 | 18 | 0.01275 | 0.001275 | 11 | 0.0011261 | 0.00016892 | 0 | 0 | 0 | 0 | 0 | 0 | 0 | 0 | 0 | 0.86197 | 0.011333 | 0.0011333 | 2.7234 | 0.0001123 | 5.615e-06 | 0.0047516 | 1840 | 0.0047516 | 0 | 1840
111000093 | 11 | City of Wimberley River Road Reconstruction Project Planning | Project planning for proposed project to reconstruct roadway along Blanco River | 100000 | No | 0 | 0 | 23 | 0.012316 | 0.0018474 | 16 | 0.011333 | 0.0011333 | 41 | 0.0041974 | 0.00062961 | 0 | 0 | 0 | 0 | 0 | 0 | 0 | 0 | 0 | 1.5071 | 0.019816 | 0.0019816 | 3.7757 | 0.00015569 | 7.7846e-06 | 0.0055997 | 1825 | 0.0055997 | 0 | 1825
121000081 | 12 | Damage Center 38-Olmos Creek Lower Reach Near Montview | Flooding occurs on the left overbank and begins just upstream of Montview. A total of 10 lots are impacted by the 100-year storm event and the depth of flooding ranges between 0.10 and 0.15 feet.Flood depths are less than 0.5 feet; therefore | 623497 | No | 0 | 0 | 8 | 0.0042839 | 0.00064259 | 8 | 0.0056664 | 0.00056664 | 51 | 0.0052211 | 0.00078317 | 0 | 0 | 0 | 0 | 0 | 0 | 3 | 0.031542 | 0.0015771 | 0.389 | 0.0051147 | 0.00051147 | 0 | 0 | 0 | 0.004081 | 1857 | 0.004081 | 0 | 1857
151000079 | 15 | Precinct 4 MDP - Risk Area J at SH107 & FM 907 | Channel Improvements (Widening & Regrading) to Existing HCDD1 “Y” drain with approximately 0.75 miles of proposed channel improvements beginning at Fresno Dr. and ending at E Curry Rd. Proposed Drainage Grate Inlets approximately 3,800’ of storm dr | 541200 | Yes | 100 | 0 | 0 | 0 | 0 | 19 | 0.013458 | 0.0013458 | 144 | 0.014742 | 0.0022113 | 0 | 0 | 0 | 0 | 0 | 0 | 0 | 0 | 0 | 3.7775 | 0.049668 | 0.0049668 | 0 | 0 | 0 | 0.0085239 | 1776 | 0.0085239 | 0 | 1776
041000030 | 4 | City of Edgewood Stormwater Drain and Culvert Improvement Study | Feasibility study to install and upgrade undersized stormwater drains and culverts | 100000 | No | 0 | 0 | 27 | 0.014458 | 0.0021687 | 11 | 0.0077914 | 0.00077914 | 32 | 0.003276 | 0.0004914 | 0 | 0 | 0 | 0 | 0 | 0 | 0 | 0 | 0 | 0.89066 | 0.011711 | 0.0011711 | 28.8972 | 0.0011916 | 5.958e-05 | 0.0046699 | 1843 | 0.0046699 | 0 | 1843
041000031 | 4 | City of Edgewood Stormwater Detention Study | Feasibility study to increase drainage capacity; add stormwater detention and / or retention basins as deemed necessary to reduce flood risk upstream of Edgewood City Dami | 100000 | No | 0 | 0 | 27 | 0.014458 | 0.0021687 | 11 | 0.0077914 | 0.00077914 | 32 | 0.003276 | 0.0004914 | 0 | 0 | 0 | 0 | 0 | 0 | 0 | 0 | 0 | 0.89066 | 0.011711 | 0.0011711 | 28.8972 | 0.0011916 | 5.958e-05 | 0.0046699 | 1843 | 0.0046699 | 0 | 1844
081001067 | 8 | Peach Creek Flood Study | Study to determine flood risk across the watershed. | 84000 | No | 0 | 0 | 15 | 0.0080324 | 0.0012049 | 13 | 0.009208 | 0.0009208 | 2 | 0.00020475 | 3.0713e-05 | 0 | 0 | 0 | 0 | 0 | 0 | 2 | 0.021028 | 0.0010514 | 0.2003 | 0.0026336 | 0.00026336 | 105.535 | 0.0043518 | 0.00021759 | 0.0036887 | 1874 | 0.0036887 | 0 | 1874
061000086 | 6 | Property Protection, Structural Project | Generate base flood elevation data for flood map revisions. Use floodplain study to identify future mitigation activities to improve water ways and flood carrying capacities. Area to include approximately 4 miles of floodway in New Waverly. | 2500000 | No | 0 | 0 | 23 | 0.012316 | 0.0018474 | 18 | 0.01275 | 0.001275 | 19 | 0.0019451 | 0.00029177 | 0 | 0 | 0 | 0 | 0 | 0 | 0 | 0 | 0 | 0.47711 | 0.0062731 | 0.00062731 | 0.88809 | 3.6621e-05 | 1.831e-06 | 0.0040433 | 1858 | 0.0040433 | 0 | 1858
061000116 | 6 | Remedy Data Deficiency in City of New Waverly | Conduct a proper risk assessment of the dams residents suspect are causing upstream flooding, and determine all potential inundation areas. | 100000 | No | 0 | 0 | 23 | 0.012316 | 0.0018474 | 18 | 0.01275 | 0.001275 | 19 | 0.0019451 | 0.00029177 | 0 | 0 | 0 | 0 | 0 | 0 | 0 | 0 | 0 | 0.47711 | 0.0062731 | 0.00062731 | 0.88809 | 3.6621e-05 | 1.831e-06 | 0.0040433 | 1858 | 0.0040433 | 0 | 1859
061000267 | 6 | City of New Waverly Master Drainage Plan | Study to develop Master Drainage Plan using future and existing land use and flood/storm water drainage needs including Atlas 14 rainfall. | 190000 | No | 0 | 0 | 23 | 0.012316 | 0.0018474 | 18 | 0.01275 | 0.001275 | 19 | 0.0019451 | 0.00029177 | 0 | 0 | 0 | 0 | 0 | 0 | 0 | 0 | 0 | 0.47711 | 0.0062731 | 0.00062731 | 0.88809 | 3.6621e-05 | 1.831e-06 | 0.0040433 | 1858 | 0.0040433 | 0 | 1860
131000091 | 13 | Upper Tule Storm Drain System | Install storm drainage system with capacity to reduce current flooding and capacity for future development. | 2000000 | Yes | 100 | 0 | 5 | 0.0026775 | 0.00040162 | 3 | 0.0021249 | 0.00021249 | 9 | 0.00092138 | 0.00013821 | 0 | 0 | 0 | 0 | 0 | 0 | 5 | 0.052571 | 0.0026285 | 0.25054 | 0.0032941 | 0.00032941 | 0.69241 | 2.8552e-05 | 1.4276e-06 | 0.0037117 | 1873 | 0.0037117 | 0 | 1873
081000877 | 8 | New Road to Homan Avenue Channel Improvements | Channel improvements to increase the conveyance capacity of the roadside ditch. | 300000 | No | 0 | 0 | 17 | 0.0091034 | 0.0013655 | 8 | 0.0056664 | 0.00056664 | 93 | 0.0095209 | 0.0014281 | 0 | 0 | 0 | 0 | 0 | 0 | 0 | 0 | 0 | 1.72 | 0.022615 | 0.0022615 | 0 | 0 | 0 | 0.0056218 | 1823 | 0.0056218 | 0 | 1823
131000109 | 13 | Stormwater Master Plan #9 - Bayshore Court Outfall | Positive drainage from stormwater ditch to bay to be improved by site and channel regrading and installation of RCP to provide direct outfalls for low lying areas to the bay. | 14000 | Yes | 100 | 0 | 13 | 0.0069614 | 0.0010442 | 13 | 0.009208 | 0.0009208 | 22 | 0.0022523 | 0.00033784 | 0 | 0 | 0 | 0 | 0 | 0 | 2 | 0.021028 | 0.0010514 | 0.10288 | 0.0013527 | 0.00013527 | 0 | 0 | 0 | 0.0034895 | 1882 | 0.0034895 | 0 | 1882
151000002 | 15 | Bayview Action #6 | Upgrade three roadway bridges and one footbridge including structural improvements and stabilization to reduce damages caused by flooding and high winds | 369600 | Yes | 100 | 0 | 0 | 0 | 0 | 29 | 0.020541 | 0.0020541 | 84 | 0.0085995 | 0.0012899 | 0 | 0 | 0 | 0 | 0 | 0 | 0 | 0 | 0 | 4.5637 | 0.060005 | 0.0060005 | 0 | 0 | 0 | 0.0093445 | 1761 | 0.0093445 | 0 | 1761
071000202 | 7 | Town of Throckmorton Relocate Critical Facilities High Hazard | Relocate critical facilities out of high hazard areas. | 100000 | No | 0 | 0 | 26 | 0.013923 | 0.0020884 | 11 | 0.0077914 | 0.00077914 | 27 | 0.0027641 | 0.00041462 | 0 | 0 | 0 | 0 | 0 | 0 | 0 | 0 | 0 | 1.8285 | 0.024042 | 0.0024042 | 27.2792 | 0.0011249 | 5.6244e-05 | 0.0057426 | 1818 | 0.0057426 | 0 | 1818
121000143 | 12 | Trumbo Rd at Palo Blanco Creek (DC-MRP) | Upgrades to Trumbo Rd and Loop 1604 crossings at Palo Blanco Creek with channel work. | 100000 | Yes | 100 | 0 | 13 | 0.0069614 | 0.0010442 | 9 | 0.0063748 | 0.00063748 | 39 | 0.0039926 | 0.0005989 | 0 | 0 | 0 | 0 | 0 | 0 | 2 | 0.021028 | 0.0010514 | 0.35 | 0.0046019 | 0.00046019 | 0.27402 | 1.13e-05 | 5.6498e-07 | 0.0037927 | 1864 | 0.0037927 | 0 | 1864
131000052 | 13 | Jourdanton Drainage Improvements and Detention/Retention Ponds | Multiple detention ponds, drainage channel, box culverts improvements near Main St and Terrel Ave, Jourdanton | 226000 | Yes | 100 | 0 | 3 | 0.0016065 | 0.00024097 | 3 | 0.0021249 | 0.00021249 | 7 | 0.00071663 | 0.00010749 | 0 | 0 | 0 | 0 | 0 | 0 | 5 | 0.052571 | 0.0026285 | 0.17634 | 0.0023186 | 0.00023186 | 0.14676 | 6.0516e-06 | 3.0258e-07 | 0.0034217 | 1883 | 0.0034217 | 0 | 1883
131000082 | 13 | Drainage Improvements & Ditch Extension for Outfall Channel - Lateral AS | Reduce flooding in northern residential area of Gregory. Project includes drainage easement acquisition and excavation, culvert installation at FM 3284, CR 106, and FM 136, excavation of Main Lateral AS, armoring of ditch sections prone to erosion. | 871000 | Yes | 100 | 0 | 0 | 0 | 0 | 0 | 0 | 0 | 0 | 0 | 0 | 0 | 0 | 0 | 0 | 0 | 0 | 6 | 0.063085 | 0.0031542 | 0.44659 | 0.0058719 | 0.00058719 | 4.9457 | 0.00020394 | 1.0197e-05 | 0.0037516 | 1866 | 0.0037516 | 0 | 1866
101000200 | 10 | Lake Travis/Cross Street Area Buyout Project Planning | Project planning for acquisition of property located in floodplain of Lake Travis and Cross St Area, or other mitigation actions. Develop technical data required for FMP. | 100000 | No | 0 | 0 | 18 | 0.0096389 | 0.0014458 | 18 | 0.01275 | 0.001275 | 27 | 0.0027641 | 0.00041462 | 0 | 0 | 0 | 0 | 0 | 0 | 0 | 0 | 0 | 0.42454 | 0.0055819 | 0.00055819 | 12.7098 | 0.0005241 | 2.6205e-05 | 0.0037198 | 1870 | 0.0037198 | 0 | 1870
151000087 | 15 | Risk Area 12 Fox Borough Drive | Project includes bypassing flow from inlet at Point Loma Drive and North Point Drive to the detention pond with 1 - 8’x4’ RCB and Installing additional curb inlets on N. Point Drive and Silver Oak Circle. | 177870 | Yes | 100 | 0 | 0 | 0 | 0 | 24 | 0.016999 | 0.0016999 | 95 | 0.0097257 | 0.0014588 | 0 | 0 | 0 | 0 | 0 | 0 | 0 | 0 | 0 | 0.39124 | 0.0051441 | 0.00051441 | 0 | 0 | 0 | 0.0036732 | 1875 | 0.0036732 | 0 | 1875
131000049 | 13 | Westview Apartment Detention Pond Underground Drainage- FH#6 | Install series of underground storm water trunk lines and drop structures in the alley running along Colorado Street before tying in to the proposed drainage on Garcia Street. | 233000 | Yes | 100 | 0 | 0 | 0 | 0 | 0 | 0 | 0 | 0 | 0 | 0 | 0 | 0 | 0 | 0 | 0 | 0 | 6 | 0.063085 | 0.0031542 | 0.17813 | 0.0023421 | 0.00023421 | 0 | 0 | 0 | 0.0033885 | 1884 | 0.0033885 | 0 | 1884
131000064 | 13 | Burnt Boot Creek Drainage Improvement Project | Two-phase project to improve drainage at Burnt Boot Creek in Devine, TX. | 506000 | Yes | 100 | 0 | 0 | 0 | 0 | 0 | 0 | 0 | 0 | 0 | 0 | 0 | 0 | 0 | 0 | 0 | 0 | 6 | 0.063085 | 0.0031542 | 0.10158 | 0.0013356 | 0.00013356 | 0 | 0 | 0 | 0.0032878 | 1888 | 0.0032878 | 0 | 1888
071000128 | 7 | City of Baird Buyout Program | Develop a land acquisition program in flood hazard areas. | 1000000 | No | 0 | 0 | 21 | 0.011245 | 0.0016868 | 12 | 0.0084997 | 0.00084997 | 39 | 0.0039926 | 0.0005989 | 0 | 0 | 0 | 0 | 0 | 0 | 0 | 0 | 0 | 5.1417 | 0.067604 | 0.0067604 | 0 | 0 | 0 | 0.0098961 | 1754 | 0.0098961 | 0 | 1754
071000129 | 7 | City of Baird Higher Standards Program | Adopt higher standards for new construction, increase freeboard requirements for structures in the SFHA; adopt a “no-rise” in BFE in the 100-year floodplain. Update local flood ordinance to prohibit granting of variance in SFHA; Include “cumulativ | 25000 | No | 0 | 0 | 21 | 0.011245 | 0.0016868 | 12 | 0.0084997 | 0.00084997 | 39 | 0.0039926 | 0.0005989 | 0 | 0 | 0 | 0 | 0 | 0 | 0 | 0 | 0 | 5.1417 | 0.067604 | 0.0067604 | 0 | 0 | 0 | 0.0098961 | 1754 | 0.0098961 | 0 | 1755
101000155 | 10 | Taylor Lane Drainage Improvements | Upgrade to stormwater drainage system in the northeastern part of the city; capacity of existing drainage infrastructure in this area is insufficient as per current city drainage requirements | 100000 | No | 0 | 0 | 14 | 0.0074969 | 0.0011245 | 14 | 0.0099163 | 0.00099163 | 50 | 0.0051188 | 0.00076781 | 0 | 0 | 0 | 0 | 0 | 0 | 0 | 0 | 0 | 0.1811 | 0.0023812 | 0.00023812 | 111.6944 | 0.0046058 | 0.00023029 | 0.0033524 | 1886 | 0.0033524 | 0 | 1886
151000012 | 15 | Laguna Vista Action #10 | Drainage Improvements: Harden and reinforce head wall along the Laguna Madre bay off Beach Boulevard | 924000 | Yes | 100 | 0 | 0 | 0 | 0 | 25 | 0.017708 | 0.0017708 | 83 | 0.0084972 | 0.0012746 | 0 | 0 | 0 | 0 | 0 | 0 | 0 | 0 | 0 | 0.45812 | 0.0060235 | 0.00060235 | 0 | 0 | 0 | 0.0036477 | 1876 | 0.0036477 | 0 | 1876
061000288 | 6 | City of Stagecoach Master Drainage Plan | Study to develop Master Drainage Plan using future and existing land use and flood/storm water drainage needs including Atlas 14 rainfall. | 160000 | No | 0 | 0 | 18 | 0.0096389 | 0.0014458 | 16 | 0.011333 | 0.0011333 | 28 | 0.0028665 | 0.00042998 | 0 | 0 | 0 | 0 | 0 | 0 | 0 | 0 | 0 | 0.7637 | 0.010041 | 0.0010041 | 0.0061692 | 2.5439e-07 | 1.272e-08 | 0.0040132 | 1862 | 0.0040132 | 0 | 1862
031000294 | 3 | Hurst Creek Watershed Study | Study to improve knowledge of flood risks and facilitate the analysis of proposed developments within or adjacent to the floodplain. | 50000 | No | 0 | 0 | 14 | 0.0074969 | 0.0011245 | 14 | 0.0099163 | 0.00099163 | 57 | 0.0058354 | 0.00087531 | 0 | 0 | 0 | 0 | 0 | 0 | 0 | 0 | 0 | 0.2808 | 0.0036921 | 0.00036921 | 5.6227 | 0.00023185 | 1.1593e-05 | 0.0033723 | 1885 | 0.0033723 | 0 | 1885
151000099 | 15 | City of La Grulla | Develop Flood risk maps for the city of La Grulla and develop CIP | 250000 | Yes | 100 | 0 | 0 | 0 | 0 | 28 | 0.019833 | 0.0019833 | 65 | 0.0066544 | 0.00099816 | 0 | 0 | 0 | 0 | 0 | 0 | 0 | 0 | 0 | 3.1616 | 0.04157 | 0.004157 | 0 | 0 | 0 | 0.0071384 | 1795 | 0.0071384 | 0 | 1795
121000001 | 12 | Study the San Antonio River, Ojo de Agua Creek and its tributaries | Install steam gauges and develop a study to identify solutions to flooding. Implement engineering findings to reduce and mitigate risks. | 250000 | No | 0 | 0 | 4 | 0.002142 | 0.0003213 | 3 | 0.0021249 | 0.00021249 | 14 | 0.0014333 | 0.00021499 | 0 | 0 | 0 | 0 | 0 | 0 | 4 | 0.042057 | 0.0021028 | 0.117 | 0.0015383 | 0.00015383 | 1.1639 | 4.7993e-05 | 2.3996e-06 | 0.0030078 | 1901 | 0.0030078 | 0 | 1901
121000056 | 12 | Inventory of residences in floodplain | Identify residential structures that are located in flood zones or high hazard areas and develop plan and implement a program for floodproofing or acquistion. | 50000 | No | 0 | 0 | 4 | 0.002142 | 0.0003213 | 3 | 0.0021249 | 0.00021249 | 14 | 0.0014333 | 0.00021499 | 0 | 0 | 0 | 0 | 0 | 0 | 4 | 0.042057 | 0.0021028 | 0.117 | 0.0015383 | 0.00015383 | 1.1639 | 4.7993e-05 | 2.3996e-06 | 0.0030078 | 1901 | 0.0030078 | 0 | 1902
011000143 | 1 | McDonald Lake Project Planning - Wesley, Tripp/Van Winkle Storm Sewer (City of Amarillo) | Evaluate project to quantify benefits, evaluate impacts and begin design. Improvements to McDonald Lake Study Area - Wesley, Tripp/Van Winkle Storm Sewer. Project identified from 2019 Amarillo DMP. | 250000 | No | 0 | 0 | 13 | 0.0069614 | 0.0010442 | 11 | 0.0077914 | 0.00077914 | 66 | 0.0067568 | 0.0010135 | 0 | 0 | 0 | 0 | 0 | 0 | 0 | 0 | 0 | 4.3597 | 0.057322 | 0.0057322 | 1.0178 | 4.197e-05 | 2.0985e-06 | 0.0085712 | 1772 | 0.0085712 | 0 | 1772
011000144 | 1 | McDonald Lake Project Planning - Walmart/ Lowes Storm Sewer (City of Amarillo) | Evaluate project to quantify benefits, evaluate impacts and begin design. Improvements to McDonald Lake Study Area - Walmart/ Lowes Storm Sewer. Project identified from 2019 Amarillo DMP. | 250000 | No | 0 | 0 | 13 | 0.0069614 | 0.0010442 | 11 | 0.0077914 | 0.00077914 | 66 | 0.0067568 | 0.0010135 | 0 | 0 | 0 | 0 | 0 | 0 | 0 | 0 | 0 | 4.3597 | 0.057322 | 0.0057322 | 1.0178 | 4.197e-05 | 2.0985e-06 | 0.0085712 | 1772 | 0.0085712 | 0 | 1773
011000152 | 1 | McDonald Lake Project Planning - Coulter Street Storm Sewer (City of Amarillo) | Evaluate project to quantify benefits, evaluate impacts and begin design. Improvements include adding 36" RCP parallel to several pipes, adding 6 new RCP, and replacing the 72" RCP with a 84" RCP. Project identified from 2019 Amarillo DMP. | 250000 | No | 0 | 0 | 13 | 0.0069614 | 0.0010442 | 11 | 0.0077914 | 0.00077914 | 66 | 0.0067568 | 0.0010135 | 0 | 0 | 0 | 0 | 0 | 0 | 0 | 0 | 0 | 4.3597 | 0.057322 | 0.0057322 | 1.0178 | 4.197e-05 | 2.0985e-06 | 0.0085712 | 1772 | 0.0085712 | 0 | 1774
011000162 | 1 | McDonald Lake Watershed Study (City of Amarillo) | Perform H&H modeling, develop conceptual alternatives and OPCC, and rank projects. Marked as high priority in 2019 Amarillo DMP | 282000 | No | 0 | 0 | 13 | 0.0069614 | 0.0010442 | 11 | 0.0077914 | 0.00077914 | 66 | 0.0067568 | 0.0010135 | 0 | 0 | 0 | 0 | 0 | 0 | 0 | 0 | 0 | 4.3597 | 0.057323 | 0.0057323 | 1.0178 | 4.197e-05 | 2.0985e-06 | 0.0085712 | 1771 | 0.0085712 | 0 | 1771
101000212 | 10 | Louise Internal Drainage Master Plan | Drainage System Improvements | 400000 | No | 0 | 0 | 20 | 0.01071 | 0.0016065 | 12 | 0.0084997 | 0.00084997 | 21 | 0.0021499 | 0.00032248 | 0 | 0 | 0 | 0 | 0 | 0 | 0 | 0 | 0 | 0.085914 | 0.0011296 | 0.00011296 | 16.1852 | 0.0006674 | 3.337e-05 | 0.0029253 | 1909 | 0.0029253 | 0 | 1909
151000022 | 15 | Laguna Vista Action #8 | Drainage Improvements: Upgrade the drainage system on Holley Beach to increase capacity and reduce risk of flooding | 369600 | Yes | 100 | 0 | 0 | 0 | 0 | 21 | 0.014874 | 0.0014874 | 86 | 0.0088043 | 0.0013206 | 0 | 0 | 0 | 0 | 0 | 0 | 0 | 0 | 0 | 2.3604 | 0.031035 | 0.0031035 | 0 | 0 | 0 | 0.0059116 | 1817 | 0.0059116 | 0 | 1817
011000080 | 1 | Lefors City Drainage Master Plan | Perform H&H modeling, develop conceptual alternatives and OPCC, and rank projects; selected based on survey responses reporting issues with rivers, creeks, tributaries, and functioning floodplains | 250000 | No | 0 | 0 | 18 | 0.0096389 | 0.0014458 | 13 | 0.009208 | 0.0009208 | 28 | 0.0028665 | 0.00042998 | 0 | 0 | 0 | 0 | 0 | 0 | 0 | 0 | 0 | 0.7029 | 0.0092419 | 0.00092419 | 0.83949 | 3.4617e-05 | 1.7308e-06 | 0.0037225 | 1868 | 0.0037225 | 0 | 1868
011000106 | 1 | City of Lefors GIS Development | Develop GIS inventory and condition assessment for flood infrastructure; selected based on survey response | 50000 | No | 0 | 0 | 18 | 0.0096389 | 0.0014458 | 13 | 0.009208 | 0.0009208 | 28 | 0.0028665 | 0.00042998 | 0 | 0 | 0 | 0 | 0 | 0 | 0 | 0 | 0 | 0.7029 | 0.0092419 | 0.00092419 | 0.83949 | 3.4617e-05 | 1.7308e-06 | 0.0037225 | 1868 | 0.0037225 | 0 | 1869
101000183 | 10 | South Polk Street Study | Flooding study of South east side of the City of Giddings between South Polk Street and Madison. | 150000 | No | 0 | 0 | 17 | 0.0091034 | 0.0013655 | 15 | 0.010625 | 0.0010625 | 24 | 0.002457 | 0.00036855 | 0 | 0 | 0 | 0 | 0 | 0 | 0 | 0 | 0 | 0.31765 | 0.0041766 | 0.00041766 | 0 | 0 | 0 | 0.0032142 | 1891 | 0.0032142 | 0 | 1891
071000078 | 7 | Town of Buffalo Gap DMP | Evaluate town to identify future projects, analyze roads/stream crossing for emergency response vehicles to high hazard areas. Evaluate areas with repetitive losses. Recommend mitigation needs. | 250000 | No | 0 | 0 | 18 | 0.0096389 | 0.0014458 | 15 | 0.010625 | 0.0010625 | 16 | 0.001638 | 0.0002457 | 0 | 0 | 0 | 0 | 0 | 0 | 0 | 0 | 0 | 1.4566 | 0.019152 | 0.0019152 | 0.27481 | 1.1332e-05 | 5.666e-07 | 0.0046698 | 1845 | 0.0046698 | 0 | 1845
121000039 | 12 | Update flood information and policies | Identify and compile information on flood hazard areas and residential property in flood zones, establish and implement a volunteer acquisition / elevation program based on FEMA protocol in association with SARA studies, and review permitting process bas | 100000 | No | 0 | 0 | 4 | 0.002142 | 0.0003213 | 1 | 0.00070831 | 7.0831e-05 | 14 | 0.0014333 | 0.00021499 | 0 | 0 | 0 | 0 | 0 | 0 | 4 | 0.042057 | 0.0021028 | 0.11691 | 0.0015371 | 0.00015371 | 1.1639 | 4.7993e-05 | 2.3996e-06 | 0.0028661 | 1912 | 0.0028661 | 0 | 1912
011000118 | 1 | Comanche Drainage Channel (City of Amarillo) | Evaluate project to quantify benefits, evaluate impacts and begin design. Improvements to Comanche Drainage Channel. Project identified from 2019 Amarillo DMP. | 250000 | No | 0 | 0 | 14 | 0.0074969 | 0.0011245 | 8 | 0.0056664 | 0.00056664 | 35 | 0.0035831 | 0.00053747 | 0 | 0 | 0 | 0 | 0 | 0 | 0 | 0 | 0 | 4.2095 | 0.055347 | 0.0055347 | 223.8859 | 0.0092321 | 0.0004616 | 0.008225 | 1781 | 0.008225 | 0 | 1781
011000126 | 1 | SE 34th/ Grand at Comanche Golf Course Channel (City of Amarillo) | Evaluate project to quantify benefits, evaluate impacts and begin design. Improvements to SE 34th/ Grand at Comanche Golf Course Channel. Project identified from 2019 Amarillo DMP. | 250000 | No | 0 | 0 | 14 | 0.0074969 | 0.0011245 | 8 | 0.0056664 | 0.00056664 | 35 | 0.0035831 | 0.00053747 | 0 | 0 | 0 | 0 | 0 | 0 | 0 | 0 | 0 | 4.2095 | 0.055347 | 0.0055347 | 223.8859 | 0.0092321 | 0.0004616 | 0.008225 | 1781 | 0.008225 | 0 | 1782
011000150 | 1 | Gooch Lake Project Planning - 27th Ave/RR Storm Sewer (City of Amarillo) | Evaluate project to quantify benefits, evaluate impacts and begin design. Improvements include adding inlets, a 24" RCP lateral, and a manhole. Project identified from 2019 Amarillo DMP. | 250000 | No | 0 | 0 | 14 | 0.0074969 | 0.0011245 | 8 | 0.0056664 | 0.00056664 | 35 | 0.0035831 | 0.00053747 | 0 | 0 | 0 | 0 | 0 | 0 | 0 | 0 | 0 | 4.2095 | 0.055347 | 0.0055347 | 223.8859 | 0.0092321 | 0.0004616 | 0.008225 | 1781 | 0.008225 | 0 | 1783
021000022 | 2 | New Boston Unnamed Stream 1 | Debris, Vegetation Removal, and Channelization | 250000 | No | 0 | 0 | 22 | 0.011781 | 0.0017671 | 8 | 0.0056664 | 0.00056664 | 22 | 0.0022523 | 0.00033784 | 0 | 0 | 0 | 0 | 0 | 0 | 0 | 0 | 0 | 2.2303 | 0.029324 | 0.0029324 | 4.628 | 0.00019084 | 9.5419e-06 | 0.0056136 | 1824 | 0.0056136 | 0 | 1824
151000086 | 15 | Risk Area 11 Rancho Escondido | Project includes constructing 10'x2' U-shaped channel from Flores Drive to just south of Microtel Inn Suites, replacing existing culvert under Mazza Drive with 1-8'x4 RCB, and installing curb inlet at cul-de-sac on Nancy Drive. | 136785 | Yes | 100 | 0 | 0 | 0 | 0 | 16 | 0.011333 | 0.0011333 | 100 | 0.010238 | 0.0015356 | 0 | 0 | 0 | 0 | 0 | 0 | 0 | 0 | 0 | 0.24021 | 0.0031584 | 0.00031584 | 0 | 0 | 0 | 0.0029848 | 1906 | 0.0029848 | 0 | 1906
131000111 | 13 | FM1356 Channel Improvements | Increase the capacity of the channel just north of Paulson Falls. This is one of the main entrances to the naval air station. | 100000 | Yes | 100 | 0 | 0 | 0 | 0 | 0 | 0 | 0 | 0 | 0 | 0 | 0 | 0 | 0 | 0 | 0 | 0 | 5 | 0.052571 | 0.0026285 | 0.015658 | 0.00020587 | 2.0587e-05 | 0.93443 | 3.8532e-05 | 1.9266e-06 | 0.002651 | 1924 | 0.002651 | 0 | 1924
131000140 | 13 | Morgan Avenue & Mooney Avenue Drainage Improvements | 2,500 LF of improved channels and below ground concrete boxes. The project would also include easement acquisition and the crossing of both SH 361 and the UP Railroad and concrete outfall. Addresses the flood prone Mooney-Morgan area. | 525000 | Yes | 100 | 0 | 0 | 0 | 0 | 0 | 0 | 0 | 0 | 0 | 0 | 0 | 0 | 0 | 0 | 0 | 0 | 5 | 0.052571 | 0.0026285 | 0.14244 | 0.0018728 | 0.00018728 | 0.0083329 | 3.4361e-07 | 1.7181e-08 | 0.0028158 | 1919 | 0.0028158 | 0 | 1919
051000074 | 5 | City of Lumberton Drainage Chance Cut Off Concrete Lining | H&H Study to identify alternatives for improving existing drainage of Chance Cut Off | 50000 | Yes | 100 | 0 | 10 | 0.0053549 | 0.00080324 | 10 | 0.0070831 | 0.00070831 | 71 | 0.0072686 | 0.0010903 | 0 | 0 | 0 | 0 | 0 | 0 | 0 | 0 | 0 | 0.27109 | 0.0035644 | 0.00035644 | 0.51009 | 2.1034e-05 | 1.0517e-06 | 0.0029593 | 1908 | 0.0029593 | 0 | 1908
131000106 | 13 | Stormwater Master Plan #6 - Live Oak/Ebony and Woodhaven Improvements and Outfall | Ponding to be reduced by minor regrading, installation of new standpipes with low flow outlets, and implementation of sediment filters around existing inlets. Installation of RCB along Live Oak St. and RCP along Woodhaven Dr. and Ebony Dr. to be included. | 44000 | Yes | 100 | 0 | 5 | 0.0026775 | 0.00040162 | 5 | 0.0035415 | 0.00035415 | 15 | 0.0015356 | 0.00023034 | 0 | 0 | 0 | 0 | 0 | 0 | 3 | 0.031542 | 0.0015771 | 0.11037 | 0.0014512 | 0.00014512 | 0 | 0 | 0 | 0.0027084 | 1920 | 0.0027084 | 0 | 1920
071000053 | 7 | City of Tahoka DMP | Evaluate City of Tahoka for a Storm Water Master Plan, flood ordinances, and policies. | 250000 | No | 0 | 0 | 17 | 0.0091034 | 0.0013655 | 11 | 0.0077914 | 0.00077914 | 26 | 0.0026618 | 0.00039926 | 0 | 0 | 0 | 0 | 0 | 0 | 0 | 0 | 0 | 8.0583 | 0.10595 | 0.010595 | 0.29519 | 1.2172e-05 | 6.0861e-07 | 0.01314 | 1663 | 0.01314 | 0 | 1663
091000116 | 9 | Butler Farms Bridge | Provide access to Butler Farms subdivision through construction of a bridge structure on Foster Road as well as construction of a secondary access to the subdivision | 25000 | No | 0 | 0 | 24 | 0.012852 | 0.0019278 | 8 | 0.0056664 | 0.00056664 | 0 | 0 | 0 | 0 | 0 | 0 | 0 | 0 | 0 | 0 | 0 | 0 | 0 | 0 | 0 | 4.6554 | 0.00019197 | 9.5985e-06 | 0.002504 | 1928 | 0.002504 | 0 | 1928
151000017 | 15 | Laguna Vista Action #3 | Drainage improvements Basin “D”: Install upgraded drainage system west side of State Highway 510 for 80 acre residential area. Current system is inadequate to carry storm water runoff. | 924000 | Yes | 100 | 0 | 0 | 0 | 0 | 21 | 0.014874 | 0.0014874 | 65 | 0.0066544 | 0.00099816 | 0 | 0 | 0 | 0 | 0 | 0 | 0 | 0 | 0 | 0.45812 | 0.0060235 | 0.00060235 | 0 | 0 | 0 | 0.0030879 | 1900 | 0.0030879 | 0 | 1900
071000042 | 7 | City of Moran DMP | Evaluate city to identify future projects, analyze roads/stream crossing for emergency response vehicles to high hazard areas | 250000 | No | 0 | 0 | 18 | 0.0096389 | 0.0014458 | 11 | 0.0077914 | 0.00077914 | 16 | 0.001638 | 0.0002457 | 0 | 0 | 0 | 0 | 0 | 0 | 0 | 0 | 0 | 0.87749 | 0.011537 | 0.0011537 | 0 | 0 | 0 | 0.0036244 | 1879 | 0.0036244 | 0 | 1879
071000142 | 7 | City of Moran Floodproof Sewage Plant Program | Flood-proof sewage treatment plants in flood hazard / low-lying areas. | 100000 | No | 0 | 0 | 18 | 0.0096389 | 0.0014458 | 11 | 0.0077914 | 0.00077914 | 16 | 0.001638 | 0.0002457 | 0 | 0 | 0 | 0 | 0 | 0 | 0 | 0 | 0 | 0.87749 | 0.011537 | 0.0011537 | 0 | 0 | 0 | 0.0036244 | 1879 | 0.0036244 | 0 | 1880
071000143 | 7 | City of Moran New Ordinance - Detention | Adopt on-site detention basin program. Detained water to be considered for fire fighting. | 100000 | No | 0 | 0 | 18 | 0.0096389 | 0.0014458 | 11 | 0.0077914 | 0.00077914 | 16 | 0.001638 | 0.0002457 | 0 | 0 | 0 | 0 | 0 | 0 | 0 | 0 | 0 | 0.87749 | 0.011537 | 0.0011537 | 0 | 0 | 0 | 0.0036244 | 1879 | 0.0036244 | 0 | 1881
011000174 | 1 | Bivins Lake Dam Evaluation (City of Amarillo) | Evaluate Bivins Lake and dam to determine potential modifications to enhance flood control function; selected based on USACE report and stakeholder feedback | 250000 | No | 0 | 0 | 2 | 0.001071 | 0.00016065 | 1 | 0.00070831 | 7.0831e-05 | 5 | 0.00051188 | 7.6781e-05 | 0 | 0 | 0 | 0 | 0 | 0 | 0 | 0 | 0 | 1.8213 | 0.023947 | 0.0023947 | 1041.4886 | 0.042946 | 0.0021473 | 0.0048503 | 1838 | 0.0048503 | 0 | 1838
151000023 | 15 | Laguna Vista Action #9 | Drainage Improvements: Upgrade and harden drainage structure on Town-owed marina to increase capacity and reduce risk of damages | 554400 | Yes | 100 | 0 | 0 | 0 | 0 | 18 | 0.01275 | 0.001275 | 76 | 0.0077805 | 0.0011671 | 0 | 0 | 0 | 0 | 0 | 0 | 0 | 0 | 0 | 0.51114 | 0.0067206 | 0.00067206 | 0 | 0 | 0 | 0.0031141 | 1896 | 0.0031141 | 0 | 1896
061000143 | 6 | City of Todd Mission Reduction of Floodplain Area Roads and Drainage Upgrade | Analysis of potential upgrades to be made to floodplain-area roads and drainage to reduce flood risk. | 220000 | No | 0 | 0 | 17 | 0.0091034 | 0.0013655 | 11 | 0.0077914 | 0.00077914 | 19 | 0.0019451 | 0.00029177 | 0 | 0 | 0 | 0 | 0 | 0 | 0 | 0 | 0 | 0 | 0 | 0 | 1.116 | 4.6019e-05 | 2.301e-06 | 0.0024387 | 1931 | 0.0024387 | 0 | 1931
061000293 | 6 | City of Todd Mission Master Drainage Plan | Study to develop Master Drainage Plan using future and existing land use and flood/storm water drainage needs including Atlas 14 rainfall. | 190000 | No | 0 | 0 | 17 | 0.0091034 | 0.0013655 | 11 | 0.0077914 | 0.00077914 | 19 | 0.0019451 | 0.00029177 | 0 | 0 | 0 | 0 | 0 | 0 | 0 | 0 | 0 | 0 | 0 | 0 | 1.116 | 4.6019e-05 | 2.301e-06 | 0.0024387 | 1931 | 0.0024387 | 0 | 1932
151000092 | 15 | Risk Area 4 Bibb & Misty Willow storm drain | Project includes installing 6'x4' RCB along Misty Willow Drive from N Bibb Avenue to existing channel between N Bibb Avenue and Timber Valley and installing curb inlets on N Bibb Avenue and Misty Willow Drive. | 47520 | Yes | 100 | 0 | 0 | 0 | 0 | 17 | 0.012041 | 0.0012041 | 79 | 0.0080876 | 0.0012131 | 0 | 0 | 0 | 0 | 0 | 0 | 0 | 0 | 0 | 0.55752 | 0.0073303 | 0.00073303 | 0 | 0 | 0 | 0.0031503 | 1894 | 0.0031503 | 0 | 1894
151000128 | 15 | City of El Cenizo | Develop Flood risk maps for the city of El Cenizo and develop CIP | 250000 | Yes | 100 | 0 | 0 | 0 | 0 | 16 | 0.011333 | 0.0011333 | 83 | 0.0084972 | 0.0012746 | 0 | 0 | 0 | 0 | 0 | 0 | 0 | 0 | 0 | 1.1155 | 0.014666 | 0.0014666 | 0 | 0 | 0 | 0.0038745 | 1863 | 0.0038745 | 0 | 1863
101000193 | 10 | City-wide Drainage Master Plan | Develop a drainage master plan with a focus on local drainage issues using Atlas 14 rainfall | 250000 | No | 0 | 0 | 17 | 0.0091034 | 0.0013655 | 7 | 0.0049581 | 0.00049581 | 17 | 0.0017404 | 0.00026106 | 0 | 0 | 0 | 0 | 0 | 0 | 0 | 0 | 0 | 1.0524 | 0.013838 | 0.0013838 | 133.9007 | 0.0055215 | 0.00027607 | 0.0037822 | 1865 | 0.0037822 | 0 | 1865
131000061 | 13 | Improvements to San Diego Levee Outfall System | Improvements to outfall structures and appurtenances along San Diego Levee System | 250000 | Yes | 100 | 0 | 2 | 0.001071 | 0.00016065 | 1 | 0.00070831 | 7.0831e-05 | 2 | 0.00020475 | 3.0713e-05 | 0 | 0 | 0 | 0 | 0 | 0 | 4 | 0.042057 | 0.0021028 | 0.14877 | 0.001956 | 0.0001956 | 0.60356 | 2.4888e-05 | 1.2444e-06 | 0.0025619 | 1927 | 0.0025619 | 0 | 1927
051000085 | 5 | Hardin County Black Creek Detention Pond | H&H Study to develop alternatives for detention at Black Creek. | 150000 | Yes | 100 | 0 | 23 | 0.012316 | 0.0018474 | 3 | 0.0021249 | 0.00021249 | 17 | 0.0017404 | 0.00026106 | 0 | 0 | 0 | 0 | 0 | 0 | 0 | 0 | 0 | 7.6512 | 0.1006 | 0.01006 | 14.9453 | 0.00061628 | 3.0814e-05 | 0.012412 | 1690 | 0.012412 | 0 | 1690
111000048 | 11 | City of New Braunfels South Guadalupe Tributary Watershed Project Planning | Study to analyze drainage conveyance and flooding issues within the South Guadalupe River tributary area (Mesquite/Eastman/Oleander/Walnut Heights) and project planning for solutions within project area. | 168000 | No | 0 | 0 | 12 | 0.0064259 | 0.00096389 | 12 | 0.0084997 | 0.00084997 | 35 | 0.0035831 | 0.00053747 | 0 | 0 | 0 | 0 | 0 | 0 | 0 | 0 | 0 | 0.19743 | 0.0025958 | 0.00025958 | 0 | 0 | 0 | 0.0026109 | 1926 | 0.0026109 | 0 | 1926
031000147 | 3 | FM 2114 Automated Flood Gate Feasibility Assessment | Evaluate installation of an automated flood gate that prevents traffic flow on FM 2114 within the flood-prone area during flooding events. | 30000 | No | 0 | 0 | 3 | 0.0016065 | 0.00024097 | 2 | 0.0014166 | 0.00014166 | 0 | 0 | 0 | 0 | 0 | 0 | 0 | 0 | 0 | 0 | 0 | 0 | 1.0641 | 0.013992 | 0.0013992 | 938.8455 | 0.038714 | 0.0019357 | 0.0037175 | 1872 | 0.0037175 | 0 | 1872
081000934 | 8 | Low Water Crossing Monitoring & Mitigation | Install automated warning devices or elevate 2 low water crossings on CR 305. | 217000 | No | 0 | 0 | 1 | 0.00053549 | 8.0324e-05 | 0 | 0 | 0 | 2 | 0.00020475 | 3.0713e-05 | 0 | 0 | 0 | 0 | 0 | 0 | 4 | 0.042057 | 0.0021028 | 1.9779 | 0.026006 | 0.0026006 | 44.9035 | 0.0018516 | 9.2581e-05 | 0.0049071 | 1835 | 0.0049071 | 0 | 1835
081000936 | 8 | Lift Station Floodproofing | Flood proof city lift stations or improve culverts to lessen flood risk. | 217000 | No | 0 | 0 | 1 | 0.00053549 | 8.0324e-05 | 0 | 0 | 0 | 2 | 0.00020475 | 3.0713e-05 | 0 | 0 | 0 | 0 | 0 | 0 | 4 | 0.042057 | 0.0021028 | 1.9779 | 0.026006 | 0.0026006 | 44.9035 | 0.0018516 | 9.2581e-05 | 0.0049071 | 1835 | 0.0049071 | 0 | 1836
101000116 | 10 | Whitman Branch Bypass; Oak Ridge Drive Creek | This project is installing a 50-foot wide by 5-foot deep bypass channel to the east along Oak Ridge Drive Creek to increase water capacity and minimize flooding. | 100000 | No | 0 | 0 | 5 | 0.0026775 | 0.00040162 | 0 | 0 | 0 | 107 | 0.010954 | 0.0016431 | 0 | 0 | 0 | 0 | 0 | 0 | 0 | 0 | 0 | 0.28904 | 0.0038004 | 0.00038004 | 126.3565 | 0.0052104 | 0.00026052 | 0.0026853 | 1921 | 0.0026853 | 0 | 1921
031000155 | 3 | County Rd 2331 Re-Routing | Evaluate alternatives to re-route County Rd 2331 to area not prone to flooding | 100000 | No | 0 | 0 | 15 | 0.0080324 | 0.0012049 | 9 | 0.0063748 | 0.00063748 | 4 | 0.0004095 | 6.1425e-05 | 0 | 0 | 0 | 0 | 0 | 0 | 0 | 0 | 0 | 3.5777 | 0.04704 | 0.004704 | 176.2132 | 0.0072662 | 0.00036331 | 0.0069711 | 1800 | 0.0069711 | 0 | 1800
131000045 | 13 | Trinity Street & N Cherry Street Drainage Improvements- FH#2 | Install series of underground storm water trunk lines and drop structures along N Cherry street tying in to the existing 2-8'x7' concrete boxes on W San Antonio Street. | 1218000 | Yes | 100 | 0 | 1 | 0.00053549 | 8.0324e-05 | 0 | 0 | 0 | 3 | 0.00030713 | 4.6069e-05 | 0 | 0 | 0 | 0 | 0 | 0 | 4 | 0.042057 | 0.0021028 | 0.040569 | 0.00053342 | 5.3342e-05 | 0 | 0 | 0 | 0.0022826 | 1939 | 0.0022826 | 0 | 1939
131000108 | 13 | Stormwater Master Plan #8 - Bayshore East Outfall | Positive drainage from stormwater ditch to bay to be improved by site and channel regrading and installation of RCP to provide direct outfalls for low lying areas to the bay. | 14000 | Yes | 100 | 0 | 9 | 0.0048194 | 0.00072291 | 9 | 0.0063748 | 0.00063748 | 20 | 0.0020475 | 0.00030713 | 0 | 0 | 0 | 0 | 0 | 0 | 1 | 0.010514 | 0.00052571 | 0.10821 | 0.0014228 | 0.00014228 | 0 | 0 | 0 | 0.0023355 | 1935 | 0.0023355 | 0 | 1935
031000149 | 3 | Grapeland Critical Facilities Floodproofing Assessment | Assess flood proofing critical facilities to the 500-year flood that are located in flood-prone areas of the city in Region 3 | 150000 | No | 0 | 0 | 14 | 0.0074969 | 0.0011245 | 13 | 0.009208 | 0.0009208 | 8 | 0.000819 | 0.00012285 | 0 | 0 | 0 | 0 | 0 | 0 | 0 | 0 | 0 | 0.033357 | 0.00043859 | 4.3859e-05 | 3.1482 | 0.00012982 | 6.491e-06 | 0.0022185 | 1942 | 0.0022185 | 0 | 1942
131000074 | 13 | Ave A 4th Street Extension | Secure drainage ROWs along Ave. A near 4th to South of 6th St. Design underground and/or open channel system improve drainage. This section of Avenue A has is often inundated by heavy rains due to poor drainage, cutting off access to area residences. | 750000 | Yes | 100 | 0 | 4 | 0.002142 | 0.0003213 | 3 | 0.0021249 | 0.00021249 | 4 | 0.0004095 | 6.1425e-05 | 0 | 0 | 0 | 0 | 0 | 0 | 3 | 0.031542 | 0.0015771 | 0.11034 | 0.0014507 | 0.00014507 | 0.20979 | 8.6509e-06 | 4.3255e-07 | 0.0023178 | 1936 | 0.0023178 | 0 | 1936
121000027 | 12 | Damage Center 43-Olmos Creek Middle Reach near DeZavala | The depth of flooding for the 100-year event ranges between 0.10 and 3.82 feet, therefore, buyouts do not appear to be a practical solution | 8878636 | No | 0 | 0 | 9 | 0.0048194 | 0.00072291 | 9 | 0.0063748 | 0.00063748 | 18 | 0.0018428 | 0.00027641 | 0 | 0 | 0 | 0 | 0 | 0 | 1 | 0.010514 | 0.00052571 | 0.073 | 0.00095982 | 9.5982e-05 | 0 | 0 | 0 | 0.0022585 | 1940 | 0.0022585 | 0 | 1940
061000281 | 6 | City of Shenandoah Master Drainage Plan | Study to develop Master Drainage Plan using future and existing land use and flood/storm water drainage needs including Atlas 14 rainfall. | 190000 | Yes | 100 | 0 | 10 | 0.0053549 | 0.00080324 | 9 | 0.0063748 | 0.00063748 | 45 | 0.0046069 | 0.00069103 | 0 | 0 | 0 | 0 | 0 | 0 | 0 | 0 | 0 | 0.015237 | 0.00020034 | 2.0034e-05 | 0.2559 | 1.0552e-05 | 5.276e-07 | 0.0021523 | 1948 | 0.0021523 | 0 | 1948
021000054 | 2 | City of Ector Property Buyout | Acquire flood-prone properties for use as park areas. | 250000 | No | 0 | 0 | 15 | 0.0080324 | 0.0012049 | 10 | 0.0070831 | 0.00070831 | 14 | 0.0014333 | 0.00021499 | 0 | 0 | 0 | 0 | 0 | 0 | 0 | 0 | 0 | 0.80608 | 0.010599 | 0.0010599 | 1.8333 | 7.5597e-05 | 3.7798e-06 | 0.0031918 | 1892 | 0.0031918 | 0 | 1892
131000173 | 13 | Pipeline between Choke Canyon Reservoir and Lake Corpus Christi | A 2001 study showed that losses in the natural streams between CCR and LCC could possibly be prevented by a transmission pipeline. The pipeline can also provide flood mitigation benefits with a two-way operation via pumping. | 40739000 | Yes | 100 | 0 | 2 | 0.001071 | 0.00016065 | 0 | 0 | 0 | 24 | 0.002457 | 0.00036855 | 0 | 0 | 0 | 0 | 0 | 0 | 3 | 0.031542 | 0.0015771 | 0.42753 | 0.0056213 | 0.00056213 | 1.3751 | 5.6702e-05 | 2.8351e-06 | 0.0026713 | 1923 | 0.0026713 | 0 | 1923
131000158 | 13 | Channel Outfall Drainage Improvement Project | Improving outfall structures to Chiltipin Creek | 150000 | Yes | 100 | 0 | 0 | 0 | 0 | 0 | 0 | 0 | 0 | 0 | 0 | 0 | 0 | 0 | 0 | 0 | 0 | 4 | 0.042057 | 0.0021028 | 0.079472 | 0.0010449 | 0.00010449 | 0 | 0 | 0 | 0.0022073 | 1944 | 0.0022073 | 0 | 1944
031000158 | 3 | Seven Oaks Drainage Ditches | Evaluate drainage ditch along city streets Camp Rd, Pickens Loop, Franklin Rd, Austin Street, and Hunt Street | 100000 | No | 0 | 0 | 6 | 0.003213 | 0.00048194 | 4 | 0.0028332 | 0.00028332 | 10 | 0.0010238 | 0.00015356 | 0 | 0 | 0 | 0 | 0 | 0 | 0 | 0 | 0 | 0.63419 | 0.0083385 | 0.00083385 | 551.8215 | 0.022755 | 0.0011377 | 0.0028904 | 1910 | 0.0028904 | 0 | 1910
031000161 | 3 | Seven Oaks Culvert Installation | Evaluate alternatives to install multiple new culverts under Camp Rd, Pickens Loop, and Franklin Rd | 100000 | No | 0 | 0 | 6 | 0.003213 | 0.00048194 | 4 | 0.0028332 | 0.00028332 | 10 | 0.0010238 | 0.00015356 | 0 | 0 | 0 | 0 | 0 | 0 | 0 | 0 | 0 | 0.63419 | 0.0083385 | 0.00083385 | 551.8215 | 0.022755 | 0.0011377 | 0.0028904 | 1910 | 0.0028904 | 0 | 1911
061000366 | 6 | Greens Bayou - Planning, Right-of-Way Acquisition, Design and Construction of Channel Conveyance Improvements along P138-01-01 | Study to develop a Benefit Cost Analysis needed for this project to become a FMP. Potential federal funded project, the risk of flooding could be reduced for approximately 100 structures in a pre-Atlas 1% rainfall event. | 30000 | No | 0 | 0 | 7 | 0.0037484 | 0.00056227 | 5 | 0.0035415 | 0.00035415 | 74 | 0.0075758 | 0.0011364 | 0 | 0 | 0 | 0 | 0 | 0 | 0 | 0 | 0 | 0.020733 | 0.00027261 | 2.7261e-05 | 0 | 0 | 0 | 0.00208 | 1954 | 0.00208 | 0 | 1954
101000009 | 10 | Pecan Shores Subdivision | Voluntary buyout of homes in 100-year FP (48 homes) | 150000 | No | 0 | 0 | 12 | 0.0064259 | 0.00096389 | 10 | 0.0070831 | 0.00070831 | 22 | 0.0022523 | 0.00033784 | 0 | 0 | 0 | 0 | 0 | 0 | 0 | 0 | 0 | 0.43061 | 0.0056617 | 0.00056617 | 17.6785 | 0.00072898 | 3.6449e-05 | 0.0026126 | 1925 | 0.0026126 | 0 | 1925
061000141 | 6 | Southwood Forest Subdivision and Forgotten Forest Subdivision Evaluation | Study to develop a community-wide drainage system in Southwood Forest Subdivision and Forgotten Forest Subdivision. | 110000 | No | 0 | 0 | 13 | 0.0069614 | 0.0010442 | 13 | 0.009208 | 0.0009208 | 5 | 0.00051188 | 7.6781e-05 | 0 | 0 | 0 | 0 | 0 | 0 | 0 | 0 | 0 | 0 | 0 | 0 | 0 | 0 | 0 | 0.0020418 | 1956 | 0.0020418 | 0 | 1956
151000093 | 15 | Risk Area 5 Debona Drive | Project includes constructing a 5' deep trapezoidal channel approximately 30 feet wide with 3:1 side slopes and a 5' concrete pilot channel, replacing Juarez Street culvert with 8'x4' box culvert, and realigning existing channel to provide additional dis | 53955 | Yes | 100 | 0 | 0 | 0 | 0 | 3 | 0.0021249 | 0.00021249 | 118 | 0.01208 | 0.001812 | 0 | 0 | 0 | 0 | 0 | 0 | 0 | 0 | 0 | 1.7591 | 0.023129 | 0.0023129 | 0 | 0 | 0 | 0.0043375 | 1848 | 0.0043375 | 0 | 1848
121000119 | 12 | La Vernia Issue # 2 and # 3 (City Park/ La Vernia ISD) | Study to assess 6’-wide concrete-bottom channel/sidewalk with earthen sides (graded 5:1) be constructed through this area to better define the flow path. Gauge boards on San Antonio Road. Aquire 25'-wide drainage easements. | 150000 | Yes | 100 | 0 | 2 | 0.001071 | 0.00016065 | 1 | 0.00070831 | 7.0831e-05 | 14 | 0.0014333 | 0.00021499 | 0 | 0 | 0 | 0 | 0 | 0 | 3 | 0.031542 | 0.0015771 | 0.31 | 0.0040759 | 0.00040759 | 0 | 0 | 0 | 0.0024312 | 1933 | 0.0024312 | 0 | 1933
121000146 | 12 | Additional flood proof at wastewater treatment plant | Study to evaluate removing the WWTP from flood and erosion risk | 150000 | Yes | 100 | 0 | 5 | 0.0026775 | 0.00040162 | 5 | 0.0035415 | 0.00035415 | 9 | 0.00092138 | 0.00013821 | 0 | 0 | 0 | 0 | 0 | 0 | 2 | 0.021028 | 0.0010514 | 0.14 | 0.0018407 | 0.00018407 | 2.0122 | 8.2974e-05 | 4.1487e-06 | 0.0021336 | 1949 | 0.0021336 | 0 | 1949
131000086 | 13 | Oso Creek Channel Bottom Rectification and Green Infrastructure | Planning and Design for Oso Creek and it's contributing channels to remove channel bottom irregularities, study inclusion of green infrastructure BMPS, improve conveyance and capacity, implement soil stabilization near infrastructure, remove debris. | 4751000 | Yes | 100 | 0 | 3 | 0.0016065 | 0.00024097 | 1 | 0.00070831 | 7.0831e-05 | 2 | 0.00020475 | 3.0713e-05 | 0 | 0 | 0 | 0 | 0 | 0 | 3 | 0.031542 | 0.0015771 | 0.22305 | 0.0029328 | 0.00029328 | 1.4039 | 5.7891e-05 | 2.8946e-06 | 0.0022158 | 1943 | 0.0022158 | 0 | 1943
121000150 | 12 | Damage Center 1: Project 1A, 1B, 1C | Detention upstream of Lost Springs Hollow along with some channel work. Upgrade Hwy 181 crossing at Lodi Branch and channelization (contingent of Project 1A). | 150000 | Yes | 100 | 0 | 7 | 0.0037484 | 0.00056227 | 2 | 0.0014166 | 0.00014166 | 9 | 0.00092138 | 0.00013821 | 0 | 0 | 0 | 0 | 0 | 0 | 2 | 0.021028 | 0.0010514 | 0.15 | 0.0019722 | 0.00019722 | 0.73881 | 3.0465e-05 | 1.5233e-06 | 0.0020923 | 1951 | 0.0020923 | 0 | 1951
101000034 | 10 | Lump Rd, Hilltop Rd, FM 2919 N | Feasibility study of LWCs | 100000 | No | 0 | 0 | 11 | 0.0058904 | 0.00088356 | 9 | 0.0063748 | 0.00063748 | 14 | 0.0014333 | 0.00021499 | 0 | 0 | 0 | 0 | 0 | 0 | 0 | 0 | 0 | 0.84983 | 0.011174 | 0.0011174 | 69.4108 | 0.0028622 | 0.00014311 | 0.0029965 | 1904 | 0.0029965 | 0 | 1904
101000035 | 10 | Drainage Improvements to Crawford Outlet Right-of-Way | Drainage Improvements to Crawford Outlet Right-of-Way | 50000 | No | 0 | 0 | 11 | 0.0058904 | 0.00088356 | 9 | 0.0063748 | 0.00063748 | 14 | 0.0014333 | 0.00021499 | 0 | 0 | 0 | 0 | 0 | 0 | 0 | 0 | 0 | 0.84983 | 0.011174 | 0.0011174 | 69.4108 | 0.0028622 | 0.00014311 | 0.0029965 | 1904 | 0.0029965 | 0 | 1905
071000035 | 7 | City of Amherst DMP | Evaluate City of Amherst for a Storm Water Master Plan. | 250000 | No | 0 | 0 | 13 | 0.0069614 | 0.0010442 | 10 | 0.0070831 | 0.00070831 | 6 | 0.00061425 | 9.2138e-05 | 0 | 0 | 0 | 0 | 0 | 0 | 0 | 0 | 0 | 3.0944 | 0.040686 | 0.0040686 | 13.9416 | 0.00057489 | 2.8745e-05 | 0.005942 | 1816 | 0.005942 | 0 | 1816
111000106 | 11 | Gillespie County Low Water Crossing Improvements Project Planning | Project planning to place automatic warning signs at 35 documented low water crossings in the county | 50000 | No | 0 | 0 | 8 | 0.0042839 | 0.00064259 | 2 | 0.0014166 | 0.00014166 | 22 | 0.0022523 | 0.00033784 | 0 | 0 | 0 | 0 | 0 | 0 | 0 | 0 | 0 | 0.11621 | 0.001528 | 0.0001528 | 347.8708 | 0.014345 | 0.00071723 | 0.0019921 | 1959 | 0.0019921 | 0 | 1959
111000052 | 11 | City of Nixon Voluntary Buyout Program Project Planning | Project planning to develop and implement a program to buyout NFIP repetitive loss properties. | 150000 | No | 0 | 0 | 13 | 0.0069614 | 0.0010442 | 6 | 0.0042498 | 0.00042498 | 22 | 0.0022523 | 0.00033784 | 0 | 0 | 0 | 0 | 0 | 0 | 0 | 0 | 0 | 0.10177 | 0.0013382 | 0.00013382 | 6.22 | 0.00025649 | 1.2824e-05 | 0.0019537 | 1961 | 0.0019537 | 0 | 1961
031000139 | 3 | Garner Rd, Chiesa Rd, and Wayne Way Storm Drain System Improvements | Evaluation of storm drain system redirection and improvements at Garner Rd, Chiesa Rd, and Wayne Way | 1100000 | No | 0 | 0 | 13 | 0.0069614 | 0.0010442 | 6 | 0.0042498 | 0.00042498 | 20 | 0.0020475 | 0.00030713 | 0 | 0 | 0 | 0 | 0 | 0 | 0 | 0 | 0 | 4.0404 | 0.053124 | 0.0053124 | 19.6057 | 0.00080845 | 4.0423e-05 | 0.0071291 | 1796 | 0.0071291 | 0 | 1796
071000084 | 7 | Archer County GIS Development | Develop a GIS inventory of stormwater infrastructure | 100000 | No | 0 | 0 | 0 | 0 | 0 | 0 | 0 | 0 | 0 | 0 | 0 | 0 | 0 | 0 | 0 | 0 | 0 | 0 | 0 | 0 | 1.9176 | 0.025213 | 0.0025213 | 877.8484 | 0.036199 | 0.0018099 | 0.0043312 | 1849 | 0.0043312 | 0 | 1849
071000119 | 7 | Archer County DCM | Consider stormwater criteria for infrastructure and floodplain ordinances to avoid new exposure to flood hazards. | 100000 | No | 0 | 0 | 0 | 0 | 0 | 0 | 0 | 0 | 0 | 0 | 0 | 0 | 0 | 0 | 0 | 0 | 0 | 0 | 0 | 0 | 1.9176 | 0.025213 | 0.0025213 | 877.8484 | 0.036199 | 0.0018099 | 0.0043312 | 1849 | 0.0043312 | 0 | 1850
071000120 | 7 | Archer County Relocate Critical Facilities High Hazard | Relocate critical facilities out of high hazard areas. | 2000000 | No | 0 | 0 | 0 | 0 | 0 | 0 | 0 | 0 | 0 | 0 | 0 | 0 | 0 | 0 | 0 | 0 | 0 | 0 | 0 | 0 | 1.9176 | 0.025213 | 0.0025213 | 877.8484 | 0.036199 | 0.0018099 | 0.0043312 | 1849 | 0.0043312 | 0 | 1851
111000149 | 11 | City of Kerrville Coronado Drive and Junction Highway Drainage Improvements | Develop required technical data for FMP. Project planning for street and drainage improvement project. | 15000 | No | 0 | 0 | 9 | 0.0048194 | 0.00072291 | 0 | 0 | 0 | 70 | 0.0071663 | 0.0010749 | 0 | 0 | 0 | 0 | 0 | 0 | 0 | 0 | 0 | 0.14972 | 0.0019685 | 0.00019685 | 0 | 0 | 0 | 0.0019947 | 1958 | 0.0019947 | 0 | 1958
061000250 | 6 | City of Jacinto City Master Drainage Plan | Study to develop Master Drainage Plan using future and existing land use and flood/storm water drainage needs including Atlas 14 rainfall. | 180000 | No | 0 | 0 | 10 | 0.0053549 | 0.00080324 | 5 | 0.0035415 | 0.00035415 | 41 | 0.0041974 | 0.00062961 | 0 | 0 | 0 | 0 | 0 | 0 | 0 | 0 | 0 | 0.13381 | 0.0017594 | 0.00017594 | 0 | 0 | 0 | 0.0019629 | 1960 | 0.0019629 | 0 | 1960
071000045 | 7 | City of Newcastle DMP | Evaluate city to identify future projects, analyze roads/stream crossing for emergency response vehicles to high hazard areas. Determine locations for additional detention/retention basins. | 250000 | No | 0 | 0 | 11 | 0.0058904 | 0.00088356 | 9 | 0.0063748 | 0.00063748 | 11 | 0.0011261 | 0.00016892 | 0 | 0 | 0 | 0 | 0 | 0 | 0 | 0 | 0 | 0.81076 | 0.01066 | 0.001066 | 35.6832 | 0.0014714 | 7.3571e-05 | 0.0028295 | 1918 | 0.0028295 | 0 | 1918
131000163 | 13 | Aransas County Drainage Improvements - Southeast 35 - Project 2 | Aransas County Texas Multi-Jurisdictional Hazard Mitigation Action Plan - Action #25: Precinct 1/1A - Southeast 35 - Project 2. Reduce flood risk to buildings and infrastructure by making improvements to the County drainage system | 27000 | Yes | 100 | 0 | 1 | 0.00053549 | 8.0324e-05 | 1 | 0.00070831 | 7.0831e-05 | 1 | 0.00010238 | 1.5356e-05 | 0 | 0 | 0 | 0 | 0 | 0 | 3 | 0.031542 | 0.0015771 | 0.71264 | 0.0093699 | 0.00093699 | 0.6538 | 2.696e-05 | 1.348e-06 | 0.002682 | 1922 | 0.002682 | 0 | 1922
131000046 | 13 | W Comal St & FM 1581 Drainage Channel- FH#3 | Install trapezoidal concrete channel and upsize existing culverts at the crossing on W Comal Street and W San Antonio street at FM1581 intersections. | 86000 | Yes | 100 | 0 | 1 | 0.00053549 | 8.0324e-05 | 0 | 0 | 0 | 4 | 0.0004095 | 6.1425e-05 | 0 | 0 | 0 | 0 | 0 | 0 | 3 | 0.031542 | 0.0015771 | 0.092374 | 0.0012146 | 0.00012146 | 0 | 0 | 0 | 0.0018403 | 1965 | 0.0018403 | 0 | 1965
031000254 | 3 | Stuart Branch Stabilization | Evaluate from 460 feet north of Sanctuary Drive and 350 feet northeast of Nature Court cul-de-sac to Joe Pool Lake (future with development); Estimated construction cost of $349,700 | 250000 | No | 0 | 0 | 9 | 0.0048194 | 0.00072291 | 7 | 0.0049581 | 0.00049581 | 27 | 0.0027641 | 0.00041462 | 0 | 0 | 0 | 0 | 0 | 0 | 0 | 0 | 0 | 0.56593 | 0.007441 | 0.0007441 | 20.5196 | 0.00084613 | 4.2307e-05 | 0.0024198 | 1934 | 0.0024198 | 0 | 1934
031000164 | 3 | Chipmunk Rd Culverts Replacement | Evaluate alternatives to replace Chipmunk Rd culverts with a bridge | 500000 | No | 0 | 0 | 8 | 0.0042839 | 0.00064259 | 8 | 0.0056664 | 0.00056664 | 7 | 0.00071663 | 0.00010749 | 0 | 0 | 0 | 0 | 0 | 0 | 0 | 0 | 0 | 0.35281 | 0.0046388 | 0.00046388 | 150.4855 | 0.0062053 | 0.00031027 | 0.0020909 | 1952 | 0.0020909 | 0 | 1952
131000081 | 13 | Drainage Improvements to Outfall Channel - Lateral AN | Reduce flooding in NE part of Taft. The project will widen and deepen the Main Lateral AN; replace bridge crossings at FM 631, CR 102, CR 77, and CR 81; and armor the ditch section between FM 693 and CR 102 to improve runoff through this section of ditch. | 760000 | Yes | 100 | 0 | 0 | 0 | 0 | 0 | 0 | 0 | 0 | 0 | 0 | 0 | 0 | 0 | 0 | 0 | 0 | 3 | 0.031542 | 0.0015771 | 0.066699 | 0.00087697 | 8.7697e-05 | 22.5116 | 0.00092828 | 4.6414e-05 | 0.0017112 | 1974 | 0.0017112 | 0 | 1974
111000089 | 11 | City of Wimberley Leveritt’s Loop Low Water Crossing Project Planning | Project planning for proposed project to replace low water crossing at Leveritt’s Loop | 100000 | No | 0 | 0 | 9 | 0.0048194 | 0.00072291 | 9 | 0.0063748 | 0.00063748 | 16 | 0.001638 | 0.0002457 | 0 | 0 | 0 | 0 | 0 | 0 | 0 | 0 | 0 | 0.19732 | 0.0025943 | 0.00025943 | 0 | 0 | 0 | 0.0018655 | 1964 | 0.0018655 | 0 | 1964
131000139 | 13 | Drainage Improvements - FM 1069 to McCampbell Slough | Easement Acquisition and the design and construction of 10,000 LF of drainage channels along FM 1069 and from Morgan Lane and Mooney Lane to McCampbell Slough. Addresses the flood prone Mooney-Vickery area. | 113000 | Yes | 100 | 0 | 0 | 0 | 0 | 0 | 0 | 0 | 0 | 0 | 0 | 0 | 0 | 0 | 0 | 0 | 0 | 3 | 0.031542 | 0.0015771 | 0.26626 | 0.0035009 | 0.00035009 | 0.34243 | 1.412e-05 | 7.0601e-07 | 0.0019279 | 1963 | 0.0019279 | 0 | 1963
131000078 | 13 | Airport Rd - Recurring Flooding & Project Location | Improved drainage to reduce disruptions due to flooding in the vicinity of the Live Oak County Airport. The area surrounding the airport is subject to flood inundation, thereby cutting off access to the airport and also on the future runway extension. | 13000 | Yes | 100 | 0 | 0 | 0 | 0 | 0 | 0 | 0 | 0 | 0 | 0 | 0 | 0 | 0 | 0 | 0 | 0 | 3 | 0.031542 | 0.0015771 | 0.4089 | 0.0053763 | 0.00053763 | 0.10425 | 4.2989e-06 | 2.1495e-07 | 0.002115 | 1950 | 0.002115 | 0 | 1950
101000109 | 10 | CR 332 Drainage Improvements | Implement drainage improvement program along CR 332 | 50000 | No | 0 | 0 | 9 | 0.0048194 | 0.00072291 | 8 | 0.0056664 | 0.00056664 | 16 | 0.001638 | 0.0002457 | 0 | 0 | 0 | 0 | 0 | 0 | 0 | 0 | 0 | 2.8922 | 0.038027 | 0.0038027 | 14.6725 | 0.00060503 | 3.0251e-05 | 0.0053682 | 1827 | 0.0053682 | 0 | 1827
011000163 | 1 | Playa 8 Watershed Study (City of Amarillo) | Perform H&H modeling, develop conceptual alternatives and OPCC, and rank projects. Marked as high priority in 2019 Amarillo DMP | 284000 | No | 0 | 0 | 7 | 0.0037484 | 0.00056227 | 5 | 0.0035415 | 0.00035415 | 35 | 0.0035831 | 0.00053747 | 0 | 0 | 0 | 0 | 0 | 0 | 0 | 0 | 0 | 1.1791 | 0.015503 | 0.0015503 | 53.92 | 0.0022234 | 0.00011117 | 0.0031153 | 1895 | 0.0031153 | 0 | 1895
051000104 | 5 | Grannis Upgrade Pumping Equipment | H&H study to size pump upgrades and improve existing level of service. | 100000 | Yes | 100 | 0 | 1 | 0.00053549 | 8.0324e-05 | 0 | 0 | 0 | 95 | 0.0097257 | 0.0014588 | 0 | 0 | 0 | 0 | 0 | 0 | 0 | 0 | 0 | 0.047618 | 0.00062609 | 6.2609e-05 | 0.22239 | 9.1706e-06 | 4.5853e-07 | 0.0016022 | 1977 | 0.0016022 | 0 | 1977
071000209 | 7 | Idalou Playa Lake Improvements | Establish native grass buffers around Playa Lakes to filter out soil and contaminants from flooding; replenish dry Playa Lakes to ensure protection of aquifers and mitigate declining water tables due to drought | 100000 | No | 0 | 0 | 12 | 0.0064259 | 0.00096389 | 2 | 0.0014166 | 0.00014166 | 11 | 0.0011261 | 0.00016892 | 0 | 0 | 0 | 0 | 0 | 0 | 0 | 0 | 0 | 0.1767 | 0.0023233 | 0.00023233 | 118.6619 | 0.0048931 | 0.00024465 | 0.0017515 | 1973 | 0.0017515 | 0 | 1973
021000037 | 2 | Stream WC-1 | Street flooding near McKnight and Jonathan Street. Storm drain system evaluation and development of alternatives to increase community access for 40-50 houses. | 250000 | No | 0 | 0 | 8 | 0.0042839 | 0.00064259 | 4 | 0.0028332 | 0.00028332 | 37 | 0.0037879 | 0.00056818 | 0 | 0 | 0 | 0 | 0 | 0 | 0 | 0 | 0 | 0.52354 | 0.0068836 | 0.00068836 | 4.3113 | 0.00017778 | 8.8889e-06 | 0.0021913 | 1947 | 0.0021913 | 0 | 1947
121000106 | 12 | Goliad Damage Center A | Vegetated swales along Bungalow Ave and N San Patricio St | 50000 | No | 0 | 0 | 3 | 0.0016065 | 0.00024097 | 2 | 0.0014166 | 0.00014166 | 4 | 0.0004095 | 6.1425e-05 | 0 | 0 | 0 | 0 | 0 | 0 | 2 | 0.021028 | 0.0010514 | 0.05 | 0.00065741 | 6.5741e-05 | 0 | 0 | 0 | 0.0015612 | 1979 | 0.0015612 | 0 | 1979
121000030 | 12 | Cibolo Creek Tributary 19 Mapping Improvements | Alternative Anylsis and Project recommendation | 100000 | No | 0 | 0 | 6 | 0.003213 | 0.00048194 | 6 | 0.0042498 | 0.00042498 | 4 | 0.0004095 | 6.1425e-05 | 0 | 0 | 0 | 0 | 0 | 0 | 1 | 0.010514 | 0.00052571 | 0.13 | 0.0017093 | 0.00017093 | 0 | 0 | 0 | 0.001665 | 1976 | 0.001665 | 0 | 1976
021000023 | 2 | New Boston Unnamed Stream 2 | Debris, Vegetation Removal, and Channelization | 250000 | No | 0 | 0 | 8 | 0.0042839 | 0.00064259 | 7 | 0.0049581 | 0.00049581 | 21 | 0.0021499 | 0.00032248 | 0 | 0 | 0 | 0 | 0 | 0 | 0 | 0 | 0 | 0.63615 | 0.0083642 | 0.00083642 | 0.086034 | 3.5477e-06 | 1.7738e-07 | 0.0022975 | 1938 | 0.0022975 | 0 | 1938
131000157 | 13 | Improvements to Doyle Drainage Basin | Improvement to outfall into Nueces bay; increase conveyance capacity of ditches. | 100000 | Yes | 100 | 0 | 5 | 0.0026775 | 0.00040162 | 5 | 0.0035415 | 0.00035415 | 10 | 0.0010238 | 0.00015356 | 0 | 0 | 0 | 0 | 0 | 0 | 1 | 0.010514 | 0.00052571 | 0.037345 | 0.00049102 | 4.9102e-05 | 0.015091 | 6.2228e-07 | 3.1114e-08 | 0.0014842 | 1986 | 0.0014842 | 0 | 1986
101000066 | 10 | County Road 480 | Strengthen County Road 480 with development of headwall | 100000 | No | 0 | 0 | 10 | 0.0053549 | 0.00080324 | 5 | 0.0035415 | 0.00035415 | 16 | 0.001638 | 0.0002457 | 0 | 0 | 0 | 0 | 0 | 0 | 0 | 0 | 0 | 0.6121 | 0.008048 | 0.0008048 | 14.5608 | 0.00060042 | 3.0021e-05 | 0.0022379 | 1941 | 0.0022379 | 0 | 1941
071000082 | 7 | Town of Woodson DMP | Evaluate town to identify future projects, analyze roads/stream crossing for emergency response vehicles to high hazard areas | 250000 | No | 0 | 0 | 10 | 0.0053549 | 0.00080324 | 3 | 0.0021249 | 0.00021249 | 25 | 0.0025594 | 0.00038391 | 0 | 0 | 0 | 0 | 0 | 0 | 0 | 0 | 0 | 0.29963 | 0.0039396 | 0.00039396 | 5.1624 | 0.00021287 | 1.0644e-05 | 0.0018042 | 1967 | 0.0018042 | 0 | 1967
071000203 | 7 | Town of Woodson Stream Restoration Program | Implement stream restoration / channelization program to ensure adequate drainage / diversion of stormwater. | 250000 | No | 0 | 0 | 10 | 0.0053549 | 0.00080324 | 3 | 0.0021249 | 0.00021249 | 25 | 0.0025594 | 0.00038391 | 0 | 0 | 0 | 0 | 0 | 0 | 0 | 0 | 0 | 0.29963 | 0.0039396 | 0.00039396 | 5.1624 | 0.00021287 | 1.0644e-05 | 0.0018042 | 1967 | 0.0018042 | 0 | 1968
101000179 | 10 | Various Streets - Install Flood Early Warning System | Detection warnings at low water crossings across the county | 15000 | No | 0 | 0 | 1 | 0.00053549 | 8.0324e-05 | 0 | 0 | 0 | 0 | 0 | 0 | 0 | 0 | 0 | 0 | 0 | 0 | 0 | 0 | 0 | 0 | 0 | 0 | 637.3353 | 0.026281 | 0.001314 | 0.0013944 | 1990 | 0.0013944 | 0 | 1990
111000067 | 11 | City of Seguin Sewage Treatment Plant Floodproofing Project Planning | Project planning for proposed project to flood-proof sewage treatment plants in flood hazard / low-lying areas. | 100000 | No | 0 | 0 | 8 | 0.0042839 | 0.00064259 | 0 | 0 | 0 | 48 | 0.004914 | 0.0007371 | 0 | 0 | 0 | 0 | 0 | 0 | 0 | 0 | 0 | 0.15666 | 0.0020597 | 0.00020597 | 0 | 0 | 0 | 0.0015857 | 1978 | 0.0015857 | 0 | 1978
101000086 | 10 | Citywide Drainage Study | Complete engineering studies and determine project designs for stormwater flood prevention | 250000 | No | 0 | 0 | 8 | 0.0042839 | 0.00064259 | 8 | 0.0056664 | 0.00056664 | 10 | 0.0010238 | 0.00015356 | 0 | 0 | 0 | 0 | 0 | 0 | 0 | 0 | 0 | 0.10302 | 0.0013545 | 0.00013545 | 4.9767 | 0.00020522 | 1.0261e-05 | 0.0015085 | 1984 | 0.0015085 | 0 | 1984
131000050 | 13 | S Roosevelt Street and E Haynes Avenue Drainage- FH#7 | Install series of underground storm water lines and drop structures along S Roosevelt Street and E Carter Street acquiring drainage easement of 27000 SF south west of S Roosevelt Street tying in to the existing earthen channel on S Oak Street. | 764000 | Yes | 100 | 0 | 2 | 0.001071 | 0.00016065 | 2 | 0.0014166 | 0.00014166 | 1 | 0.00010238 | 1.5356e-05 | 0 | 0 | 0 | 0 | 0 | 0 | 2 | 0.021028 | 0.0010514 | 0.043038 | 0.00056587 | 5.6587e-05 | 1.2771 | 5.2663e-05 | 2.6332e-06 | 0.0014283 | 1989 | 0.0014283 | 0 | 1989
031000075 | 3 | Town of Dish DMP | Evaluate City and identify future projects. | 250000 | No | 0 | 0 | 8 | 0.0042839 | 0.00064259 | 2 | 0.0014166 | 0.00014166 | 13 | 0.0013309 | 0.00019963 | 0 | 0 | 0 | 0 | 0 | 0 | 0 | 0 | 0 | 0.13872 | 0.0018239 | 0.00018239 | 180.8567 | 0.0074577 | 0.00037289 | 0.0015392 | 1983 | 0.0015392 | 0 | 1983
121000130 | 12 | Bandera WWTP Study | Wastewater treatment plant is in 100 yr floodplain. Study to find solutions. | 150000 | Yes | 100 | 0 | 2 | 0.001071 | 0.00016065 | 2 | 0.0014166 | 0.00014166 | 0 | 0 | 0 | 0 | 0 | 0 | 0 | 0 | 0 | 2 | 0.021028 | 0.0010514 | 0.01 | 0.00013148 | 1.3148e-05 | 0.79224 | 3.2669e-05 | 1.6334e-06 | 0.0013685 | 1993 | 0.0013685 | 0 | 1993
151000088 | 15 | Risk Area 13 Celle De Los Santos neighborhood. Additional culvert under irrigation canal. | Project includes upgrading existing culvert crossing irrigation canal from 2-6'x4' RCB to 4-6'x4' RCB. | 27225 | Yes | 100 | 0 | 0 | 0 | 0 | 8 | 0.0056664 | 0.00056664 | 50 | 0.0051188 | 0.00076781 | 0 | 0 | 0 | 0 | 0 | 0 | 0 | 0 | 0 | 0.25771 | 0.0033885 | 0.00033885 | 0 | 0 | 0 | 0.0016733 | 1975 | 0.0016733 | 0 | 1975
051000138 | 5 | Stadium Upgrade Pumping Equipment | H&H study to size pump upgrades and improve existing level of service. | 100000 | Yes | 100 | 0 | 6 | 0.003213 | 0.00048194 | 6 | 0.0042498 | 0.00042498 | 27 | 0.0027641 | 0.00041462 | 0 | 0 | 0 | 0 | 0 | 0 | 0 | 0 | 0 | 0.11525 | 0.0015153 | 0.00015153 | 0 | 0 | 0 | 0.0014731 | 1987 | 0.0014731 | 0 | 1987
091000109 | 9 | Town of Loraine Drainway Project Planning | Identify scope of drainways project to remove soil caused by runoff in roadside ditches. Evaluate and study size and number of culverts to minimize drainage projects. | 25000 | No | 0 | 0 | 9 | 0.0048194 | 0.00072291 | 7 | 0.0049581 | 0.00049581 | 6 | 0.00061425 | 9.2138e-05 | 0 | 0 | 0 | 0 | 0 | 0 | 0 | 0 | 0 | 5.3939 | 0.07092 | 0.007092 | 1.73 | 7.1339e-05 | 3.5669e-06 | 0.0084065 | 1778 | 0.0084065 | 0 | 1778
131000123 | 13 | Conn Brown Harbor Bulkhead Improvements | Install bulkheads at Conn Brown Harbor to protect new and existing buildings and infrastructure. | 164000 | Yes | 100 | 0 | 6 | 0.003213 | 0.00048194 | 0 | 0 | 0 | 52 | 0.0053235 | 0.00079853 | 0 | 0 | 0 | 0 | 0 | 0 | 0 | 0 | 0 | 0.02511 | 0.00033015 | 3.3015e-05 | 0 | 0 | 0 | 0.0013135 | 1999 | 0.0013135 | 0 | 1999
131000102 | 13 | Stormwater Master Plan #2 - North of Parkview between Sunset and Woodhaven Outfall Pipe | Positive drainage to Parkview Place to be improved by minor site regrading, grate inlet installation, and installation of RCP along Woodhaven Drive. Improvement to be connected to existing storm pipe via junction box. | 7000 | Yes | 100 | 0 | 1 | 0.00053549 | 8.0324e-05 | 1 | 0.00070831 | 7.0831e-05 | 4 | 0.0004095 | 6.1425e-05 | 0 | 0 | 0 | 0 | 0 | 0 | 2 | 0.021028 | 0.0010514 | 0.0724 | 0.00095193 | 9.5193e-05 | 0 | 0 | 0 | 0.0013592 | 1994 | 0.0013592 | 0 | 1994
131000107 | 13 | Stormwater Master Plan #7 - Bayshore East Channel and Culvert Improvements | Positive drainage from stormwater ditch to bay to be improved by site and channel regrading and installation of RCP to provide direct outfalls for low lying areas to the bay. | 47000 | Yes | 100 | 0 | 4 | 0.002142 | 0.0003213 | 4 | 0.0028332 | 0.00028332 | 7 | 0.00071663 | 0.00010749 | 0 | 0 | 0 | 0 | 0 | 0 | 1 | 0.010514 | 0.00052571 | 0.060681 | 0.00079785 | 7.9785e-05 | 0 | 0 | 0 | 0.0013176 | 1998 | 0.0013176 | 0 | 1998
011000137 | 1 | Playa No. 34 Project Planning (City of Amarillo) | Evaluate project to quantify benefits, evaluate impacts and begin design. Improvements include adding an outfall channel. Project identified from 2019 Amarillo DMP. | 250000 | No | 0 | 0 | 5 | 0.0026775 | 0.00040162 | 5 | 0.0035415 | 0.00035415 | 13 | 0.0013309 | 0.00019963 | 0 | 0 | 0 | 0 | 0 | 0 | 0 | 0 | 0 | 1.5876 | 0.020874 | 0.0020874 | 133.694 | 0.0055129 | 0.00027565 | 0.0033184 | 1887 | 0.0033184 | 0 | 1887
131000092 | 13 | 601 Racine Street Easement & Outfall Project | Acquire drainage easements in natural wetlands and construct new outfalls. | 75000 | Yes | 100 | 0 | 1 | 0.00053549 | 8.0324e-05 | 1 | 0.00070831 | 7.0831e-05 | 0 | 0 | 0 | 0 | 0 | 0 | 0 | 0 | 0 | 2 | 0.021028 | 0.0010514 | 0.034788 | 0.0004574 | 4.574e-05 | 0 | 0 | 0 | 0.0012483 | 2003 | 0.0012483 | 0 | 2003
011000146 | 1 | Playa No. 7 Coulter/Loop 335 Storm Sewer (City of Amarillo) | Evaluate project to quantify benefits, evaluate impacts and begin design. Improvements to Playa No. 7 Coulter/Loop 335 Storm Sewer. System takes flow from Playa watersheds 11 and 14 and outflows to Playa 7. Project identified from 2019 Amarillo DMP. | 250000 | No | 0 | 0 | 6 | 0.003213 | 0.00048194 | 5 | 0.0035415 | 0.00035415 | 16 | 0.001638 | 0.0002457 | 0 | 0 | 0 | 0 | 0 | 0 | 0 | 0 | 0 | 4.1148 | 0.054102 | 0.0054102 | 57.4149 | 0.0023675 | 0.00011838 | 0.0066104 | 1807 | 0.0066104 | 0 | 1807
101000018 | 10 | Patterson Rd & Barton's Creek | Wooden Bridge Upgrade, Box-culvert bridge | 100000 | No | 0 | 0 | 1 | 0.00053549 | 8.0324e-05 | 1 | 0.00070831 | 7.0831e-05 | 3 | 0.00030713 | 4.6069e-05 | 0 | 0 | 0 | 0 | 0 | 0 | 0 | 0 | 0 | 0.11197 | 0.0014723 | 0.00014723 | 479.7714 | 0.019784 | 0.00098918 | 0.0013336 | 1996 | 0.0013336 | 0 | 1996
121000129 | 12 | Bandera Lower Mason Creek and Bandera Creek at State Highway 16 | Lower Mason Creek and Bandera Creek contribute to flooding at SH 16. Study to upgrade road. | 50000 | Yes | 100 | 0 | 4 | 0.002142 | 0.0003213 | 4 | 0.0028332 | 0.00028332 | 3 | 0.00030713 | 4.6069e-05 | 0 | 0 | 0 | 0 | 0 | 0 | 1 | 0.010514 | 0.00052571 | 0.15 | 0.0019722 | 0.00019722 | 0 | 0 | 0 | 0.0013736 | 1992 | 0.0013736 | 0 | 1992
121000127 | 12 | Bandera FM 2107 Study | FM 2107 is the only path for residents to access community lifelines.FM 2107 is the only path for residents to access community lifelines. Study to upgrade road. | 300000 | Yes | 100 | 0 | 1 | 0.00053549 | 8.0324e-05 | 0 | 0 | 0 | 2 | 0.00020475 | 3.0713e-05 | 0 | 0 | 0 | 0 | 0 | 0 | 2 | 0.021028 | 0.0010514 | 0.6 | 0.0078889 | 0.00078889 | 0.46987 | 1.9375e-05 | 9.6876e-07 | 0.0019523 | 1962 | 0.0019523 | 0 | 1962
091000006 | 9 | City of Blackwell Storm Drain and Culvert Improvements Study | Proposed project planning for upgrading undersized stormwater drains and culverts. | 300000 | No | 0 | 0 | 9 | 0.0048194 | 0.00072291 | 3 | 0.0021249 | 0.00021249 | 14 | 0.0014333 | 0.00021499 | 0 | 0 | 0 | 0 | 0 | 0 | 0 | 0 | 0 | 0.48034 | 0.0063156 | 0.00063156 | 0.07071 | 2.9158e-06 | 1.4579e-07 | 0.0017821 | 1969 | 0.0017821 | 0 | 1969
121000145 | 12 | Karnes Damage Center H | Raise bridge on Hwy 181/5th in Kenedy | 150000 | Yes | 100 | 0 | 1 | 0.00053549 | 8.0324e-05 | 0 | 0 | 0 | 1 | 0.00010238 | 1.5356e-05 | 0 | 0 | 0 | 0 | 0 | 0 | 2 | 0.021028 | 0.0010514 | 0.09 | 0.0011833 | 0.00011833 | 0.043053 | 1.7753e-06 | 8.8766e-08 | 0.0012655 | 2001 | 0.0012655 | 0 | 2001
011000067 | 1 | Lakeview City Drainage Master Plan | Perform H&H modeling, develop conceptual alternatives and OPCC, and rank projects; selected based on the needs analysis | 250000 | No | 0 | 0 | 10 | 0.0053549 | 0.00080324 | 3 | 0.0021249 | 0.00021249 | 7 | 0.00071663 | 0.00010749 | 0 | 0 | 0 | 0 | 0 | 0 | 0 | 0 | 0 | 0.81057 | 0.010658 | 0.0010658 | 2.4817 | 0.00010233 | 5.1167e-06 | 0.0021941 | 1946 | 0.0021941 | 0 | 1946
131000170 | 13 | Nueces Off-Channel Reservoir near Lake Corpus Christi | The Nueces OCR at the proposed location could be operated to capture water that would otherwise spill from LCC while still maintaining freshwater inflows to the Nueces Bay and Estuary (B&E) and could potentially reduce flood events downstream of LCC. | 65673000 | Yes | 100 | 0 | 0 | 0 | 0 | 0 | 0 | 0 | 0 | 0 | 0 | 0 | 0 | 0 | 0 | 0 | 0 | 2 | 0.021028 | 0.0010514 | 0.079519 | 0.0010455 | 0.00010455 | 8.0388 | 0.00033149 | 1.6574e-05 | 0.0011725 | 2013 | 0.0011725 | 0 | 2013
111000017 | 11 | City of Garden Ridge Drainage Improvements Project Planning | Project planning to complete final phase of drainage infrastructure upgrades. | 100000 | No | 0 | 0 | 9 | 0.0048194 | 0.00072291 | 0 | 0 | 0 | 20 | 0.0020475 | 0.00030713 | 0 | 0 | 0 | 0 | 0 | 0 | 0 | 0 | 0 | 0 | 0 | 0 | 18.3623 | 0.00075718 | 3.7859e-05 | 0.0010679 | 2019 | 0.0010679 | 0 | 2019
131000180 | 13 | Petronilla Drainage Improvements Feasibility Study | Petronilla Drainage Improvements Feasibility Study | 100000 | Yes | 100 | 0 | 0 | 0 | 0 | 0 | 0 | 0 | 0 | 0 | 0 | 0 | 0 | 0 | 0 | 0 | 0 | 2 | 0.021028 | 0.0010514 | 0.17237 | 0.0022664 | 0.00022664 | 3.0913 | 0.00012747 | 6.3736e-06 | 0.0012844 | 2000 | 0.0012844 | 0 | 2000
031000299 | 3 | Ricketts Branch at Camp Wisdom Road | Evaluate bridge improvements for Camp Wisdom Road over Ricketts Branch (2 structures) | 250000 | No | 0 | 0 | 5 | 0.0026775 | 0.00040162 | 5 | 0.0035415 | 0.00035415 | 19 | 0.0019451 | 0.00029177 | 0 | 0 | 0 | 0 | 0 | 0 | 0 | 0 | 0 | 0.54394 | 0.0071518 | 0.00071518 | 2.2549 | 9.2981e-05 | 4.649e-06 | 0.0017674 | 1970 | 0.0017674 | 0 | 1970
031000300 | 3 | Ricketts Branch at IH 35E Service | Evaluate bridge improvements for IH 35E over Ricketts Branch | 250000 | No | 0 | 0 | 5 | 0.0026775 | 0.00040162 | 5 | 0.0035415 | 0.00035415 | 19 | 0.0019451 | 0.00029177 | 0 | 0 | 0 | 0 | 0 | 0 | 0 | 0 | 0 | 0.54394 | 0.0071518 | 0.00071518 | 2.2549 | 9.2981e-05 | 4.649e-06 | 0.0017674 | 1970 | 0.0017674 | 0 | 1971
131000100 | 13 | Bee Road Drainage Improvements | Construct drainage channel from Hwy 35 Bypass to Port Bay. Easements needed from three property owners | 225000 | Yes | 100 | 0 | 0 | 0 | 0 | 0 | 0 | 0 | 0 | 0 | 0 | 0 | 0 | 0 | 0 | 0 | 0 | 2 | 0.021028 | 0.0010514 | 0.023668 | 0.0003112 | 3.112e-05 | 0.34917 | 1.4398e-05 | 7.1992e-07 | 0.0010833 | 2018 | 0.0010833 | 0 | 2018
121000008 | 12 | Rolling Acres Trail LWC Flow-activated Sensors | Add flow-activated sensors and automated drop-down arms to close off a road when the water has surpassed the road. | 359585 | No | 0 | 0 | 0 | 0 | 0 | 0 | 0 | 0 | 0 | 0 | 0 | 0 | 0 | 0 | 0 | 0 | 0 | 2 | 0.021028 | 0.0010514 | 0.29 | 0.003813 | 0.0003813 | 0 | 0 | 0 | 0.0014327 | 1988 | 0.0014327 | 0 | 1988
121000014 | 12 | Karnes County Damage Centers Karnes B | Multiple structures at risk Within Marcelinas Creek at US 181 | 4243043 | No | 0 | 0 | 0 | 0 | 0 | 0 | 0 | 0 | 0 | 0 | 0 | 0 | 0 | 0 | 0 | 0 | 0 | 2 | 0.021028 | 0.0010514 | 0.11 | 0.0014463 | 0.00014463 | 0 | 0 | 0 | 0.001196 | 2012 | 0.001196 | 0 | 2012
121000110 | 12 | Culvert improvement on Hatch St in Tivoli | The bridge on Hatch Street in Tivoli was replaced with a culvert which drains slow and causes the water to breach the levee. Study to find alternatives to determine solutions for this drainage issue. | 150000 | No | 0 | 0 | 0 | 0 | 0 | 0 | 0 | 0 | 0 | 0 | 0 | 0 | 0 | 0 | 0 | 0 | 0 | 2 | 0.021028 | 0.0010514 | 0 | 0 | 0 | 0 | 0 | 0 | 0.0010514 | 2022 | 0.0010514 | 0 | 2022
121000111 | 12 | Culvert Improvement on Highway 239 in Tivoli | Culverts on Highway 239 in Tivoli are too small causing water to get in houses. Study to find alternatives to determine solutions for this drainage issue. | 150000 | No | 0 | 0 | 0 | 0 | 0 | 0 | 0 | 0 | 0 | 0 | 0 | 0 | 0 | 0 | 0 | 0 | 0 | 2 | 0.021028 | 0.0010514 | 0.01 | 0.00013148 | 1.3148e-05 | 0 | 0 | 0 | 0.0010646 | 2020 | 0.0010646 | 0 | 2020
121000131 | 12 | Bandera 470 and Indian Creek Study | Blocks public access to lifelines in Bandera. Study to upgrade road. | 50000 | Yes | 100 | 0 | 0 | 0 | 0 | 0 | 0 | 0 | 0 | 0 | 0 | 0 | 0 | 0 | 0 | 0 | 0 | 2 | 0.021028 | 0.0010514 | 0.15 | 0.0019722 | 0.00019722 | 0 | 0 | 0 | 0.0012486 | 2002 | 0.0012486 | 0 | 2002
131000051 | 13 | N Roosevelt Street and Chapparal Road Drainage- FH#8 | Install series of underground storm water lines and drop structures on N Roosevelt Street acquiring drainage easement of 12500 SF north of intersection of S Roosevelt Street and Chapparal Road outfalling to existing earthen swale on Nail Road(CR2015). | 749000 | Yes | 100 | 0 | 0 | 0 | 0 | 0 | 0 | 0 | 0 | 0 | 0 | 0 | 0 | 0 | 0 | 0 | 0 | 2 | 0.021028 | 0.0010514 | 0.07652 | 0.0010061 | 0.00010061 | 0 | 0 | 0 | 0.001152 | 2014 | 0.001152 | 0 | 2014
131000071 | 13 | Easement Outfall Loop 70 & Shell Ridge Rd | Purchase Drainage easement and construct outfall ditch south of Church St. | 250000 | Yes | 100 | 0 | 0 | 0 | 0 | 0 | 0 | 0 | 0 | 0 | 0 | 0 | 0 | 0 | 0 | 0 | 0 | 2 | 0.021028 | 0.0010514 | 0.039922 | 0.00052491 | 5.2491e-05 | 0 | 0 | 0 | 0.0011039 | 2017 | 0.0011039 | 0 | 2017
131000085 | 13 | Modify Pump Station Outfalls | Modify outfalls of pump station that pump into Aransas Bay at Murray, Morgan, Lamar, Corpus Christi and 1st St. Raise outfall so above sea level to reduce backwater effect on the system. | 327000 | Yes | 100 | 0 | 0 | 0 | 0 | 0 | 0 | 0 | 0 | 0 | 0 | 0 | 0 | 0 | 0 | 0 | 0 | 2 | 0.021028 | 0.0010514 | 0.0067758 | 8.909e-05 | 8.909e-06 | 0 | 0 | 0 | 0.0010603 | 2021 | 0.0010603 | 0 | 2021
131000094 | 13 | Holiday Beach East Drainage System Improvement | Construct outfall east to Aransas Wildlife Refuge and construct outfall west to HWY 35 Bypass. Construct culvert under Hwy 35 Bypass. Improve drainage channel from Hwy 35 Bypass to Copano Bay. | 300000 | Yes | 100 | 0 | 0 | 0 | 0 | 0 | 0 | 0 | 0 | 0 | 0 | 0 | 0 | 0 | 0 | 0 | 0 | 2 | 0.021028 | 0.0010514 | 0.13284 | 0.0017466 | 0.00017466 | 0 | 0 | 0 | 0.0012261 | 2005 | 0.0012261 | 0 | 2005
151000010 | 15 | Indian Lake Action #18 | Harden critical facilities, to include the Town Hall/Police Station, to reduce or eliminate wind, hail, and flood damage and ensure continuity of emergency services | 27720 | Yes | 100 | 0 | 0 | 0 | 0 | 9 | 0.0063748 | 0.00063748 | 25 | 0.0025594 | 0.00038391 | 0 | 0 | 0 | 0 | 0 | 0 | 0 | 0 | 0 | 0.15514 | 0.0020397 | 0.00020397 | 0 | 0 | 0 | 0.0012254 | 2006 | 0.0012254 | 0 | 2006
121000057 | 12 | French Creek RSWF | An on-channel RSWF provides approximately 150 acre-feet of storag | 19117088 | No | 0 | 0 | 4 | 0.002142 | 0.0003213 | 0 | 0 | 0 | 11 | 0.0011261 | 0.00016892 | 0 | 0 | 0 | 0 | 0 | 0 | 1 | 0.010514 | 0.00052571 | 0.25 | 0.0032871 | 0.00032871 | 0 | 0 | 0 | 0.0013446 | 1995 | 0.0013446 | 0 | 1995
131000148 | 13 | Kinney St. Pump Station Inlet Modifications | It is recommended that modifications be made to increase the size and capacity of the inlet to the Kinney Street Pump Station. | 117000 | Yes | 100 | 0 | 2 | 0.001071 | 0.00016065 | 0 | 0 | 0 | 55 | 0.0056306 | 0.0008446 | 0 | 0 | 0 | 0 | 0 | 0 | 0 | 0 | 0 | 0 | 0 | 0 | 0 | 0 | 0 | 0.0010052 | 2024 | 0.0010052 | 0 | 2024
011000096 | 1 | Electra City Drainage Master Plan | Perform H&H modeling, develop conceptual alternatives and OPCC, and rank projects; selected based on the needs analysis | 250000 | No | 0 | 0 | 7 | 0.0037484 | 0.00056227 | 2 | 0.0014166 | 0.00014166 | 17 | 0.0017404 | 0.00026106 | 0 | 0 | 0 | 0 | 0 | 0 | 0 | 0 | 0 | 1.7328 | 0.022783 | 0.0022783 | 13.3934 | 0.00055228 | 2.7614e-05 | 0.0032709 | 1889 | 0.0032709 | 0 | 1889
011000071 | 1 | Canadian City Drainage Master Plan | Perform H&H modeling, develop conceptual alternatives and OPCC, and rank projects; selected based on HMAPs | 250000 | No | 0 | 0 | 10 | 0.0053549 | 0.00080324 | 0 | 0 | 0 | 12 | 0.0012285 | 0.00018428 | 0 | 0 | 0 | 0 | 0 | 0 | 0 | 0 | 0 | 0.25539 | 0.0033579 | 0.00033579 | 1.1031 | 4.5487e-05 | 2.2744e-06 | 0.0013256 | 1997 | 0.0013256 | 0 | 1997
051000112 | 5 | Upper Johns Gulley Upgrade Drainage Channel | H&H study to identify alternatives for Upper Johns Gulley drainage improvements | 100000 | Yes | 100 | 0 | 0 | 0 | 0 | 0 | 0 | 0 | 0 | 0 | 0 | 0 | 0 | 0 | 0 | 0 | 0 | 0 | 0 | 0 | 1.1369 | 0.014948 | 0.0014948 | 477.0875 | 0.019673 | 0.00098365 | 0.0024785 | 1929 | 0.0024785 | 0 | 1929
131000072 | 13 | Rockport County Club Lakes | RCC Lakes - Upgrade drainage system and increase the capacity of the lakes within the Rockport County Club | 62000 | Yes | 100 | 0 | 2 | 0.001071 | 0.00016065 | 2 | 0.0014166 | 0.00014166 | 7 | 0.00071663 | 0.00010749 | 0 | 0 | 0 | 0 | 0 | 0 | 1 | 0.010514 | 0.00052571 | 0 | 0 | 0 | 0 | 0 | 0 | 0.00093551 | 2029 | 0.00093551 | 0 | 2029
121000078 | 12 | Damage Center 44-San Antonio River Near Center Road | This area consists of large agricultural lots. Buyouts appear to be the best option since the entire damage center is in the floodplain. The area can be converted to a recreational water park area or pavilions to encourage biking | 7618557 | Yes | 100 | 0 | 7 | 0.0037484 | 0.00056227 | 4 | 0.0028332 | 0.00028332 | 3 | 0.00030713 | 4.6069e-05 | 0 | 0 | 0 | 0 | 0 | 0 | 0 | 0 | 0 | 0 | 0 | 0 | 10.351 | 0.00042683 | 2.1341e-05 | 0.000913 | 2033 | 0.000913 | 0 | 2033
011000131 | 1 | Playa No. 14 Project Planning - Diamond Horseshoe Lake (City of Amarillo) | Evaluate project to quantify benefits, evaluate impacts and begin design. Proposed improvement include new 750 GMP pumping station with 8" suction line, and new 8" force main. Project identified from 2019 Amarillo DMP. | 250000 | No | 0 | 0 | 5 | 0.0026775 | 0.00040162 | 4 | 0.0028332 | 0.00028332 | 12 | 0.0012285 | 0.00018428 | 0 | 0 | 0 | 0 | 0 | 0 | 0 | 0 | 0 | 2.0975 | 0.027579 | 0.0027579 | 0 | 0 | 0 | 0.0036271 | 1877 | 0.0036271 | 0 | 1877
011000167 | 1 | Diamond Horseshoe Lake Watershed Study (City of Amarillo) | Perform H&H modeling, develop conceptual alternatives and OPCC, and rank projects. Marked as high priority in 2019 Amarillo DMP | 247000 | No | 0 | 0 | 5 | 0.0026775 | 0.00040162 | 4 | 0.0028332 | 0.00028332 | 12 | 0.0012285 | 0.00018428 | 0 | 0 | 0 | 0 | 0 | 0 | 0 | 0 | 0 | 2.0975 | 0.027579 | 0.0027579 | 0 | 0 | 0 | 0.0036271 | 1878 | 0.0036271 | 0 | 1878
121000080 | 12 | Damage Center 39-Olmos Creek and Olmos Creek East Channel | Antonian High School is just downstream of this damage center. There are a total of eight parcels that are flooded by the 100-year storm event. Flood-proofing appears to be a practical approach for these properties | 601643 | Yes | 100 | 0 | 6 | 0.003213 | 0.00048194 | 4 | 0.0028332 | 0.00028332 | 5 | 0.00051188 | 7.6781e-05 | 0 | 0 | 0 | 0 | 0 | 0 | 0 | 0 | 0 | 0.0014 | 1.8407e-05 | 1.8407e-06 | 0 | 0 | 0 | 0.00084389 | 2039 | 0.00084389 | 0 | 2039
041000033 | 4 | City of Fruitvale Drainage Infrastructure Improvement Study | Feasibility study to evaluate access and road conditions for response vehicles. Develop and implement options to improve access and/or add redundant access routes in high risk areas. | 200000 | No | 0 | 0 | 4 | 0.002142 | 0.0003213 | 1 | 0.00070831 | 7.0831e-05 | 12 | 0.0012285 | 0.00018428 | 0 | 0 | 0 | 0 | 0 | 0 | 0 | 0 | 0 | 1.7285 | 0.022727 | 0.0022727 | 126.893 | 0.0052325 | 0.00026162 | 0.0031108 | 1897 | 0.0031108 | 0 | 1897
041000010 | 4 | San Augustine County Flood Hazard Mapping | Complete a detailed study within the county extent to delineate an updated flood hazard area, which can be used for regulatory purposes. | 100000 | Yes | 100 | 0 | 1 | 0.00053549 | 8.0324e-05 | 0 | 0 | 0 | 0 | 0 | 0 | 0 | 0 | 0 | 0 | 0 | 0 | 0 | 0 | 0 | 1.7511 | 0.023024 | 0.0023024 | 345.5303 | 0.014248 | 0.00071241 | 0.0030951 | 1898 | 0.0030951 | 0 | 1898
041000011 | 4 | San Augustine County Drainage Master Plan | Perform H&H modeling to identify and define flood risk, develop conceptual alternatives to reduce flood risk, develop OPCC for conceptual alternatives, and rank projects. Conceptual alternatives should evaluate feasibility of nature based solutions. | 50000 | Yes | 100 | 0 | 1 | 0.00053549 | 8.0324e-05 | 0 | 0 | 0 | 0 | 0 | 0 | 0 | 0 | 0 | 0 | 0 | 0 | 0 | 0 | 0 | 1.7511 | 0.023024 | 0.0023024 | 345.5303 | 0.014248 | 0.00071241 | 0.0030951 | 1898 | 0.0030951 | 0 | 1899
031000214 | 3 | Bowles St & Hensley Drive | Study update - Storm Drain Improvements; Estimated construction cost of $1,295,700 | 250000 | No | 0 | 0 | 5 | 0.0026775 | 0.00040162 | 5 | 0.0035415 | 0.00035415 | 0 | 0 | 0 | 0 | 0 | 0 | 0 | 0 | 0 | 0 | 0 | 0 | 0.99285 | 0.013054 | 0.0013054 | 9.6171 | 0.00039656 | 1.9828e-05 | 0.002081 | 1953 | 0.002081 | 0 | 1953
091000076 | 9 | San Angelo Street Flooding 12 | Excessive street flow, street flooding Amarillo St at 39th, Goliad | 25000 | Yes | 100 | 0 | 4 | 0.002142 | 0.0003213 | 4 | 0.0028332 | 0.00028332 | 11 | 0.0011261 | 0.00016892 | 0 | 0 | 0 | 0 | 0 | 0 | 0 | 0 | 0 | 0.051898 | 0.00068237 | 6.8237e-05 | 0 | 0 | 0 | 0.00084177 | 2040 | 0.00084177 | 0 | 2040
051000062 | 5 | Preliminary Engineering of Gibsonville Street and Porterville Road Bridges Improvements | Evaluate alternatives to raise bridges on Gibsonville St. and Porterville Road to increase flow of creek under. | 650000 | No | 0 | 0 | 6 | 0.003213 | 0.00048194 | 4 | 0.0028332 | 0.00028332 | 0 | 0 | 0 | 0 | 0 | 0 | 0 | 0 | 0 | 0 | 0 | 0 | 2.6305 | 0.034586 | 0.0034586 | 3.6042 | 0.00014862 | 7.4311e-06 | 0.0042313 | 1852 | 0.0042313 | 0 | 1852
061000317 | 6 | Arcadian Gardens Subdivision Drainage Improvements | Study to develop a Cost Benefit Analysis and elevate the project to a FMP. To achieve this goal, the key features of improvments are to rehabilitate roadside swales, build new storm sewers and improve the outfall drainage conditions. | 30000 | No | 0 | 0 | 5 | 0.0026775 | 0.00040162 | 4 | 0.0028332 | 0.00028332 | 5 | 0.00051188 | 7.6781e-05 | 0 | 0 | 0 | 0 | 0 | 0 | 0 | 0 | 0 | 0.011843 | 0.00015572 | 1.5572e-05 | 0 | 0 | 0 | 0.00077729 | 2046 | 0.00077729 | 0 | 2046
051000071 | 5 | City of Lumberton Adler Ditch Drainage Improvements | H&H Study to identify alternatives for improving existing drainage of Adler Ditch | 100000 | Yes | 100 | 0 | 2 | 0.001071 | 0.00016065 | 2 | 0.0014166 | 0.00014166 | 27 | 0.0027641 | 0.00041462 | 0 | 0 | 0 | 0 | 0 | 0 | 0 | 0 | 0 | 0 | 0 | 0 | 17.751 | 0.00073197 | 3.6599e-05 | 0.00075353 | 2048 | 0.00075353 | 0 | 2048
071000055 | 7 | City of Tye DMP | Evaluate city to identify future projects, analyze roads/stream crossing for emergency response vehicles to high hazard areas | 250000 | No | 0 | 0 | 5 | 0.0026775 | 0.00040162 | 2 | 0.0014166 | 0.00014166 | 5 | 0.00051188 | 7.6781e-05 | 0 | 0 | 0 | 0 | 0 | 0 | 0 | 0 | 0 | 0.6084 | 0.0079994 | 0.00079994 | 62.8764 | 0.0025927 | 0.00012964 | 0.0015496 | 1980 | 0.0015496 | 0 | 1980
071000155 | 7 | City of Tye Floodplain Open Space Program | Acquire and preserve open spaces adjacent to floodplain areas. Protect floodplains in their natural state. | 500000 | No | 0 | 0 | 5 | 0.0026775 | 0.00040162 | 2 | 0.0014166 | 0.00014166 | 5 | 0.00051188 | 7.6781e-05 | 0 | 0 | 0 | 0 | 0 | 0 | 0 | 0 | 0 | 0.6084 | 0.0079994 | 0.00079994 | 62.8764 | 0.0025927 | 0.00012964 | 0.0015496 | 1980 | 0.0015496 | 0 | 1981
071000154 | 7 | City of Tye Buyout Program | Develop a land acquisition program in flood hazard areas. | 500000 | No | 0 | 0 | 5 | 0.0026775 | 0.00040162 | 2 | 0.0014166 | 0.00014166 | 5 | 0.00051188 | 7.6781e-05 | 0 | 0 | 0 | 0 | 0 | 0 | 0 | 0 | 0 | 0.6084 | 0.0079994 | 0.00079994 | 62.8764 | 0.0025927 | 0.00012964 | 0.0015496 | 1980 | 0.0015496 | 0 | 1982
131000088 | 13 | Greenwood WWTP Flood Mitigation and Emergency Generator | Greenwood Wastewater Treatment Plant improvements include site grading, piping, floodway improvements, plant structure flood walls, new effluent pump station, and two electrical generators. Scope includes design and construction. | 2126000 | Yes | 100 | 0 | 7 | 0.0037484 | 0.00056227 | 0 | 0 | 0 | 12 | 0.0012285 | 0.00018428 | 0 | 0 | 0 | 0 | 0 | 0 | 0 | 0 | 0 | 0 | 0 | 0 | 0.0005684 | 2.3438e-08 | 1.1719e-09 | 0.00074654 | 2049 | 0.00074654 | 0 | 2049
011000083 | 1 | Nocona City Drainage Master Plan | Perform H&H modeling, develop conceptual alternatives and OPCC, and rank projects; selected based on survey responses | 250000 | No | 0 | 0 | 3 | 0.0016065 | 0.00024097 | 1 | 0.00070831 | 7.0831e-05 | 26 | 0.0026618 | 0.00039926 | 0 | 0 | 0 | 0 | 0 | 0 | 0 | 0 | 0 | 0.0035906 | 4.721e-05 | 4.721e-06 | 0.83247 | 3.4327e-05 | 1.7164e-06 | 0.0007175 | 2056 | 0.0007175 | 0 | 2056
101000007 | 10 | Old McDade Rd in Precinct 4 near Norwood Rd | Box culvert replacement | 100000 | No | 0 | 0 | 4 | 0.002142 | 0.0003213 | 4 | 0.0028332 | 0.00028332 | 6 | 0.00061425 | 9.2138e-05 | 0 | 0 | 0 | 0 | 0 | 0 | 0 | 0 | 0 | 0.11974 | 0.0015744 | 0.00015744 | 4.9548 | 0.00020431 | 1.0216e-05 | 0.00086441 | 2037 | 0.00086441 | 0 | 2037
111000085 | 11 | City of Wimberley Flite Acres Road Low Water Crossing Project Planning | Project planning for proposed project to replace low water crossing at Flite Acres Road | 100000 | No | 0 | 0 | 4 | 0.002142 | 0.0003213 | 3 | 0.0021249 | 0.00021249 | 11 | 0.0011261 | 0.00016892 | 0 | 0 | 0 | 0 | 0 | 0 | 0 | 0 | 0 | 0.52147 | 0.0068564 | 0.00068564 | 0 | 0 | 0 | 0.0013884 | 1991 | 0.0013884 | 0 | 1991
031000255 | 3 | Swadley Branch Stabilization | Evaluate from 2200 feet south of Koscher Drive to Joe Pool Lake (future with development); Estimated construction cost of $286,800 | 250000 | No | 0 | 0 | 3 | 0.0016065 | 0.00024097 | 2 | 0.0014166 | 0.00014166 | 4 | 0.0004095 | 6.1425e-05 | 0 | 0 | 0 | 0 | 0 | 0 | 0 | 0 | 0 | 0.028877 | 0.00037968 | 3.7968e-05 | 123.6145 | 0.0050973 | 0.00025487 | 0.00073689 | 2051 | 0.00073689 | 0 | 2051
031000257 | 3 | Tarrell Creek Stabilization | Evaluate from a Stream Point 2420 feet south of South Periwinkle Court cul-de-sac and 800 feet east of South Periwinkle Court cul-de-sac to Joe Pool Lake (future with development); Estimated construction cost of $747,200 | 250000 | No | 0 | 0 | 3 | 0.0016065 | 0.00024097 | 2 | 0.0014166 | 0.00014166 | 4 | 0.0004095 | 6.1425e-05 | 0 | 0 | 0 | 0 | 0 | 0 | 0 | 0 | 0 | 0.028877 | 0.00037968 | 3.7968e-05 | 123.6145 | 0.0050973 | 0.00025487 | 0.00073689 | 2051 | 0.00073689 | 0 | 2052
031000256 | 3 | Mills Branch Stabilization | Evaluate from 880 feet south of South Periwinkle Court cul-de-sac to Joe Pool Lake (future with development); Estimated construction cost of $599,300 | 250000 | No | 0 | 0 | 3 | 0.0016065 | 0.00024097 | 2 | 0.0014166 | 0.00014166 | 4 | 0.0004095 | 6.1425e-05 | 0 | 0 | 0 | 0 | 0 | 0 | 0 | 0 | 0 | 0.028877 | 0.00037968 | 3.7968e-05 | 123.6145 | 0.0050973 | 0.00025487 | 0.00073689 | 2051 | 0.00073689 | 0 | 2053
101000004 | 10 | Gotier Trace Low Water Crossing | Replace LWCs with box culverts | 100000 | No | 0 | 0 | 2 | 0.001071 | 0.00016065 | 2 | 0.0014166 | 0.00014166 | 3 | 0.00030713 | 4.6069e-05 | 0 | 0 | 0 | 0 | 0 | 0 | 0 | 0 | 0 | 1.3419 | 0.017644 | 0.0017644 | 162.9138 | 0.0067178 | 0.00033589 | 0.0024487 | 1930 | 0.0024487 | 0 | 1930
051000143 | 5 | Tyrrell Park Detention | Install a detention pond in the vicinity of Tyrrell Park Rd. within the city of Beaumont. | 500000 | Yes | 100 | 0 | 1 | 0.00053549 | 8.0324e-05 | 1 | 0.00070831 | 7.0831e-05 | 0 | 0 | 0 | 0 | 0 | 0 | 0 | 0 | 0 | 0 | 0 | 0 | 1.9255 | 0.025316 | 0.0025316 | 258.3223 | 0.010652 | 0.0005326 | 0.0032154 | 1890 | 0.0032154 | 0 | 1890
071000067 | 7 | Mitchell County DMP | Evaluate county to identify future projects, analyze roads/stream crossing for emergency response vehicles to high hazard areas | 500000 | No | 0 | 0 | 1 | 0.00053549 | 8.0324e-05 | 1 | 0.00070831 | 7.0831e-05 | 0 | 0 | 0 | 0 | 0 | 0 | 0 | 0 | 0 | 0 | 0 | 0 | 1.6472 | 0.021658 | 0.0021658 | 257.3304 | 0.010611 | 0.00053056 | 0.0028475 | 1914 | 0.0028475 | 0 | 1914
071000105 | 7 | Mitchell County GIS Development | Develop a GIS inventory of stormwater infrastructure | 100000 | No | 0 | 0 | 1 | 0.00053549 | 8.0324e-05 | 1 | 0.00070831 | 7.0831e-05 | 0 | 0 | 0 | 0 | 0 | 0 | 0 | 0 | 0 | 0 | 0 | 0 | 1.6472 | 0.021658 | 0.0021658 | 257.3304 | 0.010611 | 0.00053056 | 0.0028475 | 1914 | 0.0028475 | 0 | 1915
071000180 | 7 | Mitchell County DCM | Consider stormwater criteria for infrastructure and floodplain ordinances to avoid new exposure to flood hazards. | 100000 | No | 0 | 0 | 1 | 0.00053549 | 8.0324e-05 | 1 | 0.00070831 | 7.0831e-05 | 0 | 0 | 0 | 0 | 0 | 0 | 0 | 0 | 0 | 0 | 0 | 0 | 1.6472 | 0.021658 | 0.0021658 | 257.3304 | 0.010611 | 0.00053056 | 0.0028475 | 1914 | 0.0028475 | 0 | 1916
071000023 | 7 | Mitchell County Update FEMA Mapping | Update existing FEMA mapping | 926000 | No | 0 | 0 | 1 | 0.00053549 | 8.0324e-05 | 1 | 0.00070831 | 7.0831e-05 | 0 | 0 | 0 | 0 | 0 | 0 | 0 | 0 | 0 | 0 | 0 | 0 | 1.6472 | 0.021658 | 0.0021658 | 257.3304 | 0.010611 | 0.00053056 | 0.0028475 | 1914 | 0.0028475 | 0 | 1917
101000206 | 10 | Creek St at Barons Creek LWC Upgrade Project Planning | Project planning to upgrade LWC. Develop technical data required for FMP. | 50000 | No | 0 | 0 | 4 | 0.002142 | 0.0003213 | 4 | 0.0028332 | 0.00028332 | 5 | 0.00051188 | 7.6781e-05 | 0 | 0 | 0 | 0 | 0 | 0 | 0 | 0 | 0 | 0 | 0 | 0 | 0 | 0 | 0 | 0.0006814 | 2061 | 0.0006814 | 0 | 2061
121000128 | 12 | Bandera Patterson Street Study | Impairs travel for citizens to reach community lifeline services. Study to upgrade road. | 50000 | Yes | 100 | 0 | 1 | 0.00053549 | 8.0324e-05 | 1 | 0.00070831 | 7.0831e-05 | 0 | 0 | 0 | 0 | 0 | 0 | 0 | 0 | 0 | 1 | 0.010514 | 0.00052571 | 0.15 | 0.0019722 | 0.00019722 | 0.21971 | 9.0597e-06 | 4.5298e-07 | 0.00087454 | 2036 | 0.00087454 | 0 | 2036
031000054 | 3 | City of Cockrell Hill DMP | Evaluate City and identify future projects. | 250000 | No | 0 | 0 | 3 | 0.0016065 | 0.00024097 | 3 | 0.0021249 | 0.00021249 | 12 | 0.0012285 | 0.00018428 | 0 | 0 | 0 | 0 | 0 | 0 | 0 | 0 | 0 | 0 | 0 | 0 | 0 | 0 | 0 | 0.00063774 | 2064 | 0.00063774 | 0 | 2064
151000094 | 15 | Risk Area 6 Trib 2 bypass & detention at Eagle Pass High School fields | Project includes bypassing flow from Golfcrest Drive to the detention pond with 1-6’x4’, RCB Modifying outfall structure from 2-5’x3’ RCB to 1-5’x3’ RCB, and Lowering existing baseball field by 3 ft to provide an additional 30 ac-ft of storag | 143550 | Yes | 100 | 0 | 0 | 0 | 0 | 5 | 0.0035415 | 0.00035415 | 18 | 0.0018428 | 0.00027641 | 0 | 0 | 0 | 0 | 0 | 0 | 0 | 0 | 0 | 1.0997 | 0.014459 | 0.0014459 | 0 | 0 | 0 | 0.0020765 | 1955 | 0.0020765 | 0 | 1955
151000009 | 15 | Indian Lake Action #17 | Upgrade shoulders and provide turnouts along Henderson Road to support evacuation route | 9240 | Yes | 100 | 0 | 0 | 0 | 0 | 5 | 0.0035415 | 0.00035415 | 18 | 0.0018428 | 0.00027641 | 0 | 0 | 0 | 0 | 0 | 0 | 0 | 0 | 0 | 0.28177 | 0.0037047 | 0.00037047 | 0 | 0 | 0 | 0.001001 | 2026 | 0.001001 | 0 | 2026
111000115 | 11 | Hays County Drainage Project Planning (Willow Springs Creek between Hunter Rd and the Railroad) | Project planning for detention project to reduce flood damages along Willow Springs Creek from Hunter Road to the railroad. | 1200000 | No | 0 | 0 | 3 | 0.0016065 | 0.00024097 | 3 | 0.0021249 | 0.00021249 | 8 | 0.000819 | 0.00012285 | 0 | 0 | 0 | 0 | 0 | 0 | 0 | 0 | 0 | 0.095864 | 0.0012604 | 0.00012604 | 8.1003 | 0.00033402 | 1.6701e-05 | 0.00071906 | 2055 | 0.00071906 | 0 | 2055
031000154 | 3 | Liberty County Culverts Upgrades | Evaluate alternatives to reduce flooding by increasing size of culverts to 24 inches on County Rd 2361, 2362, 2363, and 2364 and CR 2358 | 100000 | No | 0 | 0 | 0 | 0 | 0 | 0 | 0 | 0 | 0 | 0 | 0 | 0 | 0 | 0 | 0 | 0 | 0 | 0 | 0 | 0 | 0.46991 | 0.0061784 | 0.00061784 | 286.8393 | 0.011828 | 0.0005914 | 0.0012092 | 2011 | 0.0012092 | 0 | 2011
151000050 | 15 | Canton and Dillon | Local Drainage Improvements-Along Canton Road and adjacent neighborhoods | 454050 | Yes | 100 | 0 | 0 | 0 | 0 | 5 | 0.0035415 | 0.00035415 | 13 | 0.0013309 | 0.00019963 | 0 | 0 | 0 | 0 | 0 | 0 | 0 | 0 | 0 | 8.2773 | 0.10883 | 0.010883 | 0 | 0 | 0 | 0.011437 | 1742 | 0.011437 | 0 | 1742
151000051 | 15 | FM 1925 and Mile 4 | Local Drainage Improvements-Along Bernal Court | 143550 | Yes | 100 | 0 | 0 | 0 | 0 | 5 | 0.0035415 | 0.00035415 | 12 | 0.0012285 | 0.00018428 | 0 | 0 | 0 | 0 | 0 | 0 | 0 | 0 | 0 | 0 | 0 | 0 | 0 | 0 | 0 | 0.00053843 | 2091 | 0.00053843 | 0 | 2091
011000076 | 1 | Holliday City Drainage Master Plan | Perform H&H modeling, develop conceptual alternatives and OPCC, and rank projects; selected based on HMAPs and the needs analysis | 250000 | No | 0 | 0 | 4 | 0.002142 | 0.0003213 | 2 | 0.0014166 | 0.00014166 | 4 | 0.0004095 | 6.1425e-05 | 0 | 0 | 0 | 0 | 0 | 0 | 0 | 0 | 0 | 0.93592 | 0.012306 | 0.0012306 | 5.2117 | 0.00021491 | 1.0745e-05 | 0.0017657 | 1972 | 0.0017657 | 0 | 1972
131000080 | 13 | Humble Channel Drainage Improvements & Ditch Extension | Reduce flooding in the residential area of Ingleside located to the east of Emory Bellard Dr. via improvements to Humble Channel Outfall, installation of crossings at Emory Ballard Dr., acquisition of easements, and excavation of new drainage ditches. | 281000 | Yes | 100 | 0 | 0 | 0 | 0 | 0 | 0 | 0 | 0 | 0 | 0 | 0 | 0 | 0 | 0 | 0 | 0 | 1 | 0.010514 | 0.00052571 | 0.24875 | 0.0032706 | 0.00032706 | 3.2831 | 0.00013538 | 6.769e-06 | 0.00085954 | 2038 | 0.00085954 | 0 | 2038
081000045 | 8 | Sienna North Levee System Drainage | Design of channel improvements to mitigate flow caused by increased development. | 236000 | No | 0 | 0 | 0 | 0 | 0 | 0 | 0 | 0 | 0 | 0 | 0 | 0 | 0 | 0 | 0 | 0 | 0 | 1 | 0.010514 | 0.00052571 | 0 | 0 | 0 | 1.6785 | 6.9215e-05 | 3.4608e-06 | 0.00052917 | 2097 | 0.00052917 | 0 | 2097
131000144 | 13 | Outfall No. 2 | Hazard mitigation drainage improvements for the City of Port Aransas. Outfall 2 is a trapezoidal channel and goes northwest from SH 361 to an existing basin. Outfall is approximately 5.7 miles SSW of Aransas along SH 361. | 48000 | Yes | 100 | 0 | 0 | 0 | 0 | 0 | 0 | 0 | 0 | 0 | 0 | 0 | 0 | 0 | 0 | 0 | 0 | 1 | 0.010514 | 0.00052571 | 0.38073 | 0.0050059 | 0.00050059 | 0.94852 | 3.9113e-05 | 1.9556e-06 | 0.0010283 | 2023 | 0.0010283 | 0 | 2023
131000113 | 13 | Lang Road Drainage Ditch and Outfall | This is the location of a future project a drainage ditch is needed to alleviate flooding created by increased development. The ditch would run south from Lang Road to the bay. | 100000 | Yes | 100 | 0 | 0 | 0 | 0 | 0 | 0 | 0 | 0 | 0 | 0 | 0 | 0 | 0 | 0 | 0 | 0 | 1 | 0.010514 | 0.00052571 | 0.018146 | 0.00023859 | 2.3859e-05 | 0.53704 | 2.2145e-05 | 1.1073e-06 | 0.00055067 | 2086 | 0.00055067 | 0 | 2086
121000126 | 12 | Bandera English Crossing Study | This low water crossing can sometimes remain flooded for months. Study to upgrade road. | 100000 | Yes | 100 | 0 | 0 | 0 | 0 | 0 | 0 | 0 | 0 | 0 | 0 | 0 | 0 | 0 | 0 | 0 | 0 | 1 | 0.010514 | 0.00052571 | 0.35 | 0.0046019 | 0.00046019 | 0.44479 | 1.8341e-05 | 9.1706e-07 | 0.00098681 | 2027 | 0.00098681 | 0 | 2027
081000989 | 8 | New Territory Inlet Replacements | Update storm water inlets. | 92000 | No | 0 | 0 | 0 | 0 | 0 | 0 | 0 | 0 | 0 | 0 | 0 | 0 | 0 | 0 | 0 | 0 | 0 | 1 | 0.010514 | 0.00052571 | 0.004268 | 5.6117e-05 | 5.6117e-06 | 0.38307 | 1.5796e-05 | 7.898e-07 | 0.00053211 | 2095 | 0.00053211 | 0 | 2095
131000172 | 13 | Diversion from the Nueces River to Choke Canyon | Rent large, high capacity mobile diesel pumps to pump water from Nueces River to Choke Canyon during flood events. | 11702000 | Yes | 100 | 0 | 0 | 0 | 0 | 0 | 0 | 0 | 0 | 0 | 0 | 0 | 0 | 0 | 0 | 0 | 0 | 1 | 0.010514 | 0.00052571 | 0.023812 | 0.00031308 | 3.1308e-05 | 0.32503 | 1.3403e-05 | 6.7014e-07 | 0.00055769 | 2080 | 0.00055769 | 0 | 2080
131000099 | 13 | Mack Road Drainage Improvements | Construct drainage channel from Hwy 35 Bypass to Port Bay. Easements needed from three property owners. | 300000 | Yes | 100 | 0 | 0 | 0 | 0 | 0 | 0 | 0 | 0 | 0 | 0 | 0 | 0 | 0 | 0 | 0 | 0 | 1 | 0.010514 | 0.00052571 | 0.015309 | 0.00020128 | 2.0128e-05 | 0.21307 | 8.7862e-06 | 4.3931e-07 | 0.00054627 | 2088 | 0.00054627 | 0 | 2088
131000097 | 13 | Mohawk Ave Drainage Improvements | Construct drainage channel to connect existing ponds (supported by property owner) | 300000 | Yes | 100 | 0 | 0 | 0 | 0 | 0 | 0 | 0 | 0 | 0 | 0 | 0 | 0 | 0 | 0 | 0 | 0 | 1 | 0.010514 | 0.00052571 | 0.01853 | 0.00024364 | 2.4364e-05 | 0.19834 | 8.1788e-06 | 4.0894e-07 | 0.00055048 | 2087 | 0.00055048 | 0 | 2087
121000009 | 12 | Karnes Hwy at Escondido Creek | Raise bridge on Hwy and channel expansion on 181/5th in Kenedy | 417398 | No | 0 | 0 | 0 | 0 | 0 | 0 | 0 | 0 | 0 | 0 | 0 | 0 | 0 | 0 | 0 | 0 | 0 | 1 | 0.010514 | 0.00052571 | 0.07 | 0.00092037 | 9.2037e-05 | 0.16335 | 6.7359e-06 | 3.368e-07 | 0.00061808 | 2066 | 0.00061808 | 0 | 2066
121000152 | 12 | Nichols Creek Stabilization | Restoration of Nichols Creek to improve stream function including conveyance of flow and sediment. | 1000000 | No | 0 | 0 | 0 | 0 | 0 | 0 | 0 | 0 | 0 | 0 | 0 | 0 | 0 | 0 | 0 | 0 | 0 | 1 | 0.010514 | 0.00052571 | 0.01 | 0.00013148 | 1.3148e-05 | 0.1015 | 4.1854e-06 | 2.0927e-07 | 0.00053906 | 2089 | 0.00053906 | 0 | 2089
121000139 | 12 | Garcia Creek Channel Stabilization | Preliminary Engineering to identify stabilization methods and sizing. | 50000 | No | 0 | 0 | 0 | 0 | 0 | 0 | 0 | 0 | 0 | 0 | 0 | 0 | 0 | 0 | 0 | 0 | 0 | 1 | 0.010514 | 0.00052571 | 0.06 | 0.00078889 | 7.8889e-05 | 0.092392 | 3.8098e-06 | 1.9049e-07 | 0.00060479 | 2070 | 0.00060479 | 0 | 2070
131000093 | 13 | Club Lake Drainage Channel | Construct drainage channel from Club Lake to FM 1069. Most easements have been acquired; still negotiating with one property owner and condemnation likely required for another property | 300000 | Yes | 100 | 0 | 0 | 0 | 0 | 0 | 0 | 0 | 0 | 0 | 0 | 0 | 0 | 0 | 0 | 0 | 0 | 1 | 0.010514 | 0.00052571 | 0.0049898 | 6.5607e-05 | 6.5607e-06 | 0.089496 | 3.6904e-06 | 1.8452e-07 | 0.00053245 | 2094 | 0.00053245 | 0 | 2094
131000068 | 13 | William's Drive Drainage Improvements Phase 2 - Lexington to Ennis Joslin | Study to determine appropriate alternatives to increase capacity of existing William's Ditch from Lexington Road to Ennis Joslin Road. | 138000 | Yes | 100 | 0 | 0 | 0 | 0 | 0 | 0 | 0 | 0 | 0 | 0 | 0 | 0 | 0 | 0 | 0 | 0 | 1 | 0.010514 | 0.00052571 | 0.0075747 | 9.9594e-05 | 9.9594e-06 | 0.045624 | 1.8813e-06 | 9.4066e-08 | 0.00053576 | 2092 | 0.00053576 | 0 | 2092
131000069 | 13 | William's Drive Drainage Improvements Phase 3 - Rodd Field to Lexington | Study to determine appropriate alternatives to increase capacity of existing William's Ditch from Rodd Field Road to Lexington Road, as well as to acquire Right of Way (ROW) at William's Drive to implement these drainage improvements. | 293000 | Yes | 100 | 0 | 0 | 0 | 0 | 0 | 0 | 0 | 0 | 0 | 0 | 0 | 0 | 0 | 0 | 0 | 0 | 1 | 0.010514 | 0.00052571 | 0.0075724 | 9.9563e-05 | 9.9563e-06 | 0.033137 | 1.3664e-06 | 6.832e-08 | 0.00053573 | 2093 | 0.00053573 | 0 | 2093
121000013 | 12 | Karnes County Damage Centers Karnes A | Multiple structures at risk Within San Antonio River at US 181 | 4243043 | No | 0 | 0 | 0 | 0 | 0 | 0 | 0 | 0 | 0 | 0 | 0 | 0 | 0 | 0 | 0 | 0 | 0 | 1 | 0.010514 | 0.00052571 | 0.03 | 0.00039445 | 3.9445e-05 | 0 | 0 | 0 | 0.00056515 | 2076 | 0.00056515 | 0 | 2076
121000016 | 12 | Antonio Drive Drainage Improvements | Bridge at Los Reyes Creek and Antonio Dr | 3466811 | No | 0 | 0 | 0 | 0 | 0 | 0 | 0 | 0 | 0 | 0 | 0 | 0 | 0 | 0 | 0 | 0 | 0 | 1 | 0.010514 | 0.00052571 | 0.03 | 0.00039445 | 3.9445e-05 | 0 | 0 | 0 | 0.00056515 | 2076 | 0.00056515 | 0 | 2077
121000048 | 12 | D/O Center A (Old Pearsall road at Medio Creek ) | Old Pearsall Rd overtopping at Medio Creek Bridge and backwater conditions created from RailRoad Bridge DS Old pearsall rd | 20530360 | No | 0 | 0 | 0 | 0 | 0 | 0 | 0 | 0 | 0 | 0 | 0 | 0 | 0 | 0 | 0 | 0 | 0 | 1 | 0.010514 | 0.00052571 | 0.11 | 0.0014463 | 0.00014463 | 0 | 0 | 0 | 0.00067034 | 2062 | 0.00067034 | 0 | 2062
121000049 | 12 | Damage Center 1 Project2A – Improved crossing at U.S. Highway 181 | Creek crossing improvements on HWY 181. Ponding upstream to an elevation that inundates adjacent homes. | 1928035 | No | 0 | 0 | 0 | 0 | 0 | 0 | 0 | 0 | 0 | 0 | 0 | 0 | 0 | 0 | 0 | 0 | 0 | 1 | 0.010514 | 0.00052571 | 0.02 | 0.00026296 | 2.6296e-05 | 0 | 0 | 0 | 0.000552 | 2083 | 0.000552 | 0 | 2083
121000050 | 12 | Damage Center 2-Project 1 Culvert Improvements at Menchaca | Significant overtopping at one 3' x 5' box culvert. Improving this culvert would provide emergency access to the areas of Poth west of Poth Creek | 276877 | No | 0 | 0 | 0 | 0 | 0 | 0 | 0 | 0 | 0 | 0 | 0 | 0 | 0 | 0 | 0 | 0 | 0 | 1 | 0.010514 | 0.00052571 | 0.02 | 0.00026296 | 2.6296e-05 | 0 | 0 | 0 | 0.000552 | 2083 | 0.000552 | 0 | 2084
121000053 | 12 | Parrigin Road Drainage Improvements | Parrigin Road low water crossing at Helotes Creek Tributary A floods frequently, limiting access for nearby residences | 1271228 | No | 0 | 0 | 0 | 0 | 0 | 0 | 0 | 0 | 0 | 0 | 0 | 0 | 0 | 0 | 0 | 0 | 0 | 1 | 0.010514 | 0.00052571 | 0.02 | 0.00026296 | 2.6296e-05 | 0 | 0 | 0 | 0.000552 | 2083 | 0.000552 | 0 | 2085
121000090 | 12 | Damage Center 32-Six Mile Creek | the proposed pond would have a direct impact on the flow in Normoyle Ditch, it is recommended that the required drainage structures be r.eanalyzed | 20127908 | Yes | 100 | 0 | 0 | 0 | 0 | 0 | 0 | 0 | 0 | 0 | 0 | 0 | 0 | 0 | 0 | 0 | 0 | 1 | 0.010514 | 0.00052571 | 0.15 | 0.0019722 | 0.00019722 | 0 | 0 | 0 | 0.00072293 | 2054 | 0.00072293 | 0 | 2054
121000092 | 12 | LWC at Ammann Rd and Post Oak Creek | Improve the low water crossing at Ammann Road and Post Oak Creek | 100000 | No | 0 | 0 | 0 | 0 | 0 | 0 | 0 | 0 | 0 | 0 | 0 | 0 | 0 | 0 | 0 | 0 | 0 | 1 | 0.010514 | 0.00052571 | 0.04 | 0.00052593 | 5.2593e-05 | 0 | 0 | 0 | 0.0005783 | 2072 | 0.0005783 | 0 | 2072
121000101 | 12 | Recommend for Wilson Roadways - Project 5 - CR 108 & Mariana Creek | Upgrade crossing so that it provides a safe evacuation route during large storm events. | 100000 | Yes | 100 | 0 | 0 | 0 | 0 | 0 | 0 | 0 | 0 | 0 | 0 | 0 | 0 | 0 | 0 | 0 | 0 | 1 | 0.010514 | 0.00052571 | 0.01 | 0.00013148 | 1.3148e-05 | 0 | 0 | 0 | 0.00053886 | 2090 | 0.00053886 | 0 | 2090
121000102 | 12 | Erosion at CR 401 and Cibolo Creek | Phase I: Engineering study of design solutions to erosion of CR 401 at Cibolo Creek.Phase II: Implementation of stabilization project to address stream incision and erosion CR 401 at Cibolo Creek. | 100000 | Yes | 100 | 0 | 0 | 0 | 0 | 0 | 0 | 0 | 0 | 0 | 0 | 0 | 0 | 0 | 0 | 0 | 0 | 1 | 0.010514 | 0.00052571 | 0.07 | 0.00092037 | 9.2037e-05 | 0 | 0 | 0 | 0.00061774 | 2067 | 0.00061774 | 0 | 2067
121000116 | 12 | Recommend for Wilson Roadways-Project 3-CR 122 & Mariana Creek | Upgrade crossing so that it provides a safe evacuation route during large storm events. | 100000 | Yes | 100 | 0 | 0 | 0 | 0 | 0 | 0 | 0 | 0 | 0 | 0 | 0 | 0 | 0 | 0 | 0 | 0 | 1 | 0.010514 | 0.00052571 | 0.12 | 0.0015778 | 0.00015778 | 0 | 0 | 0 | 0.00068349 | 2060 | 0.00068349 | 0 | 2060
121000125 | 12 | Bandera State Highway 173 Study | Prevents access to citizens from the city. Study to upgrade crossing. | 150000 | Yes | 100 | 0 | 0 | 0 | 0 | 0 | 0 | 0 | 0 | 0 | 0 | 0 | 0 | 0 | 0 | 0 | 0 | 1 | 0.010514 | 0.00052571 | 0.04 | 0.00052593 | 5.2593e-05 | 0 | 0 | 0 | 0.0005783 | 2072 | 0.0005783 | 0 | 2073
121000132 | 12 | Bandera 470 and Medina River Study | Blocks people of Tarpley from EMS and other lifelines in the city of Bandera. Study to upgrade road. | 50000 | Yes | 100 | 0 | 0 | 0 | 0 | 0 | 0 | 0 | 0 | 0 | 0 | 0 | 0 | 0 | 0 | 0 | 0 | 1 | 0.010514 | 0.00052571 | 0.47 | 0.0061797 | 0.00061797 | 0 | 0 | 0 | 0.0011437 | 2016 | 0.0011437 | 0 | 2016
121000147 | 12 | Recommend for Wilson Roadways - Project 7 - CR 119 & Mariana Creek | Study: Upgrade bridge so that it provides a safe evacuation route during large storm events. | 100000 | Yes | 100 | 0 | 0 | 0 | 0 | 0 | 0 | 0 | 0 | 0 | 0 | 0 | 0 | 0 | 0 | 0 | 0 | 1 | 0.010514 | 0.00052571 | 0.04 | 0.00052593 | 5.2593e-05 | 0 | 0 | 0 | 0.0005783 | 2072 | 0.0005783 | 0 | 2074
121000156 | 12 | Gass Road at Culebra Creek Tributary D | Engineering study to assess the removal of Gass Road from the 100-Yr flood plain at Culebra Creek Tributary D for 100-Yr accessibility and driver safety at the crossing. | 100000 | No | 0 | 0 | 0 | 0 | 0 | 0 | 0 | 0 | 0 | 0 | 0 | 0 | 0 | 0 | 0 | 0 | 0 | 1 | 0.010514 | 0.00052571 | 0.04 | 0.00052593 | 5.2593e-05 | 0 | 0 | 0 | 0.0005783 | 2072 | 0.0005783 | 0 | 2075
131000032 | 13 | Gilliam Rd Drainage Improvements- FH#9 | Install series of underground storm water lines and drop structures along Loma Vista Closed street and Gilliam road near Sewer Treatment Plant tying in to the existing Channel on FM1581. | 279000 | Yes | 100 | 0 | 0 | 0 | 0 | 0 | 0 | 0 | 0 | 0 | 0 | 0 | 0 | 0 | 0 | 0 | 0 | 1 | 0.010514 | 0.00052571 | 0.093663 | 0.0012315 | 0.00012315 | 0 | 0 | 0 | 0.00064886 | 2063 | 0.00064886 | 0 | 2063
131000047 | 13 | W Pena St and N Mulberry St Drainage Improvements- FH#4 | Install series of underground storm water trunk lines and drop structures along Pena street and N Willow street tying into the existing 10'x4' concrete boxes on N Mulberry Street. | 529000 | Yes | 100 | 0 | 0 | 0 | 0 | 0 | 0 | 0 | 0 | 0 | 0 | 0 | 0 | 0 | 0 | 0 | 0 | 1 | 0.010514 | 0.00052571 | 0.02145 | 0.00028203 | 2.8203e-05 | 0 | 0 | 0 | 0.00055391 | 2082 | 0.00055391 | 0 | 2082
131000098 | 13 | Nell Road Drainage Improvements | Construct drainage channel from Nell Road to outfall (route undefined). | 150000 | Yes | 100 | 0 | 0 | 0 | 0 | 0 | 0 | 0 | 0 | 0 | 0 | 0 | 0 | 0 | 0 | 0 | 0 | 1 | 0.010514 | 0.00052571 | 0.02351 | 0.00030911 | 3.0911e-05 | 0 | 0 | 0 | 0.00055662 | 2081 | 0.00055662 | 0 | 2081
131000119 | 13 | Silver Creek Bridge | COASTAL BEND MITIGATION ACTION PLAN - BE - 03 Silver Creek Rd. Build a 26 ft. wide by 100 ft. long bridge 100. The low water crossing at Silver Creek Rd., across silver creek, floods during and after heavy rains, trapping approximately 30 residents. | 47000 | Yes | 100 | 0 | 0 | 0 | 0 | 0 | 0 | 0 | 0 | 0 | 0 | 0 | 0 | 0 | 0 | 0 | 0 | 1 | 0.010514 | 0.00052571 | 0.026502 | 0.00034846 | 3.4846e-05 | 0 | 0 | 0 | 0.00056055 | 2079 | 0.00056055 | 0 | 2079
031000201 | 3 | East Pioneer Parkway & SE 14th St | Study update - Storm Drain Improvements; Estimated construction cost of $3,742,700 | 250000 | No | 0 | 0 | 3 | 0.0016065 | 0.00024097 | 3 | 0.0021249 | 0.00021249 | 0 | 0 | 0 | 0 | 0 | 0 | 0 | 0 | 0 | 0 | 0 | 0 | 0.53834 | 0.0070782 | 0.00070782 | 27.62 | 0.0011389 | 5.6946e-05 | 0.0012182 | 2007 | 0.0012182 | 0 | 2007
031000220 | 3 | East Marshall Drive & Avenue C, East Coral & SE 14th Street and in SE 14th Street & Bogarte Drive | Study update - Storm Drain Improvements; Estimated construction cost of $6,399,100 | 320000 | No | 0 | 0 | 3 | 0.0016065 | 0.00024097 | 3 | 0.0021249 | 0.00021249 | 0 | 0 | 0 | 0 | 0 | 0 | 0 | 0 | 0 | 0 | 0 | 0 | 0.53834 | 0.0070782 | 0.00070782 | 27.62 | 0.0011389 | 5.6946e-05 | 0.0012182 | 2007 | 0.0012182 | 0 | 2008
031000221 | 3 | Lakeview Drive & SE 14th Street | Study update - Storm Drain Improvements; Estimated construction cost of $3,570,700 | 250000 | No | 0 | 0 | 3 | 0.0016065 | 0.00024097 | 3 | 0.0021249 | 0.00021249 | 0 | 0 | 0 | 0 | 0 | 0 | 0 | 0 | 0 | 0 | 0 | 0 | 0.53834 | 0.0070782 | 0.00070782 | 27.62 | 0.0011389 | 5.6946e-05 | 0.0012182 | 2007 | 0.0012182 | 0 | 2009
031000231 | 3 | East Grand Prairie Rd & 14th Street from Austin to Ditch South of Skyline | Study update - Storm Drain Improvements; Estimated construction cost of $8,549,300 | 427000 | No | 0 | 0 | 3 | 0.0016065 | 0.00024097 | 3 | 0.0021249 | 0.00021249 | 0 | 0 | 0 | 0 | 0 | 0 | 0 | 0 | 0 | 0 | 0 | 0 | 0.53834 | 0.0070782 | 0.00070782 | 27.62 | 0.0011389 | 5.6946e-05 | 0.0012182 | 2007 | 0.0012182 | 0 | 2010
071000210 | 7 | City of Lubbock 34th St CIP | Balancing culverts, an elevated roadway and a drainage system parallel to the road between Upland and Milwaukee. | 100000 | No | 0 | 0 | 3 | 0.0016065 | 0.00024097 | 3 | 0.0021249 | 0.00021249 | 3 | 0.00030713 | 4.6069e-05 | 0 | 0 | 0 | 0 | 0 | 0 | 0 | 0 | 0 | 0.25622 | 0.0033688 | 0.00033688 | 0 | 0 | 0 | 0.00083642 | 2041 | 0.00083642 | 0 | 2041
061000224 | 6 | City of Beach City Master Drainage Plan | Study to develop Master Drainage Plan using future and existing land use and flood/storm water drainage needs including Atlas 14 rainfall. | 240000 | Yes | 100 | 0 | 3 | 0.0016065 | 0.00024097 | 2 | 0.0014166 | 0.00014166 | 6 | 0.00061425 | 9.2138e-05 | 0 | 0 | 0 | 0 | 0 | 0 | 0 | 0 | 0 | 0.19233 | 0.0025288 | 0.00025288 | 4.7169 | 0.0001945 | 9.7251e-06 | 0.00073738 | 2050 | 0.00073738 | 0 | 2050
041000040 | 4 | Lone Oak - Dam Inundation Study | Dam inundation study, safety study, and inventory of mitigation activities to implement for the county dams. | 500000 | Yes | 100 | 0 | 3 | 0.0016065 | 0.00024097 | 2 | 0.0014166 | 0.00014166 | 2 | 0.00020475 | 3.0713e-05 | 0 | 0 | 0 | 0 | 0 | 0 | 0 | 0 | 0 | 0.00018961 | 2.493e-06 | 2.493e-07 | 30.4634 | 0.0012562 | 6.2809e-05 | 0.0004764 | 2100 | 0.0004764 | 0 | 2100
011000039 | 1 | Hale County FIS | Update flood insurance study for the county and develop regulatory mapping | 1076000 | No | 0 | 0 | 0 | 0 | 0 | 0 | 0 | 0 | 0 | 0 | 0 | 0 | 0 | 0 | 0 | 0 | 0 | 0 | 0 | 0 | 2.4688 | 0.03246 | 0.003246 | 228.8639 | 0.0094373 | 0.00047187 | 0.0037178 | 1871 | 0.0037178 | 0 | 1871
061000024 | 6 | Williamsburg Subdivision Drainage Assessment | Further study of a flood risk reduction project in the Williamsburg Subdivision which includes additional detail for the design of a required weir structure. | 1260000 | No | 0 | 0 | 2 | 0.001071 | 0.00016065 | 2 | 0.0014166 | 0.00014166 | 8 | 0.000819 | 0.00012285 | 0 | 0 | 0 | 0 | 0 | 0 | 0 | 0 | 0 | 0.61346 | 0.008066 | 0.0008066 | 6.5943 | 0.00027192 | 1.3596e-05 | 0.0012454 | 2004 | 0.0012454 | 0 | 2004
111000114 | 11 | Hays County Drainage Project Planning (Willow Springs Creek between McCarty Lane and Hunter Road) | Project planning for channel improvement and/or property acquisition project to reduce flood damages along Willow Springs Creek from McCarty Lane to Hunter Road. | 800000 | No | 0 | 0 | 4 | 0.002142 | 0.0003213 | 1 | 0.00070831 | 7.0831e-05 | 3 | 0.00030713 | 4.6069e-05 | 0 | 0 | 0 | 0 | 0 | 0 | 0 | 0 | 0 | 0 | 0 | 0 | 0 | 0 | 0 | 0.00043819 | 2102 | 0.00043819 | 0 | 2102
101000017 | 10 | Friendship Rd & Turner Creek A and B | LWC to Culvert, Cast-in-place multi-box (3) culvert-bridge | 100000 | No | 0 | 0 | 0 | 0 | 0 | 0 | 0 | 0 | 0 | 0 | 0 | 0 | 0 | 0 | 0 | 0 | 0 | 0 | 0 | 0 | 0.14289 | 0.0018788 | 0.00018788 | 209.3228 | 0.0086315 | 0.00043158 | 0.00061945 | 2065 | 0.00061945 | 0 | 2065
011000074 | 1 | Tulia City Drainage Master Plan | Perform H&H modeling, develop conceptual alternatives and OPCC, and rank projects; selected based on survey responses | 250000 | No | 0 | 0 | 5 | 0.0026775 | 0.00040162 | 0 | 0 | 0 | 0 | 0 | 0 | 0 | 0 | 0 | 0 | 0 | 0 | 0 | 0 | 0 | 4.5832 | 0.060261 | 0.0060261 | 10.7203 | 0.00044206 | 2.2103e-05 | 0.0064499 | 1808 | 0.0064499 | 0 | 1808
051000094 | 5 | City of Coffee City Flood-prone Roadway and Infrastructure Evaluation | Locate roadways and properties prone to flooding due to heavy rainfall | 25000 | No | 0 | 0 | 4 | 0.002142 | 0.0003213 | 0 | 0 | 0 | 6 | 0.00061425 | 9.2138e-05 | 0 | 0 | 0 | 0 | 0 | 0 | 0 | 0 | 0 | 1.0681 | 0.014044 | 0.0014044 | 2.7699 | 0.00011422 | 5.711e-06 | 0.0018235 | 1966 | 0.0018235 | 0 | 1966
071000056 | 7 | City of Wilson DMP | Evaluate City of Wilson for a Storm Water Master Plan, flood ordinances, and policies. | 250000 | No | 0 | 0 | 2 | 0.001071 | 0.00016065 | 1 | 0.00070831 | 7.0831e-05 | 9 | 0.00092138 | 0.00013821 | 0 | 0 | 0 | 0 | 0 | 0 | 0 | 0 | 0 | 0.28317 | 0.0037232 | 0.00037232 | 17.0246 | 0.00070202 | 3.5101e-05 | 0.0007771 | 2047 | 0.0007771 | 0 | 2047
061000320 | 6 | Warren Lake and Dam Retrofit | Further study of Retrofit dam to improve detention of flood & storm water runoff, new 137.3 ac wetlands complex added of storage capacity & conversion of fields to tallgrass prairies to add approximately 856 ac-ft of total storage during rainfall events. | 30000 | No | 0 | 0 | 0 | 0 | 0 | 0 | 0 | 0 | 0 | 0 | 0 | 0 | 0 | 0 | 0 | 0 | 0 | 0 | 0 | 0 | 0 | 0 | 0 | 183.1902 | 0.0075539 | 0.0003777 | 0.0003777 | 2106 | 0.0003777 | 0 | 2106
111000103 | 11 | City of Cuero WWTP Floodproofing Project Planning | Project planning to floodproof/retrofit older components of the Cuero Wastewater Treatment Plant subject to flooding. | 100000 | No | 0 | 0 | 4 | 0.002142 | 0.0003213 | 0 | 0 | 0 | 2 | 0.00020475 | 3.0713e-05 | 0 | 0 | 0 | 0 | 0 | 0 | 0 | 0 | 0 | 0 | 0 | 0 | 2.4647 | 0.00010163 | 5.0816e-06 | 0.00035709 | 2107 | 0.00035709 | 0 | 2107
071000207 | 7 | City of Abilene Operations of Lake Abilene | Increase available flood storage in the reservoir | 200000 | No | 0 | 0 | 3 | 0.0016065 | 0.00024097 | 0 | 0 | 0 | 6 | 0.00061425 | 9.2138e-05 | 0 | 0 | 0 | 0 | 0 | 0 | 0 | 0 | 0 | 0.26547 | 0.0034905 | 0.00034905 | 10.9588 | 0.00045189 | 2.2595e-05 | 0.00070475 | 2058 | 0.00070475 | 0 | 2058
021000027 | 2 | De Kalb Stormwater Drainage | Citywide evaluation of flooding impacts on streets and drainage structures | 250000 | No | 0 | 0 | 2 | 0.001071 | 0.00016065 | 2 | 0.0014166 | 0.00014166 | 3 | 0.00030713 | 4.6069e-05 | 0 | 0 | 0 | 0 | 0 | 0 | 0 | 0 | 0 | 0.25687 | 0.0033773 | 0.00033773 | 0.23073 | 9.5145e-06 | 4.7572e-07 | 0.00068659 | 2059 | 0.00068659 | 0 | 2059
131000149 | 13 | Power St. Pump Station Improvements | Improvements to the inlet of Power Street Power Station will improve upstream drainage hydraulics throughout the basin. It is proposed to widen the inlet as much as possible to reduce headloss at the Power Station Inlet. | 201000 | Yes | 100 | 0 | 1 | 0.00053549 | 8.0324e-05 | 0 | 0 | 0 | 17 | 0.0017404 | 0.00026106 | 0 | 0 | 0 | 0 | 0 | 0 | 0 | 0 | 0 | 0 | 0 | 0 | 0 | 0 | 0 | 0.00034138 | 2110 | 0.00034138 | 0 | 2110
101000164 | 10 | East Reed Park Road Flooding | Low water crossing upgrade for one of the most commonly closed low water crossings in Jonestown. The city has to section off road when it floods. | 100000 | No | 0 | 0 | 2 | 0.001071 | 0.00016065 | 1 | 0.00070831 | 7.0831e-05 | 1 | 0.00010238 | 1.5356e-05 | 0 | 0 | 0 | 0 | 0 | 0 | 0 | 0 | 0 | 0.14513 | 0.0019082 | 0.00019082 | 44.6724 | 0.0018421 | 9.2104e-05 | 0.00052975 | 2096 | 0.00052975 | 0 | 2096
071000049 | 7 | City of Springlake DMP | Evaluate City of Springlake for a Storm Water Master Plan, flood ordinances, and policies. | 250000 | No | 0 | 0 | 2 | 0.001071 | 0.00016065 | 2 | 0.0014166 | 0.00014166 | 2 | 0.00020475 | 3.0713e-05 | 0 | 0 | 0 | 0 | 0 | 0 | 0 | 0 | 0 | 0.041478 | 0.00054536 | 5.4536e-05 | 2.5221 | 0.000104 | 5.2e-06 | 0.00039276 | 2105 | 0.00039276 | 0 | 2105
061000028 | 6 | Gum Gully Rd, W Stroker Rd, Wigwam Ln, and Related Infrastructure Drainage Improvements | Further study as report recommendation (2019) indicates that regional drainage improvements to the streams must be studied and implemented before Harris County can obtain a benefit from roadway drainage improvements. | 130000 | No | 0 | 0 | 3 | 0.0016065 | 0.00024097 | 0 | 0 | 0 | 6 | 0.00061425 | 9.2138e-05 | 0 | 0 | 0 | 0 | 0 | 0 | 0 | 0 | 0 | 0.055005 | 0.00072321 | 7.2321e-05 | 0 | 0 | 0 | 0.00040543 | 2103 | 0.00040543 | 0 | 2103
011000166 | 1 | Playa 11 Watershed Study (City of Amarillo) | Perform H&H modeling, develop conceptual alternatives and OPCC, and rank projects. Marked as high priority in 2019 Amarillo DMP | 424000 | No | 0 | 0 | 1 | 0.00053549 | 8.0324e-05 | 1 | 0.00070831 | 7.0831e-05 | 4 | 0.0004095 | 6.1425e-05 | 0 | 0 | 0 | 0 | 0 | 0 | 0 | 0 | 0 | 2.0173 | 0.026523 | 0.0026523 | 57.4149 | 0.0023675 | 0.00011838 | 0.0029833 | 1907 | 0.0029833 | 0 | 1907
071000092 | 7 | Dawson County GIS Development | Develop a GIS inventory of stormwater infrastructure | 100000 | No | 0 | 0 | 0 | 0 | 0 | 0 | 0 | 0 | 0 | 0 | 0 | 0 | 0 | 0 | 0 | 0 | 0 | 0 | 0 | 0 | 2.9532 | 0.038829 | 0.0038829 | 158.498 | 0.0065357 | 0.00032679 | 0.0042097 | 1853 | 0.0042097 | 0 | 1853
071000159 | 7 | Dawson County DCM | Consider stormwater criteria for infrastructure and floodplain ordinances to avoid new exposure to flood hazards. | 100000 | No | 0 | 0 | 0 | 0 | 0 | 0 | 0 | 0 | 0 | 0 | 0 | 0 | 0 | 0 | 0 | 0 | 0 | 0 | 0 | 0 | 2.9532 | 0.038829 | 0.0038829 | 158.498 | 0.0065357 | 0.00032679 | 0.0042097 | 1853 | 0.0042097 | 0 | 1854
101000197 | 10 | La Salle Erosion Control Structure Project Planning | Project planning for project to replace erosion control structure. Develop technical data required for FMP. | 40000 | No | 0 | 0 | 2 | 0.001071 | 0.00016065 | 1 | 0.00070831 | 7.0831e-05 | 2 | 0.00020475 | 3.0713e-05 | 0 | 0 | 0 | 0 | 0 | 0 | 0 | 0 | 0 | 0.091391 | 0.0012016 | 0.00012016 | 27.6643 | 0.0011408 | 5.7038e-05 | 0.00043939 | 2101 | 0.00043939 | 0 | 2101
101000159 | 10 | Wastewater Treatment Plant Flood Study | Flood-prone problem area in need of flood study, indentified on sponsor outreach call. Area also in need of a generator | 150000 | No | 0 | 0 | 3 | 0.0016065 | 0.00024097 | 0 | 0 | 0 | 3 | 0.00030713 | 4.6069e-05 | 0 | 0 | 0 | 0 | 0 | 0 | 0 | 0 | 0 | 0.15354 | 0.0020187 | 0.00020187 | 11.989 | 0.00049437 | 2.4719e-05 | 0.00051363 | 2098 | 0.00051363 | 0 | 2098
051000095 | 5 | City of Moore Station Flood-prone Roadway and Infrastructure Evaluation | Locate roadways and properties prone to flooding due to heavy rainfall | 25000 | No | 0 | 0 | 2 | 0.001071 | 0.00016065 | 1 | 0.00070831 | 7.0831e-05 | 5 | 0.00051188 | 7.6781e-05 | 0 | 0 | 0 | 0 | 0 | 0 | 0 | 0 | 0 | 0.21853 | 0.0028733 | 0.00028733 | 0.084056 | 3.4661e-06 | 1.7331e-07 | 0.00059577 | 2071 | 0.00059577 | 0 | 2071
051000130 | 5 | W. Port Arthur Road Upgrade Pumping Equipment | H&H study to size pump upgrades and improve existing level of service. | 100000 | Yes | 100 | 0 | 3 | 0.0016065 | 0.00024097 | 0 | 0 | 0 | 4 | 0.0004095 | 6.1425e-05 | 0 | 0 | 0 | 0 | 0 | 0 | 0 | 0 | 0 | 0 | 0 | 0 | 0 | 0 | 0 | 0.0003024 | 2113 | 0.0003024 | 0 | 2113
101000002 | 10 | Shiloh Road Bridge West of State HWY 304 | Upgrade flow capacity | 100000 | No | 0 | 0 | 1 | 0.00053549 | 8.0324e-05 | 1 | 0.00070831 | 7.0831e-05 | 2 | 0.00020475 | 3.0713e-05 | 0 | 0 | 0 | 0 | 0 | 0 | 0 | 0 | 0 | 0.14571 | 0.0019159 | 0.00019159 | 56.0389 | 0.0023108 | 0.00011554 | 0.00048899 | 2099 | 0.00048899 | 0 | 2099
111000044 | 11 | City of New Braunfels Faust St / Nacogdoches Ave Improvements Project Planning | Study to analyze drainage conveyance and flooding issues within the Faust Street and Nacogdoches Avenue area and project planning for solutions within project area. | 1102000 | No | 0 | 0 | 2 | 0.001071 | 0.00016065 | 0 | 0 | 0 | 8 | 0.000819 | 0.00012285 | 0 | 0 | 0 | 0 | 0 | 0 | 0 | 0 | 0 | 0 | 0 | 0 | 0 | 0 | 0 | 0.0002835 | 2116 | 0.0002835 | 0 | 2116
031000015 | 3 | Hood County FEMA Mapping | Create FEMA mapping in previously unmapped areas and update existing FEMA maps as needed. | 539000 | No | 0 | 0 | 0 | 0 | 0 | 0 | 0 | 0 | 0 | 0 | 0 | 0 | 0 | 0 | 0 | 0 | 0 | 0 | 0 | 0 | 0 | 0 | 0 | 136.8904 | 0.0056447 | 0.00028224 | 0.00028224 | 2117 | 0.00028224 | 0 | 2117
101000075 | 10 | Airport Drainage Improvements | Increase drainage for airport property | 100000 | No | 0 | 0 | 3 | 0.0016065 | 0.00024097 | 0 | 0 | 0 | 2 | 0.00020475 | 3.0713e-05 | 0 | 0 | 0 | 0 | 0 | 0 | 0 | 0 | 0 | 0 | 0 | 0 | 4.3877 | 0.00018093 | 9.0464e-06 | 0.00028073 | 2118 | 0.00028073 | 0 | 2118
151000040 | 15 | Mile 2 E & Expy 83 | Local Drainage Improvements- North of Interstate 2 and West of Mile 2 1/2 | 215250 | Yes | 100 | 0 | 0 | 0 | 0 | 2 | 0.0014166 | 0.00014166 | 9 | 0.00092138 | 0.00013821 | 0 | 0 | 0 | 0 | 0 | 0 | 0 | 0 | 0 | 3.6759 | 0.048332 | 0.0048332 | 0 | 0 | 0 | 0.0051131 | 1832 | 0.0051131 | 0 | 1832
121000005 | 12 | 7420 Rolling Acres Trail Low Water Crossing | Low Water crossing moves toward home on Meadow Creek Trail. Road Closure gate is deployed at this crossing during large storm events. | 1185000 | No | 0 | 0 | 1 | 0.00053549 | 8.0324e-05 | 0 | 0 | 0 | 11 | 0.0011261 | 0.00016892 | 0 | 0 | 0 | 0 | 0 | 0 | 0 | 0 | 0 | 0 | 0 | 0 | 0 | 0 | 0 | 0.00024924 | 2121 | 0.00024924 | 0 | 2121
151000013 | 15 | Laguna Vista Action #11 | Drainage Improvements: Upgrade 48” drainage pipe located at 1004 Beach Blvd to increase capacity and reduce risk of flood damages | 92400 | Yes | 100 | 0 | 0 | 0 | 0 | 2 | 0.0014166 | 0.00014166 | 7 | 0.00071663 | 0.00010749 | 0 | 0 | 0 | 0 | 0 | 0 | 0 | 0 | 0 | 0.35135 | 0.0046196 | 0.00046196 | 0 | 0 | 0 | 0.00071112 | 2057 | 0.00071112 | 0 | 2057
101000028 | 10 | FM 812 at Alum Creek South | 100-ft bridge, 1700 LF of channelization | 100000 | No | 0 | 0 | 1 | 0.00053549 | 8.0324e-05 | 1 | 0.00070831 | 7.0831e-05 | 2 | 0.00020475 | 3.0713e-05 | 0 | 0 | 0 | 0 | 0 | 0 | 0 | 0 | 0 | 0.083302 | 0.0010953 | 0.00010953 | 27.8906 | 0.0011501 | 5.7504e-05 | 0.0003489 | 2109 | 0.0003489 | 0 | 2109
101000199 | 10 | County Road 106 Erosion Control Structure Project Planning | Project planning for project to replace erosion control structure. Develop technical data required for FMP. | 75000 | No | 0 | 0 | 2 | 0.001071 | 0.00016065 | 0 | 0 | 0 | 0 | 0 | 0 | 0 | 0 | 0 | 0 | 0 | 0 | 0 | 0 | 0 | 0 | 0 | 0 | 35.2636 | 0.0014541 | 7.2706e-05 | 0.00023335 | 2123 | 0.00023335 | 0 | 2123
151000031 | 15 | Dimmit County | Develop Flood risk maps for the county of Dimmit and develop CIP | 250000 | Yes | 100 | 0 | 0 | 0 | 0 | 3 | 0.0021249 | 0.00021249 | 1 | 0.00010238 | 1.5356e-05 | 0 | 0 | 0 | 0 | 0 | 0 | 0 | 0 | 0 | 86.8358 | 1.1417 | 0.11417 | 0 | 0 | 0 | 0.1144 | 1003 | 0.1144 | 0 | 1003
041000022 | 4 | Nevada Drainage Master Plan | Perform study of existing culverts and drainage capabilities in town. Identify upgrades to drainage infrastructure capacity where needed. | 100000 | No | 0 | 0 | 1 | 0.00053549 | 8.0324e-05 | 1 | 0.00070831 | 7.0831e-05 | 3 | 0.00030713 | 4.6069e-05 | 0 | 0 | 0 | 0 | 0 | 0 | 0 | 0 | 0 | 0 | 0 | 0 | 11.4373 | 0.00047162 | 2.3581e-05 | 0.0002208 | 2125 | 0.0002208 | 0 | 2125
101000060 | 10 | Floodplain/Floodway Audit | Floodplain/floodway audit | 50000 | No | 0 | 0 | 1 | 0.00053549 | 8.0324e-05 | 1 | 0.00070831 | 7.0831e-05 | 3 | 0.00030713 | 4.6069e-05 | 0 | 0 | 0 | 0 | 0 | 0 | 0 | 0 | 0 | 0.038949 | 0.00051211 | 5.1211e-05 | 4.048 | 0.00016692 | 8.3461e-06 | 0.00025678 | 2120 | 0.00025678 | 0 | 2120
151000029 | 15 | Primera Action #2 | Construct a large retention/detention pond in the northwest part of town to hold water during heavy rain events | 92400 | Yes | 100 | 0 | 0 | 0 | 0 | 2 | 0.0014166 | 0.00014166 | 4 | 0.0004095 | 6.1425e-05 | 0 | 0 | 0 | 0 | 0 | 0 | 0 | 0 | 0 | 0 | 0 | 0 | 0 | 0 | 0 | 0.00020309 | 2127 | 0.00020309 | 0 | 2127
061000243 | 6 | City of Hilshire Village Master Drainage Plan | Study to develop Master Drainage Plan using future and existing land use and flood/storm water drainage needs including Atlas 14 rainfall. | 110000 | Yes | 100 | 0 | 1 | 0.00053549 | 8.0324e-05 | 1 | 0.00070831 | 7.0831e-05 | 3 | 0.00030713 | 4.6069e-05 | 0 | 0 | 0 | 0 | 0 | 0 | 0 | 0 | 0 | 0.0067805 | 8.9152e-05 | 8.9152e-06 | 0 | 0 | 0 | 0.00020614 | 2126 | 0.00020614 | 0 | 2126
031000261 | 3 | Office Creek Drainage Study | Update Drainage Study and Improvements at Five Star Park | 100000 | No | 0 | 0 | 1 | 0.00053549 | 8.0324e-05 | 0 | 0 | 0 | 4 | 0.0004095 | 6.1425e-05 | 0 | 0 | 0 | 0 | 0 | 0 | 0 | 0 | 0 | 0.4682 | 0.006156 | 0.0006156 | 23.482 | 0.00096829 | 4.8415e-05 | 0.00080577 | 2043 | 0.00080577 | 0 | 2043
011000086 | 1 | Darrouzett City Drainage Master Plan | Perform H&H modeling, develop conceptual alternatives and OPCC, and rank projects; selected based on survey responses reporting issues with rivers, creeks, tributaries, and functioning floodplains | 250000 | No | 0 | 0 | 2 | 0.001071 | 0.00016065 | 0 | 0 | 0 | 1 | 0.00010238 | 1.5356e-05 | 0 | 0 | 0 | 0 | 0 | 0 | 0 | 0 | 0 | 0.083723 | 0.0011008 | 0.00011008 | 5.8925 | 0.00024298 | 1.2149e-05 | 0.00029823 | 2114 | 0.00029823 | 0 | 2114
111000028 | 11 | City of Kerrville Harper Street between Culberson Avenue and Lewis Avenue Project Planning | Project planning for proposed storm drain system project to relieve localized flooding and excessive ponding that occurs throughout Harper Street. | 180000 | No | 0 | 0 | 1 | 0.00053549 | 8.0324e-05 | 1 | 0.00070831 | 7.0831e-05 | 2 | 0.00020475 | 3.0713e-05 | 0 | 0 | 0 | 0 | 0 | 0 | 0 | 0 | 0 | 0 | 0 | 0 | 0 | 0 | 0 | 0.00018187 | 2131 | 0.00018187 | 0 | 2131
011000062 | 1 | Quitaque City Drainage Master Plan | Perform H&H modeling, develop conceptual alternatives and OPCC, and rank projects; selected based on the needs analysis | 250000 | No | 0 | 0 | 2 | 0.001071 | 0.00016065 | 0 | 0 | 0 | 1 | 0.00010238 | 1.5356e-05 | 0 | 0 | 0 | 0 | 0 | 0 | 0 | 0 | 0 | 0.11239 | 0.0014778 | 0.00014778 | 0.29074 | 1.1989e-05 | 5.9943e-07 | 0.00032438 | 2112 | 0.00032438 | 0 | 2112
071300010 | 7 | City of Lubbock 4th St & Elkhart CIP | Construct box culverts. Provide excavation to offset increased discharge. Construct earthen dam in West Wind channel to maintain playa overflow elevation. | 25000 | No | 0 | 0 | 1 | 0.00053549 | 8.0324e-05 | 0 | 0 | 0 | 6 | 0.00061425 | 9.2138e-05 | 0 | 0 | 0 | 0 | 0 | 0 | 0 | 0 | 0 | 0.040854 | 0.00053715 | 5.3715e-05 | 0 | 0 | 0 | 0.00022618 | 2124 | 0.00022618 | 0 | 2124
071300001 | 7 | City of Abilene Elm Creek Diversion | Upstream detention / bypass on Elm Creek | 7900000 | No | 0 | 0 | 1 | 0.00053549 | 8.0324e-05 | 1 | 0.00070831 | 7.0831e-05 | 0 | 0 | 0 | 0 | 0 | 0 | 0 | 0 | 0 | 0 | 0 | 0 | 1.0221 | 0.013439 | 0.0013439 | 5.1141 | 0.00021088 | 1.0544e-05 | 0.0015056 | 1985 | 0.0015056 | 0 | 1985
021000024 | 2 | Nash Unnamed Stream 1 | Debris, Vegetation Removal, and Channelization | 250000 | No | 0 | 0 | 1 | 0.00053549 | 8.0324e-05 | 1 | 0.00070831 | 7.0831e-05 | 0 | 0 | 0 | 0 | 0 | 0 | 0 | 0 | 0 | 0 | 0 | 0 | 0.030423 | 0.00040001 | 4.0001e-05 | 1.8009 | 7.4259e-05 | 3.7129e-06 | 0.00019487 | 2129 | 0.00019487 | 0 | 2129
021000025 | 2 | Nash Unnamed Stream 2 | Debris, Vegetation Removal, and Channelization | 250000 | No | 0 | 0 | 1 | 0.00053549 | 8.0324e-05 | 1 | 0.00070831 | 7.0831e-05 | 0 | 0 | 0 | 0 | 0 | 0 | 0 | 0 | 0 | 0 | 0 | 0 | 0.030423 | 0.00040001 | 4.0001e-05 | 1.8009 | 7.4259e-05 | 3.7129e-06 | 0.00019487 | 2129 | 0.00019487 | 0 | 2130
051000132 | 5 | Star Lake Upgrade Pumping Equipment | H&H study to size pump upgrades and improve existing level of service. | 100000 | Yes | 100 | 0 | 1 | 0.00053549 | 8.0324e-05 | 1 | 0.00070831 | 7.0831e-05 | 0 | 0 | 0 | 0 | 0 | 0 | 0 | 0 | 0 | 0 | 0 | 0 | 0 | 0 | 0 | 0.30742 | 1.2677e-05 | 6.3383e-07 | 0.00015179 | 2135 | 0.00015179 | 0 | 2135
091000080 | 9 | San Angelo Street Flooding 16 | Low water crossing, street flooding. Red Bluff Rd. at Lincoln Park Rd | 25000 | Yes | 100 | 0 | 1 | 0.00053549 | 8.0324e-05 | 1 | 0.00070831 | 7.0831e-05 | 0 | 0 | 0 | 0 | 0 | 0 | 0 | 0 | 0 | 0 | 0 | 0 | 0 | 0 | 0 | 0 | 0 | 0 | 0.00015115 | 2137 | 0.00015115 | 0 | 2137
081000041 | 8 | Fulshear Lakes Drainage Improvements | Design of drainage infrastructure to mitigate flooding in Fulshear Lake development. | 151000 | No | 0 | 0 | 0 | 0 | 0 | 0 | 0 | 0 | 0 | 0 | 0 | 0 | 0 | 0 | 0 | 0 | 0 | 0 | 0 | 0 | 0 | 0 | 0 | 68.8152 | 0.0028376 | 0.00014188 | 0.00014188 | 2141 | 0.00014188 | 0 | 2141
151000033 | 15 | FM 491 and Mile 3 | Local Drainage Improvements- County Road 1771 | 60000 | Yes | 100 | 0 | 0 | 0 | 0 | 2 | 0.0014166 | 0.00014166 | 0 | 0 | 0 | 0 | 0 | 0 | 0 | 0 | 0 | 0 | 0 | 0 | 2.1753 | 0.028601 | 0.0028601 | 0 | 0 | 0 | 0.0030018 | 1903 | 0.0030018 | 0 | 1903
011000170 | 1 | Playa 35 Watershed Study (City of Amarillo) | Perform H&H modeling, develop conceptual alternatives and OPCC, and rank projects. Marked as high priority in 2019 Amarillo DMP | 420000 | No | 0 | 0 | 0 | 0 | 0 | 0 | 0 | 0 | 0 | 0 | 0 | 0 | 0 | 0 | 0 | 0 | 0 | 0 | 0 | 0 | 0.60875 | 0.008004 | 0.0008004 | 67.7643 | 0.0027943 | 0.00013971 | 0.00094012 | 2028 | 0.00094012 | 0 | 2028
131000153 | 13 | Cove Harbor Bulkhead Construction | Cove Harbor Bulkhead Construction | 2453000 | Yes | 100 | 0 | 1 | 0.00053549 | 8.0324e-05 | 0 | 0 | 0 | 3 | 0.00030713 | 4.6069e-05 | 0 | 0 | 0 | 0 | 0 | 0 | 0 | 0 | 0 | 0 | 0 | 0 | 0 | 0 | 0 | 0.00012639 | 2142 | 0.00012639 | 0 | 2142
011000087 | 1 | Spearman City Drainage Master Plan | Perform H&H modeling, develop conceptual alternatives and OPCC, and rank projects; selected based on the needs analysis and survey responses reporting issues with rivers, creeks, tributaries, and functioning floodplains | 250000 | No | 0 | 0 | 1 | 0.00053549 | 8.0324e-05 | 0 | 0 | 0 | 2 | 0.00020475 | 3.0713e-05 | 0 | 0 | 0 | 0 | 0 | 0 | 0 | 0 | 0 | 0.5173 | 0.0068016 | 0.00068016 | 1.0041 | 4.1403e-05 | 2.0702e-06 | 0.00079327 | 2044 | 0.00079327 | 0 | 2044
011000109 | 1 | City of Spearman GIS Development | Develop GIS inventory and condition assessment for flood infrastructure; selected based on survey response | 50000 | No | 0 | 0 | 1 | 0.00053549 | 8.0324e-05 | 0 | 0 | 0 | 2 | 0.00020475 | 3.0713e-05 | 0 | 0 | 0 | 0 | 0 | 0 | 0 | 0 | 0 | 0.5173 | 0.0068016 | 0.00068016 | 1.0041 | 4.1403e-05 | 2.0702e-06 | 0.00079327 | 2044 | 0.00079327 | 0 | 2045
121000142 | 12 | Cagnon Rd at Polecat Creek (DC-MRN) | Replace the existing crossing with an approximately 320-foot long bridge. | 150000 | Yes | 100 | 0 | 1 | 0.00053549 | 8.0324e-05 | 0 | 0 | 0 | 2 | 0.00020475 | 3.0713e-05 | 0 | 0 | 0 | 0 | 0 | 0 | 0 | 0 | 0 | 0 | 0 | 0 | 0 | 0 | 0 | 0.00011104 | 2144 | 0.00011104 | 0 | 2144
151000014 | 15 | Laguna Vista Action #12 | Drainage Improvements: Relocate and upgrade existing 36” drainage pipe located at 1026 Beach Blvd to increase capacity and reduce risk of flood damages | 92400 | Yes | 100 | 0 | 0 | 0 | 0 | 1 | 0.00070831 | 7.0831e-05 | 2 | 0.00020475 | 3.0713e-05 | 0 | 0 | 0 | 0 | 0 | 0 | 0 | 0 | 0 | 0.35135 | 0.0046196 | 0.00046196 | 0 | 0 | 0 | 0.00056351 | 2078 | 0.00056351 | 0 | 2078
131000122 | 13 | Port Aransas Nature Preserve Stabilization and Restoration | Repair of ship channel revetment breaches on northern Mustang Island; Constructing living shoreline near the ship channel; Rebuilding marsh/wetland habitat; Repair of Charlie’s Pasture bulkhead; and Permitting this site for elevation via dredged material. | 680000 | Yes | 100 | 0 | 1 | 0.00053549 | 8.0324e-05 | 0 | 0 | 0 | 0 | 0 | 0 | 0 | 0 | 0 | 0 | 0 | 0 | 0 | 0 | 0 | 1.685 | 0.022154 | 0.0022154 | 1.688 | 6.9607e-05 | 3.4804e-06 | 0.0022992 | 1937 | 0.0022992 | 0 | 1937
101000013 | 10 | Paffen Rd & Grassy Creek Draw | CMP Upgrade, Cast-in-place multi-box (2) culvert-bridge | 100000 | No | 0 | 0 | 0 | 0 | 0 | 0 | 0 | 0 | 0 | 0 | 0 | 0 | 0 | 0 | 0 | 0 | 0 | 0 | 0 | 0 | 0.053692 | 0.00070595 | 7.0595e-05 | 39.2556 | 0.0016187 | 8.0936e-05 | 0.00015153 | 2136 | 0.00015153 | 0 | 2136
111000008 | 11 | Canyon Regional WA Hays Caldwell Water Treatment Plant Floodwall Project Planning | Project planning for Canyon Regional WA - Hays Caldwell Water Treatment Plant Floodwall Project | 159355 | No | 0 | 0 | 1 | 0.00053549 | 8.0324e-05 | 0 | 0 | 0 | 0 | 0 | 0 | 0 | 0 | 0 | 0 | 0 | 0 | 0 | 0 | 0 | 0.053286 | 0.00070061 | 7.0061e-05 | 0 | 0 | 0 | 0.00015039 | 2138 | 0.00015039 | 0 | 2138
121000006 | 12 | 8402 Battle Intense Low Water Crossing | Battle intense is often shut down in large rain events. Debris collects and damages this low water crossing | 3617820 | No | 0 | 0 | 0 | 0 | 0 | 1 | 0.00070831 | 7.0831e-05 | 0 | 0 | 0 | 0 | 0 | 0 | 0 | 0 | 0 | 0 | 0 | 0 | 0 | 0 | 0 | 0 | 0 | 0 | 7.0831e-05 | 2147 | 7.0831e-05 | 0 | 2147
101000019 | 10 | Upper Elgin River Rd & Cotton Creek | LWC to Culvert Cast-in-place multi-box (2) culvert-bridge | 100000 | No | 0 | 0 | 0 | 0 | 0 | 0 | 0 | 0 | 0 | 0 | 0 | 0 | 0 | 0 | 0 | 0 | 0 | 0 | 0 | 0 | 0.05885 | 0.00077378 | 7.7378e-05 | 32.0285 | 0.0013207 | 6.6036e-05 | 0.00014341 | 2140 | 0.00014341 | 0 | 2140
101000165 | 10 | Whitman Branch Regional Detention Pond | Regional Detention Pond Along Whitman Branch | 150000 | No | 0 | 0 | 0 | 0 | 0 | 0 | 0 | 0 | 0 | 0 | 0 | 0 | 0 | 0 | 0 | 0 | 0 | 0 | 0 | 0 | 0.18301 | 0.0024063 | 0.00024063 | 23.2024 | 0.00095676 | 4.7838e-05 | 0.00028847 | 2115 | 0.00028847 | 0 | 2115
031000302 | 3 | Whites Branch at Langdon Road | Evaluate bridge improvements for Langdon Road over Whites Branch | 250000 | No | 0 | 0 | 0 | 0 | 0 | 0 | 0 | 0 | 0 | 0 | 0 | 0 | 0 | 0 | 0 | 0 | 0 | 0 | 0 | 0 | 0.2718 | 0.0035737 | 0.00035737 | 19.3278 | 0.00079699 | 3.985e-05 | 0.00039722 | 2104 | 0.00039722 | 0 | 2104
071000044 | 7 | City of New Home DMP | Evaluate City of New Home for a Storm Water Master Plan, flood ordinances, and policies. | 250000 | No | 0 | 0 | 0 | 0 | 0 | 0 | 0 | 0 | 0 | 0 | 0 | 0 | 0 | 0 | 0 | 0 | 0 | 0 | 0 | 0 | 0 | 0 | 0 | 18.5117 | 0.00076334 | 3.8167e-05 | 3.8167e-05 | 2154 | 3.8167e-05 | 0 | 2154
111000015 | 11 | City of Flatonia Drainage Project Planning | Project planning for proposed project to make culvert and drainage ditch improvements from just south of the Union Pacific Railroad at US 90 to the north side frontage road of I-10. | 2739000 | No | 0 | 0 | 0 | 0 | 0 | 0 | 0 | 0 | 0 | 0 | 0 | 0 | 0 | 0 | 0 | 0 | 0 | 0 | 0 | 0 | 0.10838 | 0.001425 | 0.0001425 | 15.392 | 0.0006347 | 3.1735e-05 | 0.00017423 | 2132 | 0.00017423 | 0 | 2132
101000068 | 10 | Lake Junction Dredging | Dredge Lake Junction | 50000 | No | 0 | 0 | 0 | 0 | 0 | 0 | 0 | 0 | 0 | 0 | 0 | 0 | 0 | 0 | 0 | 0 | 0 | 0 | 0 | 0 | 0 | 0 | 0 | 14.4725 | 0.00059678 | 2.9839e-05 | 2.9839e-05 | 2157 | 2.9839e-05 | 0 | 2157
101000129 | 10 | Palmetto Bend Spillway | Emergency Stop Log Deployment System | 250000 | No | 0 | 0 | 0 | 0 | 0 | 0 | 0 | 0 | 0 | 0 | 0 | 0 | 0 | 0 | 0 | 0 | 0 | 0 | 0 | 0 | 0.097901 | 0.0012872 | 0.00012872 | 13.3426 | 0.00055019 | 2.7509e-05 | 0.00015623 | 2134 | 0.00015623 | 0 | 2134
131000089 | 13 | Wesley Seale Dam Inspection | This project is for the detailed inspection of the Wesley Seale Dam structure and system components. | 375000 | Yes | 100 | 0 | 0 | 0 | 0 | 0 | 0 | 0 | 0 | 0 | 0 | 0 | 0 | 0 | 0 | 0 | 0 | 0 | 0 | 0 | 0 | 0 | 0 | 10.0332 | 0.00041372 | 2.0686e-05 | 2.0686e-05 | 2159 | 2.0686e-05 | 0 | 2159
131000160 | 13 | Expanding Drainage System to Newly Developed Areas | Expanding the citywide drainage system to include the newly developed residential areas | 150000 | Yes | 100 | 0 | 0 | 0 | 0 | 0 | 0 | 0 | 0 | 0 | 0 | 0 | 0 | 0 | 0 | 0 | 0 | 0 | 0 | 0 | 0 | 0 | 0 | 9.4151 | 0.00038824 | 1.9412e-05 | 1.9412e-05 | 2160 | 1.9412e-05 | 0 | 2160
131000115 | 13 | County Road 6- North Carreta Creek Drainage Improvements | Restoration project to bring this section of North Carreta creek (located between CR6 and Meadowbrook Road) back to its original elevation as built by USDA Soil Conservation Service in 1960. Located in Bishop, TX. | 100000 | Yes | 100 | 0 | 0 | 0 | 0 | 0 | 0 | 0 | 0 | 0 | 0 | 0 | 0 | 0 | 0 | 0 | 0 | 0 | 0 | 0 | 0 | 0 | 0 | 8.8066 | 0.00036314 | 1.8157e-05 | 1.8157e-05 | 2162 | 1.8157e-05 | 0 | 2162
101000189 | 10 | Wastewater Treatment Plant Floodproofing | Improve wastewater treatement plant to make it more flood resilient and improve treatment capacity and I&I. | 250000 | No | 0 | 0 | 0 | 0 | 0 | 0 | 0 | 0 | 0 | 0 | 0 | 0 | 0 | 0 | 0 | 0 | 0 | 0 | 0 | 0 | 0 | 0 | 0 | 6.5806 | 0.00027136 | 1.3568e-05 | 1.3568e-05 | 2167 | 1.3568e-05 | 0 | 2167
101000021 | 10 | Caldwell Rd & Wet Weather Creek | LWC to Culvert Cast-in-place multi-box (2) culvert-bridge | 100000 | No | 0 | 0 | 0 | 0 | 0 | 0 | 0 | 0 | 0 | 0 | 0 | 0 | 0 | 0 | 0 | 0 | 0 | 0 | 0 | 0 | 0.056245 | 0.00073952 | 7.3952e-05 | 6.5443 | 0.00026986 | 1.3493e-05 | 8.7445e-05 | 2145 | 8.7445e-05 | 0 | 2145
101000125 | 10 | Alum Creek - Tributary 8, Bowie Drive | Replace CMPs with larger multi-box culvert | 100000 | No | 0 | 0 | 0 | 0 | 0 | 0 | 0 | 0 | 0 | 0 | 0 | 0 | 0 | 0 | 0 | 0 | 0 | 0 | 0 | 0 | 0.01929 | 0.00025363 | 2.5363e-05 | 6.0834 | 0.00025085 | 1.2543e-05 | 3.7905e-05 | 2155 | 3.7905e-05 | 0 | 2155
011000070 | 1 | Cashion City Drainage Master Plan | Perform H&H modeling, develop conceptual alternatives and OPCC, and rank projects; selected based on the needs analysis | 250000 | No | 0 | 0 | 0 | 0 | 0 | 0 | 0 | 0 | 0 | 0 | 0 | 0 | 0 | 0 | 0 | 0 | 0 | 0 | 0 | 0 | 0.24694 | 0.0032469 | 0.00032469 | 5.8499 | 0.00024122 | 1.2061e-05 | 0.00033675 | 2111 | 0.00033675 | 0 | 2111
091000026 | 9 | Crockett County FEMA Mapping | Update existing FEMA Mapping | 985000 | No | 0 | 0 | 0 | 0 | 0 | 0 | 0 | 0 | 0 | 0 | 0 | 0 | 0 | 0 | 0 | 0 | 0 | 0 | 0 | 0 | 0.6956 | 0.0091459 | 0.00091459 | 5.3485 | 0.00022055 | 1.1027e-05 | 0.00092561 | 2030 | 0.00092561 | 0 | 2030
091000025 | 9 | Crockett County DMP | Create Drainage Master Plan, including evaluation of potential mitigation projects. | 500000 | No | 0 | 0 | 0 | 0 | 0 | 0 | 0 | 0 | 0 | 0 | 0 | 0 | 0 | 0 | 0 | 0 | 0 | 0 | 0 | 0 | 0.6956 | 0.0091459 | 0.00091459 | 5.3485 | 0.00022055 | 1.1027e-05 | 0.00092561 | 2030 | 0.00092561 | 0 | 2031
091000027 | 9 | Crockett County GIS Development | Develop a GIS inventory of stormwater infrastructure | 100000 | No | 0 | 0 | 0 | 0 | 0 | 0 | 0 | 0 | 0 | 0 | 0 | 0 | 0 | 0 | 0 | 0 | 0 | 0 | 0 | 0 | 0.6956 | 0.0091459 | 0.00091459 | 5.3485 | 0.00022055 | 1.1027e-05 | 0.00092561 | 2030 | 0.00092561 | 0 | 2032
081000044 | 8 | Sienna South Levee System Drainage | Design of lake and channel modifications to mitigate development in the area. | 320000 | No | 0 | 0 | 0 | 0 | 0 | 0 | 0 | 0 | 0 | 0 | 0 | 0 | 0 | 0 | 0 | 0 | 0 | 0 | 0 | 0 | 0 | 0 | 0 | 3.6349 | 0.00014989 | 7.4943e-06 | 7.4943e-06 | 2168 | 7.4943e-06 | 0 | 2168
011000094 | 1 | White Deer City Drainage Master Plan | Perform H&H modeling, develop conceptual alternatives and OPCC, and rank projects; selected based on HMAPs | 250000 | No | 0 | 0 | 0 | 0 | 0 | 0 | 0 | 0 | 0 | 0 | 0 | 0 | 0 | 0 | 0 | 0 | 0 | 0 | 0 | 0 | 0 | 0 | 0 | 3.0713 | 0.00012665 | 6.3324e-06 | 6.3324e-06 | 2170 | 6.3324e-06 | 0 | 2170
071300013 | 7 | Hamlin South Lake Dam Diversion | Divert water to prevent breaching of Hamlin South Lake Dam. | 5000 | No | 0 | 0 | 0 | 0 | 0 | 0 | 0 | 0 | 0 | 0 | 0 | 0 | 0 | 0 | 0 | 0 | 0 | 0 | 0 | 0 | 0.46327 | 0.0060912 | 0.00060912 | 2.4555 | 0.00010125 | 5.0626e-06 | 0.00061418 | 2068 | 0.00061418 | 0 | 2068
071300012 | 7 | Hamlin Dam Improvements | Harden earthen dam at Hamlin South Lake per request of TCEQ. | 100000 | No | 0 | 0 | 0 | 0 | 0 | 0 | 0 | 0 | 0 | 0 | 0 | 0 | 0 | 0 | 0 | 0 | 0 | 0 | 0 | 0 | 0.46327 | 0.0060912 | 0.00060912 | 2.4555 | 0.00010125 | 5.0626e-06 | 0.00061418 | 2068 | 0.00061418 | 0 | 2069
071000077 | 7 | Town of Aspermont DMP | Evaluate town to identify future projects, analyze roads/stream crossing for emergency response vehicles to high hazard areas | 250000 | No | 0 | 0 | 0 | 0 | 0 | 0 | 0 | 0 | 0 | 0 | 0 | 0 | 0 | 0 | 0 | 0 | 0 | 0 | 0 | 0 | 0.76035 | 0.0099972 | 0.00099972 | 1.9955 | 8.2286e-05 | 4.1143e-06 | 0.0010038 | 2025 | 0.0010038 | 0 | 2025
121000118 | 12 | La Vernia Issue # 5 (Hwy 87 crossing and CR 342) | Study to assess city acquiring drainage easements in the area upstream of the Highway 87 crossings, as well as the area between the crossings at Highway 87 and the crossing at CR 342 for the purpose of constructing a channel. | 150000 | No | 0 | 0 | 0 | 0 | 0 | 0 | 0 | 0 | 0 | 0 | 0 | 0 | 0 | 0 | 0 | 0 | 0 | 0 | 0 | 0 | 0.01 | 0.00013148 | 1.3148e-05 | 1.9913 | 8.2113e-05 | 4.1056e-06 | 1.7254e-05 | 2164 | 1.7254e-05 | 0 | 2164
131000162 | 13 | Aransas County Griffith Street Drainage Improvements | Aransas County Griffith Street Drainage Improvements | 97000 | Yes | 100 | 0 | 0 | 0 | 0 | 0 | 0 | 0 | 0 | 0 | 0 | 0 | 0 | 0 | 0 | 0 | 0 | 0 | 0 | 0 | 0 | 0 | 0 | 1.8765 | 7.7378e-05 | 3.8689e-06 | 3.8689e-06 | 2172 | 3.8689e-06 | 0 | 2172
101000059 | 10 | Repair of Little Barton Creek Dam | Continue working with FEMA on repair of Little Barton Creek Dam | 100000 | No | 0 | 0 | 0 | 0 | 0 | 0 | 0 | 0 | 0 | 0 | 0 | 0 | 0 | 0 | 0 | 0 | 0 | 0 | 0 | 0 | 0 | 0 | 0 | 1.658 | 6.8367e-05 | 3.4183e-06 | 3.4183e-06 | 2173 | 3.4183e-06 | 0 | 2173
081000990 | 8 | LID 2 Watershed Analysis | Complete a drainage study for the Sugar Creek neighborhood to mitigate flooding risk. | 75000 | No | 0 | 0 | 0 | 0 | 0 | 0 | 0 | 0 | 0 | 0 | 0 | 0 | 0 | 0 | 0 | 0 | 0 | 0 | 0 | 0 | 0 | 0 | 0 | 1.5634 | 6.4468e-05 | 3.2234e-06 | 3.2234e-06 | 2174 | 3.2234e-06 | 0 | 2174
101000014 | 10 | Meduna Rd & Barton Oaks Draw 1 | LWC to Culvert, Cast-in-place box culvert-bridge | 100000 | No | 0 | 0 | 0 | 0 | 0 | 0 | 0 | 0 | 0 | 0 | 0 | 0 | 0 | 0 | 0 | 0 | 0 | 0 | 0 | 0 | 0.062634 | 0.00082352 | 8.2352e-05 | 1.5472 | 6.3798e-05 | 3.1899e-06 | 8.5542e-05 | 2146 | 8.5542e-05 | 0 | 2146
101000016 | 10 | Hall Rd & Young's Branch | Upgrade Box-culvert bridge | 100000 | No | 0 | 0 | 0 | 0 | 0 | 0 | 0 | 0 | 0 | 0 | 0 | 0 | 0 | 0 | 0 | 0 | 0 | 0 | 0 | 0 | 0.047016 | 0.00061818 | 6.1818e-05 | 1.5022 | 6.1944e-05 | 3.0972e-06 | 6.4915e-05 | 2150 | 6.4915e-05 | 0 | 2150
101000198 | 10 | Goat Trail Erosion Control Structure Project Planning | Project planning for project to replace erosion control structure. Develop technical data required for FMP. | 225000 | No | 0 | 0 | 0 | 0 | 0 | 0 | 0 | 0 | 0 | 0 | 0 | 0 | 0 | 0 | 0 | 0 | 0 | 0 | 0 | 0 | 0 | 0 | 0 | 1.2956 | 5.3426e-05 | 2.6713e-06 | 2.6713e-06 | 2175 | 2.6713e-06 | 0 | 2175
091000125 | 9 | North Fork Red Arroyo Detention | 8 ac and 12 ac regional detention basins | 25000 | No | 0 | 0 | 0 | 0 | 0 | 0 | 0 | 0 | 0 | 0 | 0 | 0 | 0 | 0 | 0 | 0 | 0 | 0 | 0 | 0 | 0 | 0 | 0 | 1.0862 | 4.479e-05 | 2.2395e-06 | 2.2395e-06 | 2176 | 2.2395e-06 | 0 | 2176
061000218 | 6 | Barker - T103-00-00 | Further study of Flood Risk Reduction need identified through the HCFCD 'Watershed Planning Tool' to determine channel modifications needed to restore/improve channel conveyance including Atlas 14 rainfall. | 100000 | No | 0 | 0 | 0 | 0 | 0 | 0 | 0 | 0 | 0 | 0 | 0 | 0 | 0 | 0 | 0 | 0 | 0 | 0 | 0 | 0 | 0.62904 | 0.0082707 | 0.00082707 | 1.0303 | 4.2483e-05 | 2.1241e-06 | 0.00082919 | 2042 | 0.00082919 | 0 | 2042
121000120 | 12 | Escondidio Creek WS SCS Site 1, 2, 4 Dam | Rehabilitation of Escondido Creek 1,2, and 4 to ensure passage of the PMF. | 300000 | No | 0 | 0 | 0 | 0 | 0 | 0 | 0 | 0 | 0 | 0 | 0 | 0 | 0 | 0 | 0 | 0 | 0 | 0 | 0 | 0 | 0 | 0 | 0 | 1.0192 | 4.2026e-05 | 2.1013e-06 | 2.1013e-06 | 2177 | 2.1013e-06 | 0 | 2177
111000083 | 11 | City of Wimberley Little Arkansas at Blanco River Low Water Crossing Project Planning | Project planning for proposed project to replace low water crossing at Little Arkansas at Blanco River | 100000 | No | 0 | 0 | 0 | 0 | 0 | 0 | 0 | 0 | 0 | 0 | 0 | 0 | 0 | 0 | 0 | 0 | 0 | 0 | 0 | 0 | 0 | 0 | 0 | 0.63249 | 2.6081e-05 | 1.3041e-06 | 1.3041e-06 | 2179 | 1.3041e-06 | 0 | 2179
011000068 | 1 | Windthorst City Drainage Master Plan | Perform H&H modeling, develop conceptual alternatives and OPCC, and rank projects; selected based on HMAPs | 250000 | No | 0 | 0 | 0 | 0 | 0 | 0 | 0 | 0 | 0 | 0 | 0 | 0 | 0 | 0 | 0 | 0 | 0 | 0 | 0 | 0 | 0 | 0 | 0 | 0.59399 | 2.4494e-05 | 1.2247e-06 | 1.2247e-06 | 2180 | 1.2247e-06 | 0 | 2180
051000135 | 5 | City of Daisetta Drainage Projects | Evaluate project to quantify benefits, evaluate impacts, and begin design. Project consists of drainage improvements throughout the city to include widening culverts and ditches. | 150000 | Yes | 100 | 0 | 0 | 0 | 0 | 0 | 0 | 0 | 0 | 0 | 0 | 0 | 0 | 0 | 0 | 0 | 0 | 0 | 0 | 0 | 0 | 0 | 0 | 0.42639 | 1.7583e-05 | 8.7913e-07 | 8.7913e-07 | 2181 | 8.7913e-07 | 0 | 2181
101000061 | 10 | Prepare Evacuation Plan | Evacuation plan development | 25000 | No | 0 | 0 | 0 | 0 | 0 | 0 | 0 | 0 | 0 | 0 | 0 | 0 | 0 | 0 | 0 | 0 | 0 | 0 | 0 | 0 | 0 | 0 | 0 | 0.38037 | 1.5685e-05 | 7.8424e-07 | 7.8424e-07 | 2182 | 7.8424e-07 | 0 | 2182
101000126 | 10 | Flood Proofing Repetitive Loss Structures | Flood-proofing repetitive loss structures identified by FEMA | 50000 | No | 0 | 0 | 0 | 0 | 0 | 0 | 0 | 0 | 0 | 0 | 0 | 0 | 0 | 0 | 0 | 0 | 0 | 0 | 0 | 0 | 0 | 0 | 0 | 0.38037 | 1.5685e-05 | 7.8424e-07 | 7.8424e-07 | 2182 | 7.8424e-07 | 0 | 2183
121000010 | 12 | Damage Center 1 Project1 – Detention in East Branch Poth Creek | Storage in this area would reduce downstream flooding and remove existing structures from the FEMA floodplain | 1689053 | No | 0 | 0 | 0 | 0 | 0 | 0 | 0 | 0 | 0 | 0 | 0 | 0 | 0 | 0 | 0 | 0 | 0 | 0 | 0 | 0 | 0 | 0 | 0 | 0.32421 | 1.3369e-05 | 6.6845e-07 | 6.6845e-07 | 2184 | 6.6845e-07 | 0 | 2184
011000084 | 1 | Vega City Drainage Master Plan | Perform H&H modeling, develop conceptual alternatives and OPCC, and rank projects; selected based on survey responses | 250000 | No | 0 | 0 | 0 | 0 | 0 | 0 | 0 | 0 | 0 | 0 | 0 | 0 | 0 | 0 | 0 | 0 | 0 | 0 | 0 | 0 | 0.10941 | 0.0014385 | 0.00014385 | 0.28004 | 1.1548e-05 | 5.7739e-07 | 0.00014443 | 2139 | 0.00014443 | 0 | 2139
051000057 | 5 | City of Arp Master Drainage Plan | Perform H&H modeling to identify and define flood risk, develop conceptual alternatives to reduce flood risk, develop OPCC for conceptual alternatives, and rank projects. Conceptual alternatives should evaluate feasibility of nature based solutions. | 1300000 | No | 0 | 0 | 0 | 0 | 0 | 0 | 0 | 0 | 0 | 0 | 0 | 0 | 0 | 0 | 0 | 0 | 0 | 0 | 0 | 0 | 0 | 0 | 0 | 0.22239 | 9.1706e-06 | 4.5853e-07 | 4.5853e-07 | 2185 | 4.5853e-07 | 0 | 2185
101000196 | 10 | Navidad River - Stem Branch Erosion Control Structure Project Planning | Project planning for project to replace erosion control structure. Develop technical data required for FMP. | 40000 | No | 0 | 0 | 0 | 0 | 0 | 0 | 0 | 0 | 0 | 0 | 0 | 0 | 0 | 0 | 0 | 0 | 0 | 0 | 0 | 0 | 0 | 0 | 0 | 0.21569 | 8.8942e-06 | 4.4471e-07 | 4.4471e-07 | 2186 | 4.4471e-07 | 0 | 2186
081000987 | 8 | Telfair Inlet Replacements | Update storm water inlets. | 73000 | No | 0 | 0 | 0 | 0 | 0 | 0 | 0 | 0 | 0 | 0 | 0 | 0 | 0 | 0 | 0 | 0 | 0 | 0 | 0 | 0 | 0 | 0 | 0 | 0.18576 | 7.66e-06 | 3.83e-07 | 3.83e-07 | 2187 | 3.83e-07 | 0 | 2187
011000069 | 1 | Petrolia City Drainage Master Plan | Perform H&H modeling, develop conceptual alternatives and OPCC, and rank projects; selected based on the needs analysis | 250000 | No | 0 | 0 | 0 | 0 | 0 | 0 | 0 | 0 | 0 | 0 | 0 | 0 | 0 | 0 | 0 | 0 | 0 | 0 | 0 | 0 | 0 | 0 | 0 | 0.17701 | 7.2991e-06 | 3.6496e-07 | 3.6496e-07 | 2188 | 3.6496e-07 | 0 | 2188
121000138 | 12 | Bandera Substation In Floodplain Study | Electrical sub-station is in 100 yr floodplain. Study to find solutions. | 150000 | Yes | 100 | 0 | 0 | 0 | 0 | 0 | 0 | 0 | 0 | 0 | 0 | 0 | 0 | 0 | 0 | 0 | 0 | 0 | 0 | 0 | 0 | 0 | 0 | 0.17636 | 7.2723e-06 | 3.6361e-07 | 3.6361e-07 | 2189 | 3.6361e-07 | 0 | 2189
131000079 | 13 | Drainage improvements at Mission River Park in Refugio | Reduce flooding at Mission River Park in Refugio. | 100000 | Yes | 100 | 0 | 0 | 0 | 0 | 0 | 0 | 0 | 0 | 0 | 0 | 0 | 0 | 0 | 0 | 0 | 0 | 0 | 0 | 0 | 0.18141 | 0.0023852 | 0.00023852 | 0.15593 | 6.4299e-06 | 3.2149e-07 | 0.00023884 | 2122 | 0.00023884 | 0 | 2122
011000075 | 1 | Shamrock City Drainage Master Plan | Perform H&H modeling, develop conceptual alternatives and OPCC, and rank projects; selected based on the needs analysis and survey responses reporting issues with rivers, creeks, tributaries, and functioning floodplains, wetlands, and playa lakes. | 250000 | No | 0 | 0 | 0 | 0 | 0 | 0 | 0 | 0 | 0 | 0 | 0 | 0 | 0 | 0 | 0 | 0 | 0 | 0 | 0 | 0 | 0.68939 | 0.0090642 | 0.00090642 | 0.13875 | 5.7214e-06 | 2.8607e-07 | 0.00090671 | 2034 | 0.00090671 | 0 | 2034
011000104 | 1 | City of Shamrock GIS Development | Develop GIS inventory and condition assessment for flood infrastructure; selected based on survey response | 50000 | No | 0 | 0 | 0 | 0 | 0 | 0 | 0 | 0 | 0 | 0 | 0 | 0 | 0 | 0 | 0 | 0 | 0 | 0 | 0 | 0 | 0.68939 | 0.0090642 | 0.00090642 | 0.13875 | 5.7214e-06 | 2.8607e-07 | 0.00090671 | 2034 | 0.00090671 | 0 | 2035
101000008 | 10 | Clear Springs Lake Dam | Design & implement Clear Springs Lake Dam Improvements | 100000 | No | 0 | 0 | 0 | 0 | 0 | 0 | 0 | 0 | 0 | 0 | 0 | 0 | 0 | 0 | 0 | 0 | 0 | 0 | 0 | 0 | 0 | 0 | 0 | 0.12127 | 5.0005e-06 | 2.5002e-07 | 2.5002e-07 | 2190 | 2.5002e-07 | 0 | 2190
101000137 | 10 | CR257 at Pecan Bayou (Tenmile Crossing) | Upgrade CR 257 over Pecan Bayou to higher level of service (per TxDOT HDM) | 100000 | No | 0 | 0 | 0 | 0 | 0 | 0 | 0 | 0 | 0 | 0 | 0 | 0 | 0 | 0 | 0 | 0 | 0 | 0 | 0 | 0 | 0.04589 | 0.00060338 | 6.0338e-05 | 0.10874 | 4.484e-06 | 2.242e-07 | 6.0562e-05 | 2151 | 6.0562e-05 | 0 | 2151
121000052 | 12 | Damage Center 2 (South Tributary to Stockdale Creek) | Detention South Tributary to Stockdale Creek near the eastern city limit | 660768 | No | 0 | 0 | 0 | 0 | 0 | 0 | 0 | 0 | 0 | 0 | 0 | 0 | 0 | 0 | 0 | 0 | 0 | 0 | 0 | 0 | 0 | 0 | 0 | 0.085733 | 3.5352e-06 | 1.7676e-07 | 1.7676e-07 | 2192 | 1.7676e-07 | 0 | 2192
091000078 | 9 | San Angelo Street Flooding 14 | Heavy street flow, street flooding. Robin Hood at Amistad | 25000 | Yes | 100 | 0 | 0 | 0 | 0 | 0 | 0 | 0 | 0 | 0 | 0 | 0 | 0 | 0 | 0 | 0 | 0 | 0 | 0 | 0 | 0.2004 | 0.002635 | 0.0002635 | 0.061551 | 2.5381e-06 | 1.269e-07 | 0.00026362 | 2119 | 0.00026362 | 0 | 2119
131000077 | 13 | Wright Avenue Drainage Improvements | Easement Acquisition and construction of two channels between Wright Ave. and McCampbell Slough; channel widening from the north side of the existing hotel properties to the west and tie-in with McCampbell slough. Addresses Nystrom Property area flooding. | 60000 | Yes | 100 | 0 | 0 | 0 | 0 | 0 | 0 | 0 | 0 | 0 | 0 | 0 | 0 | 0 | 0 | 0 | 0 | 0 | 0 | 0 | 0 | 0 | 0 | 0.055116 | 2.2727e-06 | 1.1364e-07 | 1.1364e-07 | 2193 | 1.1364e-07 | 0 | 2193
131000156 | 13 | Expanding Drainage System to Odem HS Area | Expanding and improving drainage network to Odem HS area and constructing a detention basin | 100000 | Yes | 100 | 0 | 0 | 0 | 0 | 0 | 0 | 0 | 0 | 0 | 0 | 0 | 0 | 0 | 0 | 0 | 0 | 0 | 0 | 0 | 0 | 0 | 0 | 0.052268 | 2.1553e-06 | 1.0776e-07 | 1.0776e-07 | 2194 | 1.0776e-07 | 0 | 2194
061000050 | 6 | West Chocolate Bayou (CR 383 Ditch) | Further study including Atlas 14 rainfall incorporation and Benefit Cost Analysis of proposed channel modifications included in the City of Pearland master drainage plan. | 252400 | No | 0 | 0 | 0 | 0 | 0 | 0 | 0 | 0 | 0 | 0 | 0 | 0 | 0 | 0 | 0 | 0 | 0 | 0 | 0 | 0 | 0.011529 | 0.00015159 | 1.5159e-05 | 0.044744 | 1.845e-06 | 9.2251e-08 | 1.5251e-05 | 2166 | 1.5251e-05 | 0 | 2166
131000165 | 13 | Aransas County Drainage Improvements - Project 3 | Aransas County Texas Multi-Jurisdictional Hazard Mitigation Action Plan - Action #62: Master Plan - Drainage Improvements - Project 3 - Market St (FM1069) at SH 35 Bypass, Hickory & Steart | 231000 | Yes | 100 | 0 | 0 | 0 | 0 | 0 | 0 | 0 | 0 | 0 | 0 | 0 | 0 | 0 | 0 | 0 | 0 | 0 | 0 | 0 | 0 | 0 | 0 | 0.024473 | 1.0091e-06 | 5.0457e-08 | 5.0457e-08 | 2195 | 5.0457e-08 | 0 | 2195
051000060 | 5 | Willie Nerron Road and Gillan Creek Bridge Replacement | Evaluate bridge improvements (upgrade bridge and increase channel flow) to current crossing to develop costs, quantify benefits, evaluate impacts, and begin design. | 325000 | No | 0 | 0 | 0 | 0 | 0 | 0 | 0 | 0 | 0 | 0 | 0 | 0 | 0 | 0 | 0 | 0 | 0 | 0 | 0 | 0 | 0.15214 | 0.0020003 | 0.00020003 | 0.018594 | 7.6675e-07 | 3.8337e-08 | 0.00020007 | 2128 | 0.00020007 | 0 | 2128
051000140 | 5 | DeQueen Additional Pumping Equipment | H&H study to size pump upgrades and improve existing level of service. | 100000 | Yes | 100 | 0 | 0 | 0 | 0 | 0 | 0 | 0 | 0 | 0 | 0 | 0 | 0 | 0 | 0 | 0 | 0 | 0 | 0 | 0 | 0.2657 | 0.0034935 | 0.00034935 | 0.012348 | 5.0916e-07 | 2.5458e-08 | 0.00034937 | 2108 | 0.00034937 | 0 | 2108
121000112 | 12 | Miller Creek on the Smoky Creek Ranch Drainage Improvements | Miller Creek on the Smoky Creek Ranch drains Tivoli and the surrounding area which is washing out property where Indian artifacts were found. Study to find alternatives to determine solutions for this drainage issue. | 150000 | No | 0 | 0 | 0 | 0 | 0 | 0 | 0 | 0 | 0 | 0 | 0 | 0 | 0 | 0 | 0 | 0 | 0 | 0 | 0 | 0 | 0 | 0 | 0 | 0.003007 | 1.24e-07 | 6.1998e-09 | 6.1998e-09 | 2196 | 6.1998e-09 | 0 | 2196
101000039 | 10 | South End of Acorn Street | Rollup curb at driveway edge | 50000 | No | 0 | 0 | 0 | 0 | 0 | 0 | 0 | 0 | 0 | 0 | 0 | 0 | 0 | 0 | 0 | 0 | 0 | 0 | 0 | 0 | 0 | 0 | 0 | 0.0019231 | 7.9302e-08 | 3.9651e-09 | 3.9651e-09 | 2197 | 3.9651e-09 | 0 | 2197
011000077 | 1 | Silverton City Drainage Master Plan | Perform H&H modeling, develop conceptual alternatives and OPCC, and rank projects; selected based on survey responses reporting issues with many natural features | 250000 | No | 0 | 0 | 0 | 0 | 0 | 0 | 0 | 0 | 0 | 0 | 0 | 0 | 0 | 0 | 0 | 0 | 0 | 0 | 0 | 0 | 0 | 0 | 0 | 0 | 0 | 0 | 0 | 2198 | 0 | 0 | 2198
011000085 | 1 | Seymour City Drainage Master Plan | Perform H&H modeling, develop conceptual alternatives and OPCC, and rank projects; selected based on survey responses reporting issues with rivers, creeks, tributaries, and functioning floodplains. Only a small portion of the city is within the region. | 250000 | No | 0 | 0 | 0 | 0 | 0 | 0 | 0 | 0 | 0 | 0 | 0 | 0 | 0 | 0 | 0 | 0 | 0 | 0 | 0 | 0 | 0 | 0 | 0 | 0 | 0 | 0 | 0 | 2198 | 0 | 0 | 2199
011000100 | 1 | Skelleytown City Drainage Master Plan | Perform H&H modeling, develop conceptual alternatives and OPCC, and rank projects; selected based on HMAPs | 250000 | No | 0 | 0 | 0 | 0 | 0 | 0 | 0 | 0 | 0 | 0 | 0 | 0 | 0 | 0 | 0 | 0 | 0 | 0 | 0 | 0 | 0 | 0 | 0 | 0 | 0 | 0 | 0 | 2198 | 0 | 0 | 2200
011000105 | 1 | City of Silverton GIS Development | Develop GIS inventory and condition assessment for flood infrastructure; selected based on survey response | 50000 | No | 0 | 0 | 0 | 0 | 0 | 0 | 0 | 0 | 0 | 0 | 0 | 0 | 0 | 0 | 0 | 0 | 0 | 0 | 0 | 0 | 0 | 0 | 0 | 0 | 0 | 0 | 0 | 2198 | 0 | 0 | 2201
011000108 | 1 | City of Seymour GIS Development | Develop GIS inventory and condition assessment for flood infrastructure; selected based on survey response. Only a small portion of the city is within the region. | 50000 | No | 0 | 0 | 0 | 0 | 0 | 0 | 0 | 0 | 0 | 0 | 0 | 0 | 0 | 0 | 0 | 0 | 0 | 0 | 0 | 0 | 0 | 0 | 0 | 0 | 0 | 0 | 0 | 2198 | 0 | 0 | 2202
011000092 | 1 | Megargel City Drainage Master Plan | Perform H&H modeling, develop conceptual alternatives and OPCC, and rank projects; selected based on HMAPs | 250000 | No | 0 | 0 | 0 | 0 | 0 | 0 | 0 | 0 | 0 | 0 | 0 | 0 | 0 | 0 | 0 | 0 | 0 | 0 | 0 | 0 | 0 | 0 | 0 | 0 | 0 | 0 | 0 | 2198 | 0 | 0 | 2203
031000068 | 3 | City of Trinidad DMP | Evaluate City and identify future projects. | 250000 | No | 0 | 0 | 0 | 0 | 0 | 0 | 0 | 0 | 0 | 0 | 0 | 0 | 0 | 0 | 0 | 0 | 0 | 0 | 0 | 0 | 3.314 | 0.043573 | 0.0043573 | 0 | 0 | 0 | 0.0043573 | 1847 | 0.0043573 | 0 | 1847
031000146 | 3 | Malone Bridge Improvements | Evaluate alternatives to elevate roadways in flood-prone areas through bridge improvements | 275000 | No | 0 | 0 | 0 | 0 | 0 | 0 | 0 | 0 | 0 | 0 | 0 | 0 | 0 | 0 | 0 | 0 | 0 | 0 | 0 | 0 | 0 | 0 | 0 | 0 | 0 | 0 | 0 | 2198 | 0 | 0 | 2204
051000153 | 5 | City of Bullard Culvert Upgrades | Study to evaluate existing culverts for current condition and identify culverts that need to be upgraded. | 50000 | No | 0 | 0 | 0 | 0 | 0 | 0 | 0 | 0 | 0 | 0 | 0 | 0 | 0 | 0 | 0 | 0 | 0 | 0 | 0 | 0 | 0 | 0 | 0 | 0 | 0 | 0 | 0 | 2198 | 0 | 0 | 2205
051000051 | 5 | City of Athens Master Drainage Plan | Perform H&H modeling to identify and define flood risk, develop conceptual alternatives to reduce flood risk, develop OPCC for conceptual alternatives, and rank projects. Conceptual alternatives should evaluate feasibility of nature based solutions. | 31056 | No | 0 | 0 | 0 | 0 | 0 | 0 | 0 | 0 | 0 | 0 | 0 | 0 | 0 | 0 | 0 | 0 | 0 | 0 | 0 | 0 | 0.028696 | 0.0003773 | 3.773e-05 | 0 | 0 | 0 | 3.773e-05 | 2156 | 3.773e-05 | 0 | 2156
051000103 | 5 | Houston Upgrade Pumping Equipment | H&H study to size pump upgrades and improve existing level of service. | 250000 | Yes | 100 | 0 | 0 | 0 | 0 | 0 | 0 | 0 | 0 | 0 | 0 | 0 | 0 | 0 | 0 | 0 | 0 | 0 | 0 | 0 | 0 | 0 | 0 | 0 | 0 | 0 | 0 | 2198 | 0 | 0 | 2206
051000105 | 5 | Foley Upgrade Pumping Equipment | H&H study to size pump upgrades and improve existing level of service. | 100000 | Yes | 100 | 0 | 0 | 0 | 0 | 0 | 0 | 0 | 0 | 0 | 0 | 0 | 0 | 0 | 0 | 0 | 0 | 0 | 0 | 0 | 0 | 0 | 0 | 0 | 0 | 0 | 0 | 2198 | 0 | 0 | 2207
051000131 | 5 | Central - Upgrade Pumping Equipment and Structure | H&H study to size pump upgrades and improve existing level of service. | 100000 | Yes | 100 | 0 | 0 | 0 | 0 | 0 | 0 | 0 | 0 | 0 | 0 | 0 | 0 | 0 | 0 | 0 | 0 | 0 | 0 | 0 | 0 | 0 | 0 | 0 | 0 | 0 | 0 | 2198 | 0 | 0 | 2208
051000141 | 5 | Shreveport Additional Pumping Equipment | H&H study to size pump upgrades and improve existing level of service. | 100000 | Yes | 100 | 0 | 0 | 0 | 0 | 0 | 0 | 0 | 0 | 0 | 0 | 0 | 0 | 0 | 0 | 0 | 0 | 0 | 0 | 0 | 0 | 0 | 0 | 0 | 0 | 0 | 0 | 2198 | 0 | 0 | 2209
061000025 | 6 | Preliminary Drainage & Infrastructure Improvements Happy Hide A Way Subdivison | Additional analysis in the Jackson Bayou watershed, specifically along R102-00-00, is needed to determine the necessary improvements and provide a no impact solution. | 110000 | No | 0 | 0 | 0 | 0 | 0 | 0 | 0 | 0 | 0 | 0 | 0 | 0 | 0 | 0 | 0 | 0 | 0 | 0 | 0 | 0 | 0 | 0 | 0 | 0 | 0 | 0 | 0 | 2198 | 0 | 0 | 2210
061000026 | 6 | Bridgewater Village & Enclave at Bridgewater Drainage Analysis | Alternative analysis and assessment of additional protection of basin needed during design to control flows for 100-yr event. | 750000 | No | 0 | 0 | 0 | 0 | 0 | 0 | 0 | 0 | 0 | 0 | 0 | 0 | 0 | 0 | 0 | 0 | 0 | 0 | 0 | 0 | 0.0055251 | 7.2645e-05 | 7.2645e-06 | 0 | 0 | 0 | 7.2645e-06 | 2169 | 7.2645e-06 | 0 | 2169
061000029 | 6 | Spanish Cove Subdivision Drainage Assessment | Additional analysis needed to confirm no negative effects. It is expected the larger channel can safely convey the increase in flows, but this must be demonstrated during the project design phase. | 150000 | No | 0 | 0 | 0 | 0 | 0 | 0 | 0 | 0 | 0 | 0 | 0 | 0 | 0 | 0 | 0 | 0 | 0 | 0 | 0 | 0 | 0 | 0 | 0 | 0 | 0 | 0 | 0 | 2198 | 0 | 0 | 2211
061000016 | 6 | City of Bunker Hill Drainage Projects | Further study of proposed localized and regional flood risk reduction projects within the City of Bunker Hill. | 100000 | No | 0 | 0 | 0 | 0 | 0 | 0 | 0 | 0 | 0 | 0 | 0 | 0 | 0 | 0 | 0 | 0 | 0 | 0 | 0 | 0 | 0 | 0 | 0 | 0 | 0 | 0 | 0 | 2198 | 0 | 0 | 2212
061000017 | 6 | City of Bunker Hill Master Drainage and Stormwater Management Plan | Further study of Master Drainage and Stormwater Management Plan for the City of Bunker Hill to include Atlas 14 rainfall. | 170000 | No | 0 | 0 | 0 | 0 | 0 | 0 | 0 | 0 | 0 | 0 | 0 | 0 | 0 | 0 | 0 | 0 | 0 | 0 | 0 | 0 | 0 | 0 | 0 | 0 | 0 | 0 | 0 | 2198 | 0 | 0 | 2213
061000005 | 6 | Missouri City Estates Drainage Improvements | Further study of proposed flood risk reduction project that includes drainage improvements to Missouri City Estates. | 100000 | No | 0 | 0 | 0 | 0 | 0 | 0 | 0 | 0 | 0 | 0 | 0 | 0 | 0 | 0 | 0 | 0 | 0 | 0 | 0 | 0 | 0 | 0 | 0 | 0 | 0 | 0 | 0 | 2198 | 0 | 0 | 2214
061000061 | 6 | Mary's Creek Upper Segment | Further study including Atlas 14 rainfall incorporation and Benefit Cost Analysis of proposed channel modifications included in the City of Pearland master drainage plan. | 460000 | No | 0 | 0 | 0 | 0 | 0 | 0 | 0 | 0 | 0 | 0 | 0 | 0 | 0 | 0 | 0 | 0 | 0 | 0 | 0 | 0 | 0 | 0 | 0 | 0 | 0 | 0 | 0 | 2198 | 0 | 0 | 2215
061000059 | 6 | City of Manvel Gates Loop Subdivision Drainage Improvement | Further study proposed Gates Loop subdivision drainage improvement. | 100000 | No | 0 | 0 | 0 | 0 | 0 | 0 | 0 | 0 | 0 | 0 | 0 | 0 | 0 | 0 | 0 | 0 | 0 | 0 | 0 | 0 | 0 | 0 | 0 | 0 | 0 | 0 | 0 | 2198 | 0 | 0 | 2216
061000166 | 6 | City of Stafford Run Creek Detention Pond Construction | Further study of proposed detention ponds immediately downstream of Brand Lane and Independence Park. | 300000 | No | 0 | 0 | 0 | 0 | 0 | 0 | 0 | 0 | 0 | 0 | 0 | 0 | 0 | 0 | 0 | 0 | 0 | 0 | 0 | 0 | 0 | 0 | 0 | 0 | 0 | 0 | 0 | 2198 | 0 | 0 | 2217
061000227 | 6 | City of Bunker Hill Village Master Drainage Plan | Study to develop Master Drainage Plan using future and existing land use and flood/storm water drainage needs including Atlas 14 rainfall. | 170000 | No | 0 | 0 | 0 | 0 | 0 | 0 | 0 | 0 | 0 | 0 | 0 | 0 | 0 | 0 | 0 | 0 | 0 | 0 | 0 | 0 | 0 | 0 | 0 | 0 | 0 | 0 | 0 | 2198 | 0 | 0 | 2218
061000230 | 6 | City of Coldspring Master Drainage Plan | Study to develop Master Drainage Plan using future and existing land use and flood/storm water drainage needs including Atlas 14 rainfall. | 180000 | No | 0 | 0 | 0 | 0 | 0 | 0 | 0 | 0 | 0 | 0 | 0 | 0 | 0 | 0 | 0 | 0 | 0 | 0 | 0 | 0 | 0 | 0 | 0 | 0 | 0 | 0 | 0 | 2198 | 0 | 0 | 2219
061000238 | 6 | City of Fulshear Master Drainage Plan | Study to develop Master Drainage Plan using future and existing land use and flood/storm water drainage needs including Atlas 14 rainfall. | 340000 | Yes | 100 | 0 | 0 | 0 | 0 | 0 | 0 | 0 | 0 | 0 | 0 | 0 | 0 | 0 | 0 | 0 | 0 | 0 | 0 | 0 | 0 | 0 | 0 | 0 | 0 | 0 | 0 | 2198 | 0 | 0 | 2220
061000241 | 6 | City of Hedwig Village Master Drainage Plan | Study to develop Master Drainage Plan using future and existing land use and flood/storm water drainage needs including Atlas 14 rainfall. | 150000 | Yes | 100 | 0 | 0 | 0 | 0 | 0 | 0 | 0 | 0 | 0 | 0 | 0 | 0 | 0 | 0 | 0 | 0 | 0 | 0 | 0 | 0 | 0 | 0 | 0 | 0 | 0 | 0 | 2198 | 0 | 0 | 2221
061000261 | 6 | City of Meadows Place Master Drainage Plan | Study to develop Master Drainage Plan using future and existing land use and flood/storm water drainage needs including Atlas 14 rainfall. | 150000 | Yes | 100 | 0 | 0 | 0 | 0 | 0 | 0 | 0 | 0 | 0 | 0 | 0 | 0 | 0 | 0 | 0 | 0 | 0 | 0 | 0 | 0.0015144 | 1.9912e-05 | 1.9912e-06 | 0 | 0 | 0 | 1.9912e-06 | 2178 | 1.9912e-06 | 0 | 2178
061000287 | 6 | City of Stafford Master Drainage Plan | Study to develop Master Drainage Plan using future and existing land use and flood/storm water drainage needs including Atlas 14 rainfall. | 280000 | Yes | 100 | 0 | 0 | 0 | 0 | 0 | 0 | 0 | 0 | 0 | 0 | 0 | 0 | 0 | 0 | 0 | 0 | 0 | 0 | 0 | 0 | 0 | 0 | 0 | 0 | 0 | 0 | 2198 | 0 | 0 | 2222
061000289 | 6 | City of Sugar Land Master Drainage Plan | Study to develop Master Drainage Plan using future and existing land use and flood/storm water drainage needs including Atlas 14 rainfall. | 540000 | Yes | 100 | 0 | 0 | 0 | 0 | 0 | 0 | 0 | 0 | 0 | 0 | 0 | 0 | 0 | 0 | 0 | 0 | 0 | 0 | 0 | 0.00015481 | 2.0355e-06 | 2.0355e-07 | 0 | 0 | 0 | 2.0355e-07 | 2191 | 2.0355e-07 | 0 | 2191
061000333 | 6 | Carpenters Planing Study Cloverleaf Community Flood Risk Reduction Project (Phase 1 and 2) | Study to develop a BCR required for this project to become a FMP. Drainage system upgrade using combination of 9'x7' RCB spanning 3,000' and a 109 acre-feet detention facility providing drainage relief for this portion of the Cloverleaf Community. | 30000 | No | 0 | 0 | 0 | 0 | 0 | 0 | 0 | 0 | 0 | 0 | 0 | 0 | 0 | 0 | 0 | 0 | 0 | 0 | 0 | 0 | 0 | 0 | 0 | 0 | 0 | 0 | 0 | 2198 | 0 | 0 | 2223
061000349 | 6 | Galveston Bay - Right-of-Way Acquisition, Design and Construction of General Drainage Improvements Along F101-06-00 | Study to develop a Benefit Cost Analysis needed for this project to become a FMP. The project could reduce the risk of flooding for over 40 structures in an Atlas 14 1% rainfall event. | 30000 | No | 0 | 0 | 0 | 0 | 0 | 0 | 0 | 0 | 0 | 0 | 0 | 0 | 0 | 0 | 0 | 0 | 0 | 0 | 0 | 0 | 0 | 0 | 0 | 0 | 0 | 0 | 0 | 2198 | 0 | 0 | 2224
061000362 | 6 | Goose Creek O119-00-00-P001 (Alt 2A1) | Study to develop a Benefit Cost Analysis needed for this project to become a FMP. Construction of channel modifications and in-line stormwater detention along O119 to facilitate Harris County drainage improvements in Highland Mobile Estates. | 30000 | No | 0 | 0 | 0 | 0 | 0 | 0 | 0 | 0 | 0 | 0 | 0 | 0 | 0 | 0 | 0 | 0 | 0 | 0 | 0 | 0 | 0 | 0 | 0 | 0 | 0 | 0 | 0 | 2198 | 0 | 0 | 2225
061000363 | 6 | Goose Creek O119-00-00-P001 (Alt 2A3) | Study to develop a Benefit Cost Analysis needed for this project to become a FMP. Secondary option for the recommended alternative with less benefits and project cost. | 30000 | No | 0 | 0 | 0 | 0 | 0 | 0 | 0 | 0 | 0 | 0 | 0 | 0 | 0 | 0 | 0 | 0 | 0 | 0 | 0 | 0 | 0 | 0 | 0 | 0 | 0 | 0 | 0 | 2198 | 0 | 0 | 2226
061000364 | 6 | Sims Bayou C116 Storm Sewer Improvement (C116-00-00-P001) From Mykawa Road to Telephone Road | Study to develop a BCR required for this project to become a FMP. To increase the system C116 capacity, Alternative 1 adds capacity to the C116 system trunkline through an additional parallel trunkline, from Dixie Drive to Sims Bayou. | 30000 | No | 0 | 0 | 0 | 0 | 0 | 0 | 0 | 0 | 0 | 0 | 0 | 0 | 0 | 0 | 0 | 0 | 0 | 0 | 0 | 0 | 0 | 0 | 0 | 0 | 0 | 0 | 0 | 2198 | 0 | 0 | 2227
061000001 | 6 | Durant Street Storm Sewer and Pavement Improvements - Phase 1 | Further study of Durant Street Phase 1 to reduce flood risk with upgrades to storm sewer system, concrete curb, gutter, pavement, and sidewalk. | 110000 | No | 0 | 0 | 0 | 0 | 0 | 0 | 0 | 0 | 0 | 0 | 0 | 0 | 0 | 0 | 0 | 0 | 0 | 0 | 0 | 0 | 0 | 0 | 0 | 0 | 0 | 0 | 0 | 2198 | 0 | 0 | 2228
061000002 | 6 | Durant Street Storm Sewer and Pavement Improvements - Phase 2 | Further study of Durant Street Phase 2 to reduce flood risk with upgrades to storm sewer system, concrete curb, gutter, pavement, and sidewalk. | 90000 | No | 0 | 0 | 0 | 0 | 0 | 0 | 0 | 0 | 0 | 0 | 0 | 0 | 0 | 0 | 0 | 0 | 0 | 0 | 0 | 0 | 0 | 0 | 0 | 0 | 0 | 0 | 0 | 2198 | 0 | 0 | 2229
061000053 | 6 | East Chocolate Bayou (E103-00-00) | Further study including Atlas 14 rainfall incorporation and Benefit Cost Analysis of proposed channel modifications included in the City of Pearland master drainage plan. | 48000 | No | 0 | 0 | 0 | 0 | 0 | 0 | 0 | 0 | 0 | 0 | 0 | 0 | 0 | 0 | 0 | 0 | 0 | 0 | 0 | 0 | 0.01353 | 0.0001779 | 1.779e-05 | 0 | 0 | 0 | 1.779e-05 | 2163 | 1.779e-05 | 0 | 2163
071000079 | 7 | Town of Megargel DMP | Evaluate town to identify future projects, analyze roads/stream crossing for emergency response vehicles to high hazard areas. Evaluate the storm drain system for capacity and functionality. | 250000 | No | 0 | 0 | 0 | 0 | 0 | 0 | 0 | 0 | 0 | 0 | 0 | 0 | 0 | 0 | 0 | 0 | 0 | 0 | 0 | 0 | 0 | 0 | 0 | 0 | 0 | 0 | 0 | 2198 | 0 | 0 | 2230
071000037 | 7 | City of Clyde DMP | Evaluate city to identify future projects, analyze roads/stream crossing for emergency response vehicles to high hazard areas | 250000 | No | 0 | 0 | 0 | 0 | 0 | 0 | 0 | 0 | 0 | 0 | 0 | 0 | 0 | 0 | 0 | 0 | 0 | 0 | 0 | 0 | 0 | 0 | 0 | 0 | 0 | 0 | 0 | 2198 | 0 | 0 | 2231
071000054 | 7 | City of Tuscola DMP | Evaluate city to identify future projects, analyze roads/stream crossing for emergency response vehicles to high hazard areas | 250000 | No | 0 | 0 | 0 | 0 | 0 | 0 | 0 | 0 | 0 | 0 | 0 | 0 | 0 | 0 | 0 | 0 | 0 | 0 | 0 | 0 | 0 | 0 | 0 | 0 | 0 | 0 | 0 | 2198 | 0 | 0 | 2232
071000133 | 7 | City of Clyde Flood Protection Lift Station Program | Raise electrical components of sewage lift stations above the Base Flood Elevation (BFE). | 100000 | No | 0 | 0 | 0 | 0 | 0 | 0 | 0 | 0 | 0 | 0 | 0 | 0 | 0 | 0 | 0 | 0 | 0 | 0 | 0 | 0 | 0 | 0 | 0 | 0 | 0 | 0 | 0 | 2198 | 0 | 0 | 2233
071000135 | 7 | City of Clyde Higher Standards Program | Adopt higher standards for new construction, increase freeboard requirements for structures in the SFHA; adopt a “no-rise” in BFE in the 100-year floodplain. Update local flood ordinance to prohibit granting of variance in SFHA; Include “cumulativ | 100000 | No | 0 | 0 | 0 | 0 | 0 | 0 | 0 | 0 | 0 | 0 | 0 | 0 | 0 | 0 | 0 | 0 | 0 | 0 | 0 | 0 | 0 | 0 | 0 | 0 | 0 | 0 | 0 | 2198 | 0 | 0 | 2234
071000134 | 7 | City of Clyde Floodplain Open Space Program | Acquire and preserve open spaces adjacent to floodplain areas. Protect floodplains in their natural state. | 500000 | No | 0 | 0 | 0 | 0 | 0 | 0 | 0 | 0 | 0 | 0 | 0 | 0 | 0 | 0 | 0 | 0 | 0 | 0 | 0 | 0 | 0 | 0 | 0 | 0 | 0 | 0 | 0 | 2198 | 0 | 0 | 2235
071000153 | 7 | City of Tuscola Flood Protection Lift Station Program | Raise electrical components of sewage lift stations above the Base Flood Elevation (BFE). | 100000 | No | 0 | 0 | 0 | 0 | 0 | 0 | 0 | 0 | 0 | 0 | 0 | 0 | 0 | 0 | 0 | 0 | 0 | 0 | 0 | 0 | 0 | 0 | 0 | 0 | 0 | 0 | 0 | 2198 | 0 | 0 | 2236
071300005 | 7 | City of Abilene Treadway and S. 27th Street | Construction of new storms drains and valley gutters | 90948.2031 | No | 0 | 0 | 0 | 0 | 0 | 0 | 0 | 0 | 0 | 0 | 0 | 0 | 0 | 0 | 0 | 0 | 0 | 0 | 0 | 0 | 0 | 0 | 0 | 0 | 0 | 0 | 0 | 2198 | 0 | 0 | 2237
071000214 | 7 | City of Lubbock Higginbothum Park | Higginbothum Park Area of Interest | 100000 | No | 0 | 0 | 0 | 0 | 0 | 0 | 0 | 0 | 0 | 0 | 0 | 0 | 0 | 0 | 0 | 0 | 0 | 0 | 0 | 0 | 0 | 0 | 0 | 0 | 0 | 0 | 0 | 2198 | 0 | 0 | 2238
081000057 | 8 | Chimneystone, Austin, and Settlers Parks Improvements Phase II | Design of new concrete channel and storm drain improvements. | 288000 | No | 0 | 0 | 0 | 0 | 0 | 0 | 0 | 0 | 0 | 0 | 0 | 0 | 0 | 0 | 0 | 0 | 0 | 0 | 0 | 0 | 0 | 0 | 0 | 0 | 0 | 0 | 0 | 2198 | 0 | 0 | 2239
081000978 | 8 | Colony Bend, Colony Grant, Stephens Grant Drainage Improvements | Complete a drainage study, design, and construction of drainage improvements to reduce flooding risk in the neighborhoods. | 421000 | No | 0 | 0 | 0 | 0 | 0 | 0 | 0 | 0 | 0 | 0 | 0 | 0 | 0 | 0 | 0 | 0 | 0 | 0 | 0 | 0 | 0 | 0 | 0 | 0 | 0 | 0 | 0 | 2198 | 0 | 0 | 2240
081000980 | 8 | Chimneystone, Austin, and Settlers Parks Improvements Phase III | Design and construct drainage improvements to Wagon Trail and Settlers Way in Settlers Park. | 551000 | No | 0 | 0 | 0 | 0 | 0 | 0 | 0 | 0 | 0 | 0 | 0 | 0 | 0 | 0 | 0 | 0 | 0 | 0 | 0 | 0 | 0 | 0 | 0 | 0 | 0 | 0 | 0 | 2198 | 0 | 0 | 2241
081000988 | 8 | Greatwood Inlet Replacements | Update storm water inlets. | 82000 | No | 0 | 0 | 0 | 0 | 0 | 0 | 0 | 0 | 0 | 0 | 0 | 0 | 0 | 0 | 0 | 0 | 0 | 0 | 0 | 0 | 0.0032066 | 4.2161e-05 | 4.2161e-06 | 0 | 0 | 0 | 4.2161e-06 | 2171 | 4.2161e-06 | 0 | 2171
091000073 | 9 | San Angelo Lester Lane Culvert Improvement Project | Replace existing 24"x36" CMP arch pipe under Tres Rios Drive with 5'x3' concrete box culvert. | 195276.6562 | Yes | 100 | 0 | 0 | 0 | 0 | 0 | 0 | 0 | 0 | 0 | 0 | 0 | 0 | 0 | 0 | 0 | 0 | 0 | 0 | 0 | 0 | 0 | 0 | 0 | 0 | 0 | 0 | 2198 | 0 | 0 | 2242
091000074 | 9 | San Angelo LWC 3 | Low water crossing, street flooding. College Hills Blvd and Sunset Dr | 6541000 | Yes | 100 | 0 | 0 | 0 | 0 | 0 | 0 | 0 | 0 | 0 | 0 | 0 | 0 | 0 | 0 | 0 | 0 | 0 | 0 | 0 | 0 | 0 | 0 | 0 | 0 | 0 | 0 | 2198 | 0 | 0 | 2243
091000079 | 9 | San Angelo Street Flooding 15 | Low water crossing, street flooding. Foster St. South of loop 306 | 3500000 | Yes | 100 | 0 | 0 | 0 | 0 | 0 | 0 | 0 | 0 | 0 | 0 | 0 | 0 | 0 | 0 | 0 | 0 | 0 | 0 | 0 | 0 | 0 | 0 | 0 | 0 | 0 | 0 | 2198 | 0 | 0 | 2244
091000081 | 9 | San Angelo Street Flooding 17 | Unclear on issue. Christoval at Chadburne | 25000 | Yes | 100 | 0 | 0 | 0 | 0 | 0 | 0 | 0 | 0 | 0 | 0 | 0 | 0 | 0 | 0 | 0 | 0 | 0 | 0 | 0 | 0 | 0 | 0 | 0 | 0 | 0 | 0 | 2198 | 0 | 0 | 2245
091000010 | 9 | City of Loraine Kindred St Detention Project | Identify scope of detention project on Kindred Street. Offsite detention and property buyout required in order to handle runoff from culvert project identification on Kinder Street. Implement the most cost-effective solution to reduce or eliminate floodin | 25000 | Yes | 100 | 0 | 0 | 0 | 0 | 0 | 0 | 0 | 0 | 0 | 0 | 0 | 0 | 0 | 0 | 0 | 0 | 0 | 0 | 0 | 0 | 0 | 0 | 0 | 0 | 0 | 0 | 2198 | 0 | 0 | 2246
091000126 | 9 | Pecan and 3rd Sreet | 2.1 ac regional detention. intersection and downstream channel improvements | 25000 | No | 0 | 0 | 0 | 0 | 0 | 0 | 0 | 0 | 0 | 0 | 0 | 0 | 0 | 0 | 0 | 0 | 0 | 0 | 0 | 0 | 0 | 0 | 0 | 0 | 0 | 0 | 0 | 2198 | 0 | 0 | 2247
091000128 | 9 | City of San Angelo 400 Block of E. 14th St. Buyout | This area floods homes during heavy rainfall. Demo existing building and convert to park area. | 150000 | No | 0 | 0 | 0 | 0 | 0 | 0 | 0 | 0 | 0 | 0 | 0 | 0 | 0 | 0 | 0 | 0 | 0 | 0 | 0 | 0 | 0 | 0 | 0 | 0 | 0 | 0 | 0 | 2198 | 0 | 0 | 2248
101000001 | 10 | Willow-Gazley Local Drainage Alternative 3 | Drainage System Improvements | 250000 | No | 0 | 0 | 0 | 0 | 0 | 0 | 0 | 0 | 0 | 0 | 0 | 0 | 0 | 0 | 0 | 0 | 0 | 0 | 0 | 0 | 0 | 0 | 0 | 0 | 0 | 0 | 0 | 2198 | 0 | 0 | 2249
101000003 | 10 | Willie May Way in Precinct 4 at Trib | Replace CMPs with larger multi-box culvert | 100000 | No | 0 | 0 | 0 | 0 | 0 | 0 | 0 | 0 | 0 | 0 | 0 | 0 | 0 | 0 | 0 | 0 | 0 | 0 | 0 | 0 | 0 | 0 | 0 | 0 | 0 | 0 | 0 | 2198 | 0 | 0 | 2250
101000015 | 10 | Pine Canyon Dr & Wet Weather Creek | LWC to Culvert, Cast-in-place multi-box (2) culvert-bridge | 100000 | No | 0 | 0 | 0 | 0 | 0 | 0 | 0 | 0 | 0 | 0 | 0 | 0 | 0 | 0 | 0 | 0 | 0 | 0 | 0 | 0 | 0 | 0 | 0 | 0 | 0 | 0 | 0 | 2198 | 0 | 0 | 2251
101000026 | 10 | Smithville Recreation Center Expansion | Expand center to improve shelter-in-place capability | 100000 | No | 0 | 0 | 0 | 0 | 0 | 0 | 0 | 0 | 0 | 0 | 0 | 0 | 0 | 0 | 0 | 0 | 0 | 0 | 0 | 0 | 0 | 0 | 0 | 0 | 0 | 0 | 0 | 2198 | 0 | 0 | 2252
101000037 | 10 | Gene and Church Streets | Install Culverts | 50000 | No | 0 | 0 | 0 | 0 | 0 | 0 | 0 | 0 | 0 | 0 | 0 | 0 | 0 | 0 | 0 | 0 | 0 | 0 | 0 | 0 | 0 | 0 | 0 | 0 | 0 | 0 | 0 | 2198 | 0 | 0 | 2253
101000038 | 10 | 800 Block W San Antonio | Channels, drop structures, & 2 box culverts: 7' x 4' | 50000 | No | 0 | 0 | 0 | 0 | 0 | 0 | 0 | 0 | 0 | 0 | 0 | 0 | 0 | 0 | 0 | 0 | 0 | 0 | 0 | 0 | 0 | 0 | 0 | 0 | 0 | 0 | 0 | 2198 | 0 | 0 | 2254
101000042 | 10 | Bowie & Peach Street | Storm sewer system & curb inlets with two 36" RCPs | 100000 | No | 0 | 0 | 0 | 0 | 0 | 0 | 0 | 0 | 0 | 0 | 0 | 0 | 0 | 0 | 0 | 0 | 0 | 0 | 0 | 0 | 0 | 0 | 0 | 0 | 0 | 0 | 0 | 2198 | 0 | 0 | 2255
101000043 | 10 | Edison & Creek Street | Replace culverts: two 8' x 3' box culverts Add concrete channel | 100000 | No | 0 | 0 | 0 | 0 | 0 | 0 | 0 | 0 | 0 | 0 | 0 | 0 | 0 | 0 | 0 | 0 | 0 | 0 | 0 | 0 | 0 | 0 | 0 | 0 | 0 | 0 | 0 | 2198 | 0 | 0 | 2256
101000044 | 10 | 112 W Park | Extend curb to direct water to new vegetated channel with drop structure outfall to Barons Creek | 50000 | No | 0 | 0 | 0 | 0 | 0 | 0 | 0 | 0 | 0 | 0 | 0 | 0 | 0 | 0 | 0 | 0 | 0 | 0 | 0 | 0 | 0 | 0 | 0 | 0 | 0 | 0 | 0 | 2198 | 0 | 0 | 2257
101000050 | 10 | Drainage Channel near EMS Building | Drop structure with utility encasement | 50000 | No | 0 | 0 | 0 | 0 | 0 | 0 | 0 | 0 | 0 | 0 | 0 | 0 | 0 | 0 | 0 | 0 | 0 | 0 | 0 | 0 | 0 | 0 | 0 | 0 | 0 | 0 | 0 | 2198 | 0 | 0 | 2258
101000051 | 10 | Bob White Trail | Replace ex culverts with two 24" RCPs; regrade channel; replace driveway culverts | 50000 | No | 0 | 0 | 0 | 0 | 0 | 0 | 0 | 0 | 0 | 0 | 0 | 0 | 0 | 0 | 0 | 0 | 0 | 0 | 0 | 0 | 0 | 0 | 0 | 0 | 0 | 0 | 0 | 2198 | 0 | 0 | 2259
101000056 | 10 | Crockett Street South of Travis | Capture flow with curb/drop inlets along Travis, Crockett, Austin St | 100000 | No | 0 | 0 | 0 | 0 | 0 | 0 | 0 | 0 | 0 | 0 | 0 | 0 | 0 | 0 | 0 | 0 | 0 | 0 | 0 | 0 | 0 | 0 | 0 | 0 | 0 | 0 | 0 | 2198 | 0 | 0 | 2260
101000057 | 10 | Cross Mountain West | Drainage channel | 100000 | No | 0 | 0 | 0 | 0 | 0 | 0 | 0 | 0 | 0 | 0 | 0 | 0 | 0 | 0 | 0 | 0 | 0 | 0 | 0 | 0 | 0 | 0 | 0 | 0 | 0 | 0 | 0 | 2198 | 0 | 0 | 2261
101000058 | 10 | N Milam at West Travis | Curb inlets along Milam St | 150000 | No | 0 | 0 | 0 | 0 | 0 | 0 | 0 | 0 | 0 | 0 | 0 | 0 | 0 | 0 | 0 | 0 | 0 | 0 | 0 | 0 | 0 | 0 | 0 | 0 | 0 | 0 | 0 | 2198 | 0 | 0 | 2262
101000090 | 10 | Various Streets - Upgrade Existing Roadway Crossings | Increase dimensions of drainage culverts in flood prone areas | 100000 | No | 0 | 0 | 0 | 0 | 0 | 0 | 0 | 0 | 0 | 0 | 0 | 0 | 0 | 0 | 0 | 0 | 0 | 0 | 0 | 0 | 0 | 0 | 0 | 0 | 0 | 0 | 0 | 2198 | 0 | 0 | 2263
101000100 | 10 | Pecan Street | Install larger storm drainage | 100000 | No | 0 | 0 | 0 | 0 | 0 | 0 | 0 | 0 | 0 | 0 | 0 | 0 | 0 | 0 | 0 | 0 | 0 | 0 | 0 | 0 | 0 | 0 | 0 | 0 | 0 | 0 | 0 | 2198 | 0 | 0 | 2264
101000101 | 10 | Town & Country Drive | Install largre storm drainage | 100000 | No | 0 | 0 | 0 | 0 | 0 | 0 | 0 | 0 | 0 | 0 | 0 | 0 | 0 | 0 | 0 | 0 | 0 | 0 | 0 | 0 | 0 | 0 | 0 | 0 | 0 | 0 | 0 | 2198 | 0 | 0 | 2265
101000120 | 10 | Flood Proof Wastewater Treatment Plants | Flood Proof Wastewater Treatment Plants | 50000 | No | 0 | 0 | 0 | 0 | 0 | 0 | 0 | 0 | 0 | 0 | 0 | 0 | 0 | 0 | 0 | 0 | 0 | 0 | 0 | 0 | 0 | 0 | 0 | 0 | 0 | 0 | 0 | 2198 | 0 | 0 | 2266
101000122 | 10 | Carriage Hills | Replace curb, add vegetated channel, increase capacity at Crabapple Pond, replace outlet structure | 100000 | No | 0 | 0 | 0 | 0 | 0 | 0 | 0 | 0 | 0 | 0 | 0 | 0 | 0 | 0 | 0 | 0 | 0 | 0 | 0 | 0 | 0 | 0 | 0 | 0 | 0 | 0 | 0 | 2198 | 0 | 0 | 2267
101000123 | 10 | Post Oak Subdivision | Improve channel from outlet to Pyka Rd; raise rd by 1/2 ft; add six 7'x3' box culverts | 150000 | No | 0 | 0 | 0 | 0 | 0 | 0 | 0 | 0 | 0 | 0 | 0 | 0 | 0 | 0 | 0 | 0 | 0 | 0 | 0 | 0 | 0 | 0 | 0 | 0 | 0 | 0 | 0 | 2198 | 0 | 0 | 2268
101000130 | 10 | Relocate Fire Department Building | Relocate Kingsland VFD building outside 100-year floodplain | 250000 | No | 0 | 0 | 0 | 0 | 0 | 0 | 0 | 0 | 0 | 0 | 0 | 0 | 0 | 0 | 0 | 0 | 0 | 0 | 0 | 0 | 0 | 0 | 0 | 0 | 0 | 0 | 0 | 2198 | 0 | 0 | 2269
101000131 | 10 | Police Station Relocation and Safe Room | Relocate police station outside flood zone B; build safe room inside | 250000 | No | 0 | 0 | 0 | 0 | 0 | 0 | 0 | 0 | 0 | 0 | 0 | 0 | 0 | 0 | 0 | 0 | 0 | 0 | 0 | 0 | 0 | 0 | 0 | 0 | 0 | 0 | 0 | 2198 | 0 | 0 | 2270
101000128 | 10 | City Hall Hardening and Safe Room | City Hall Hardening and Safe Room | 100000 | No | 0 | 0 | 0 | 0 | 0 | 0 | 0 | 0 | 0 | 0 | 0 | 0 | 0 | 0 | 0 | 0 | 0 | 0 | 0 | 0 | 0 | 0 | 0 | 0 | 0 | 0 | 0 | 2198 | 0 | 0 | 2271
101000156 | 10 | Storm Water Detention at Morris Park | Storm Water Detention at Morris Park | 150000 | No | 0 | 0 | 0 | 0 | 0 | 0 | 0 | 0 | 0 | 0 | 0 | 0 | 0 | 0 | 0 | 0 | 0 | 0 | 0 | 0 | 0 | 0 | 0 | 0 | 0 | 0 | 0 | 2198 | 0 | 0 | 2272
101000161 | 10 | VFW Flood Study | Flood-prone problem area in need of flood study, indentified on sponsor outreach call. | 100000 | No | 0 | 0 | 0 | 0 | 0 | 0 | 0 | 0 | 0 | 0 | 0 | 0 | 0 | 0 | 0 | 0 | 0 | 0 | 0 | 0 | 0 | 0 | 0 | 0 | 0 | 0 | 0 | 2198 | 0 | 0 | 2273
101000175 | 10 | 102 Beach Dr Low Water Crossing | Flood-prone problem low water crossing in need of flood study and solution, identified on sponsor outreach call. | 100000 | No | 0 | 0 | 0 | 0 | 0 | 0 | 0 | 0 | 0 | 0 | 0 | 0 | 0 | 0 | 0 | 0 | 0 | 0 | 0 | 0 | 0 | 0 | 0 | 0 | 0 | 0 | 0 | 2198 | 0 | 0 | 2274
101000176 | 10 | 124 Sunrise Drive Low Water Crossing | Flood-prone problem low water crossing in need of flood study and solution, identified on sponsor outreach call. | 100000 | No | 0 | 0 | 0 | 0 | 0 | 0 | 0 | 0 | 0 | 0 | 0 | 0 | 0 | 0 | 0 | 0 | 0 | 0 | 0 | 0 | 0 | 0 | 0 | 0 | 0 | 0 | 0 | 2198 | 0 | 0 | 2275
101000207 | 10 | Highway St Improvements Project Planning | Project planning for vegetated channel system with two 10' x 4' box culverts in storm drain system to Baron Creek. Develop technical data required for FMP. | 600000 | No | 0 | 0 | 0 | 0 | 0 | 0 | 0 | 0 | 0 | 0 | 0 | 0 | 0 | 0 | 0 | 0 | 0 | 0 | 0 | 0 | 0 | 0 | 0 | 0 | 0 | 0 | 0 | 2198 | 0 | 0 | 2276
111000007 | 11 | Caldwell County Emergency Service District #4 Fire Station 2 Project Planning | Planning for proposed project to build a swell and raise driveway of Fire Station 2 to prevent inundation of facility and to keep station in service during major storm events. | 100000 | No | 0 | 0 | 0 | 0 | 0 | 0 | 0 | 0 | 0 | 0 | 0 | 0 | 0 | 0 | 0 | 0 | 0 | 0 | 0 | 0 | 0 | 0 | 0 | 0 | 0 | 0 | 0 | 2198 | 0 | 0 | 2277
111000016 | 11 | City of Flatonia WWTP Floodproofing Project Planning | Project planning for proposed project to floodproof Waste Water Treatment Plant | 100000 | No | 0 | 0 | 0 | 0 | 0 | 0 | 0 | 0 | 0 | 0 | 0 | 0 | 0 | 0 | 0 | 0 | 0 | 0 | 0 | 0 | 0 | 0 | 0 | 0 | 0 | 0 | 0 | 2198 | 0 | 0 | 2278
111000022 | 11 | City of Kerrville Pinto Trail Project Planning | Project planning for proposed project to provide flood relief to the properties adjacent to the channel at risk of flooding, including widening existing channels, constructing a grass-lined trapezoidal channel, and seeding the proposed earthen channels. | 100000 | No | 0 | 0 | 0 | 0 | 0 | 0 | 0 | 0 | 0 | 0 | 0 | 0 | 0 | 0 | 0 | 0 | 0 | 0 | 0 | 0 | 0 | 0 | 0 | 0 | 0 | 0 | 0 | 2198 | 0 | 0 | 2279
111000026 | 11 | City of Kerrville Hill Country Drive at SH 16 Project Planning | Project planning for proposed project to raise the roadway profile and regrade Hill Country Drive, and increase the downstream pipe capacity at Hill Country Drive. | 245000 | No | 0 | 0 | 0 | 0 | 0 | 0 | 0 | 0 | 0 | 0 | 0 | 0 | 0 | 0 | 0 | 0 | 0 | 0 | 0 | 0 | 0 | 0 | 0 | 0 | 0 | 0 | 0 | 2198 | 0 | 0 | 2280
111000029 | 11 | City of Kerrville Circle Avenue Drainage Channel Project Planning | Project planning for proposed channel and street improvement project to alleviate sedimentation and erosion issues at the intersection of Culberson Avenue and Circle Avenue. | 100000 | No | 0 | 0 | 0 | 0 | 0 | 0 | 0 | 0 | 0 | 0 | 0 | 0 | 0 | 0 | 0 | 0 | 0 | 0 | 0 | 0 | 0 | 0 | 0 | 0 | 0 | 0 | 0 | 2198 | 0 | 0 | 2281
111000030 | 11 | City of Kerrville Jack Drive - Undersized Inlet Project Planning | Project planning for proposed street and drainage improvements project to relieve road and property flooding from occurring directly downstream of Jack Drive's existing undersized inlet. | 240000 | No | 0 | 0 | 0 | 0 | 0 | 0 | 0 | 0 | 0 | 0 | 0 | 0 | 0 | 0 | 0 | 0 | 0 | 0 | 0 | 0 | 0 | 0 | 0 | 0 | 0 | 0 | 0 | 2198 | 0 | 0 | 2282
111000039 | 11 | City of Mountain City Repetitive Loss Structure Mitigation Study | Study of solutions to floodproof or otherwise mitigate repetitive loss structures that have been identified by FEMA for the number of flood insurance claims. | 150000 | No | 0 | 0 | 0 | 0 | 0 | 0 | 0 | 0 | 0 | 0 | 0 | 0 | 0 | 0 | 0 | 0 | 0 | 0 | 0 | 0 | 0 | 0 | 0 | 0 | 0 | 0 | 0 | 2198 | 0 | 0 | 2283
111000047 | 11 | City of New Braunfels Hunters Creek Regional Project Planning | Study to analyze drainage conveyance and flooding issues within the Hunters Creek area including the detention facility for the Westpointe development and project planning for solutions within project area. | 211000 | No | 0 | 0 | 0 | 0 | 0 | 0 | 0 | 0 | 0 | 0 | 0 | 0 | 0 | 0 | 0 | 0 | 0 | 0 | 0 | 0 | 0 | 0 | 0 | 0 | 0 | 0 | 0 | 2198 | 0 | 0 | 2284
111000049 | 11 | City of New Braunfels Dry Comal Creek West Watershed Project Planning | Project planning for solutions to minimize flooding issues within the Cedar Elm Street, Landa-Madeline drainage area. | 126000 | No | 0 | 0 | 0 | 0 | 0 | 0 | 0 | 0 | 0 | 0 | 0 | 0 | 0 | 0 | 0 | 0 | 0 | 0 | 0 | 0 | 0 | 0 | 0 | 0 | 0 | 0 | 0 | 2198 | 0 | 0 | 2285
111000056 | 11 | City of San Marcos Low Water Crossing at Jackman Project Planning | Project planning to replace low water crossing at Jackman | 150000 | No | 0 | 0 | 0 | 0 | 0 | 0 | 0 | 0 | 0 | 0 | 0 | 0 | 0 | 0 | 0 | 0 | 0 | 0 | 0 | 0 | 0.053423 | 0.00070242 | 7.0242e-05 | 0 | 0 | 0 | 7.0242e-05 | 2148 | 7.0242e-05 | 0 | 2148
111000057 | 11 | City of San Marcos Low Water Crossing at Mitchell and Purgatory Creek Project Planning | Project planning to replace low water crossing at Mitchell and Purgatory Creek | 200000 | No | 0 | 0 | 0 | 0 | 0 | 0 | 0 | 0 | 0 | 0 | 0 | 0 | 0 | 0 | 0 | 0 | 0 | 0 | 0 | 0 | 0.052334 | 0.0006881 | 6.881e-05 | 0 | 0 | 0 | 6.881e-05 | 2149 | 6.881e-05 | 0 | 2149
111000059 | 11 | City of San Marcos LWC at S LBJ and Purgatory Creek Project Planning | Project planning to replace low water crossing at S LBJ and Purgatory Creek | 150000 | No | 0 | 0 | 0 | 0 | 0 | 0 | 0 | 0 | 0 | 0 | 0 | 0 | 0 | 0 | 0 | 0 | 0 | 0 | 0 | 0 | 0.043636 | 0.00057373 | 5.7373e-05 | 0 | 0 | 0 | 5.7373e-05 | 2153 | 5.7373e-05 | 0 | 2153
111000087 | 11 | City of Wimberley Wilson Creek at River Road Low Water Crossing Project Planning | Project planning for proposed project to replace low water crossing at Wilson Creek at River Road | 100000 | No | 0 | 0 | 0 | 0 | 0 | 0 | 0 | 0 | 0 | 0 | 0 | 0 | 0 | 0 | 0 | 0 | 0 | 0 | 0 | 0 | 0.088541 | 0.0011642 | 0.00011642 | 0 | 0 | 0 | 0.00011642 | 2143 | 0.00011642 | 0 | 2143
111000088 | 11 | City of Wimberley Green Acres Dr. at Fire Station Low Water Crossing Project Planning | Project planning for proposed project to replace low water crossing at Green Acres Dr. at Fire Station | 100000 | No | 0 | 0 | 0 | 0 | 0 | 0 | 0 | 0 | 0 | 0 | 0 | 0 | 0 | 0 | 0 | 0 | 0 | 0 | 0 | 0 | 0 | 0 | 0 | 0 | 0 | 0 | 0 | 2198 | 0 | 0 | 2286
111000091 | 11 | City of Wimberley River Road at Western City Limit Low Water Crossing Project Planning | Project planning for proposed project to replace low water crossing at River Road at Western City Limit | 100000 | No | 0 | 0 | 0 | 0 | 0 | 0 | 0 | 0 | 0 | 0 | 0 | 0 | 0 | 0 | 0 | 0 | 0 | 0 | 0 | 0 | 0.044724 | 0.00058804 | 5.8804e-05 | 0 | 0 | 0 | 5.8804e-05 | 2152 | 5.8804e-05 | 0 | 2152
111000094 | 11 | City of Wimberley Little Ranches at Panther Creek Low Water Crossing Project Planning | Project planning for proposed project to reconstruct low water crossing and roadway at Little Ranches at Panther Creek | 100000 | No | 0 | 0 | 0 | 0 | 0 | 0 | 0 | 0 | 0 | 0 | 0 | 0 | 0 | 0 | 0 | 0 | 0 | 0 | 0 | 0 | 0 | 0 | 0 | 0 | 0 | 0 | 0 | 2198 | 0 | 0 | 2287
111000095 | 11 | City of Wimberley Hoots Holler Low Water Crossing Project Planning | Project planning for proposed project to reconstruct low water crossing and roadway at Hoots Holler | 100000 | No | 0 | 0 | 0 | 0 | 0 | 0 | 0 | 0 | 0 | 0 | 0 | 0 | 0 | 0 | 0 | 0 | 0 | 0 | 0 | 0 | 0 | 0 | 0 | 0 | 0 | 0 | 0 | 2198 | 0 | 0 | 2288
111000105 | 11 | DeWitt County (City of Nordheim) Flash Flood Mitigation Project Planning | Project planning for proposed project to construct necessary barriers or berms to reduce impact of runoff from flash floods onto neighborhoods, streams, and impacting community water wells from proposed Pilot Knob landfill. | 150000 | No | 0 | 0 | 0 | 0 | 0 | 0 | 0 | 0 | 0 | 0 | 0 | 0 | 0 | 0 | 0 | 0 | 0 | 0 | 0 | 0 | 0 | 0 | 0 | 0 | 0 | 0 | 0 | 2198 | 0 | 0 | 2289
111000131 | 11 | Victoria County Drainage Improvements around County EOC Project Planning | Project planning to improve drainage around County EOC and flood-proof facilities as necessary. | 100000 | No | 0 | 0 | 0 | 0 | 0 | 0 | 0 | 0 | 0 | 0 | 0 | 0 | 0 | 0 | 0 | 0 | 0 | 0 | 0 | 0 | 0 | 0 | 0 | 0 | 0 | 0 | 0 | 2198 | 0 | 0 | 2290
111000147 | 11 | City of Kerrville Spring Street Project | Develop required technical data for FMP. Project planning for storm drain and channel improvement project. | 15000 | No | 0 | 0 | 0 | 0 | 0 | 0 | 0 | 0 | 0 | 0 | 0 | 0 | 0 | 0 | 0 | 0 | 0 | 0 | 0 | 0 | 0.017999 | 0.00023666 | 2.3666e-05 | 0 | 0 | 0 | 2.3666e-05 | 2158 | 2.3666e-05 | 0 | 2158
111000148 | 11 | City of Kerrville Clay Street Drainage and Kroc Center Detention Pond Spillway Improvements | Develop required technical data for FMP. Project planning for detention pond spillway improvement project. | 15000 | No | 0 | 0 | 0 | 0 | 0 | 0 | 0 | 0 | 0 | 0 | 0 | 0 | 0 | 0 | 0 | 0 | 0 | 0 | 0 | 0 | 0 | 0 | 0 | 0 | 0 | 0 | 0 | 2198 | 0 | 0 | 2291
121000002 | 12 | 7820 Rolling Acres Trail | Low water crossing. Road closure gate is deployed at this crossing during large storm events. | 804293 | No | 0 | 0 | 0 | 0 | 0 | 0 | 0 | 0 | 0 | 0 | 0 | 0 | 0 | 0 | 0 | 0 | 0 | 0 | 0 | 0 | 0 | 0 | 0 | 0 | 0 | 0 | 0 | 2198 | 0 | 0 | 2292
121000003 | 12 | 7900 Fair Oaks Parkway | Analysis needed to confirm no adverse impacts on the solution that was implemented. | 60282 | No | 0 | 0 | 0 | 0 | 0 | 0 | 0 | 0 | 0 | 0 | 0 | 0 | 0 | 0 | 0 | 0 | 0 | 0 | 0 | 0 | 0 | 0 | 0 | 0 | 0 | 0 | 0 | 2198 | 0 | 0 | 2293
121000004 | 12 | Ammann Road Low Water Crossing | Low water crossing runs over the street due to insufficient culverts that pass under Ammann Road. Replacing the current road with an elevated concrete bridge above the flood stage. | 1256001 | No | 0 | 0 | 0 | 0 | 0 | 0 | 0 | 0 | 0 | 0 | 0 | 0 | 0 | 0 | 0 | 0 | 0 | 0 | 0 | 0 | 0 | 0 | 0 | 0 | 0 | 0 | 0 | 2198 | 0 | 0 | 2294
121000046 | 12 | 7840 Silver Spur Trail | Runoff collects from the northside of the city and passes this point before passing under Keeneland then to the Cibolo Creek Post Oak Creek low water crossing. | 809434 | No | 0 | 0 | 0 | 0 | 0 | 0 | 0 | 0 | 0 | 0 | 0 | 0 | 0 | 0 | 0 | 0 | 0 | 0 | 0 | 0 | 0 | 0 | 0 | 0 | 0 | 0 | 0 | 2198 | 0 | 0 | 2295
121000047 | 12 | 8410 Noble Lark Dr | Regrade channel and install erosin control measures, repair the eroded foundation of the culvert headwall | 329349 | No | 0 | 0 | 0 | 0 | 0 | 0 | 0 | 0 | 0 | 0 | 0 | 0 | 0 | 0 | 0 | 0 | 0 | 0 | 0 | 0 | 0 | 0 | 0 | 0 | 0 | 0 | 0 | 2198 | 0 | 0 | 2296
121000051 | 12 | Damage Center 2- Project 2 Road connection from Mosspoint to Sunshine | During a large storm event, access to and from residences adjacent to Mosspoint Street is compromised | 198959 | No | 0 | 0 | 0 | 0 | 0 | 0 | 0 | 0 | 0 | 0 | 0 | 0 | 0 | 0 | 0 | 0 | 0 | 0 | 0 | 0 | 0 | 0 | 0 | 0 | 0 | 0 | 0 | 2198 | 0 | 0 | 2297
121000068 | 12 | Normoyle Ditch - Alt 1 | Channel improvements are proposed from the Six Mile Creek outfall up to approximately 200 feet upstream of New Laredo Hwy. The project area was limited to the area south of Kelly AFB as the majority of habitable structures area | 150000 | No | 0 | 0 | 0 | 0 | 0 | 0 | 0 | 0 | 0 | 0 | 0 | 0 | 0 | 0 | 0 | 0 | 0 | 0 | 0 | 0 | 0 | 0 | 0 | 0 | 0 | 0 | 0 | 2198 | 0 | 0 | 2298
121000071 | 12 | LWC# 91 Weidner 500 ft N of Schertz | Construct a bridge on Weidner Rd. to pass a 100 yr storm to replace LWC# 91, to include curbs and sidewalks. This project will require channel excavation. This LWC is not within a FEMA floodplain. | 3118605 | No | 0 | 0 | 0 | 0 | 0 | 0 | 0 | 0 | 0 | 0 | 0 | 0 | 0 | 0 | 0 | 0 | 0 | 0 | 0 | 0 | 0 | 0 | 0 | 0 | 0 | 0 | 0 | 2198 | 0 | 0 | 2299
121000100 | 12 | Recommend for Wilson Roadways - Project 4 - Mariana Rd & Mariana Creek | Upgrade crossing so that it provides a safe evacuation route during large storm events. | 100000 | Yes | 100 | 0 | 0 | 0 | 0 | 0 | 0 | 0 | 0 | 0 | 0 | 0 | 0 | 0 | 0 | 0 | 0 | 0 | 0 | 0 | 0 | 0 | 0 | 0 | 0 | 0 | 0 | 2198 | 0 | 0 | 2300
121000103 | 12 | Erosion on CR 202 East and Marcelina Creek | Phase I: Engineering study of design solutions to erosion of CR 202 at Marcelina Creek. Phase II: Implementation of stabilization project to address stream incision and erosion CR 202 at Marcelina Creek. | 100000 | Yes | 100 | 0 | 0 | 0 | 0 | 0 | 0 | 0 | 0 | 0 | 0 | 0 | 0 | 0 | 0 | 0 | 0 | 0 | 0 | 0 | 0 | 0 | 0 | 0 | 0 | 0 | 0 | 2198 | 0 | 0 | 2301
121000104 | 12 | Improve bridge at CR 337 | streets and adjacent properties. An interception channel is proposed upstream of the City to capture flows and divert them west to a tributary of Lower Cibolo Creek. | 500000 | Yes | 100 | 0 | 0 | 0 | 0 | 0 | 0 | 0 | 0 | 0 | 0 | 0 | 0 | 0 | 0 | 0 | 0 | 0 | 0 | 0 | 0 | 0 | 0 | 0 | 0 | 0 | 0 | 2198 | 0 | 0 | 2302
121000107 | 12 | Goliad Damage Center B | Construct dam north of W. Ward St | 100000 | No | 0 | 0 | 0 | 0 | 0 | 0 | 0 | 0 | 0 | 0 | 0 | 0 | 0 | 0 | 0 | 0 | 0 | 0 | 0 | 0 | 0 | 0 | 0 | 0 | 0 | 0 | 0 | 2198 | 0 | 0 | 2303
121000117 | 12 | North Lorenzo, Athens Street, Naples Street Storm Drainage Improvements | Preliminary Engineering of storm drainage and inlet system. | 300000 | Yes | 100 | 0 | 0 | 0 | 0 | 0 | 0 | 0 | 0 | 0 | 0 | 0 | 0 | 0 | 0 | 0 | 0 | 0 | 0 | 0 | 0 | 0 | 0 | 0 | 0 | 0 | 0 | 2198 | 0 | 0 | 2304
121000136 | 12 | Port of San Antonio Floodproofing | Port SA, site specific, study flood mitigation for critial structures | 250000 | Yes | 100 | 0 | 0 | 0 | 0 | 0 | 0 | 0 | 0 | 0 | 0 | 0 | 0 | 0 | 0 | 0 | 0 | 0 | 0 | 0 | 0 | 0 | 0 | 0 | 0 | 0 | 0 | 2198 | 0 | 0 | 2305
121000140 | 12 | Country Village Channel Improvements | Preliminary Engineering including an H&H study to size the channel improvements | 50000 | No | 0 | 0 | 0 | 0 | 0 | 0 | 0 | 0 | 0 | 0 | 0 | 0 | 0 | 0 | 0 | 0 | 0 | 0 | 0 | 0 | 0 | 0 | 0 | 0 | 0 | 0 | 0 | 2198 | 0 | 0 | 2306
121000149 | 12 | Damage Center 2: Project 1 Channelization | The channelization project would add 8 feet to the left bank of the channel, and the depth would be kept at its existing elevation. The project would remove two structures adjacent to the stream from the floodplain. | 100000 | No | 0 | 0 | 0 | 0 | 0 | 0 | 0 | 0 | 0 | 0 | 0 | 0 | 0 | 0 | 0 | 0 | 0 | 0 | 0 | 0 | 0 | 0 | 0 | 0 | 0 | 0 | 0 | 2198 | 0 | 0 | 2307
121000162 | 12 | 29010 Tivoli Way | Utilize existing stormwater infrastructure by regrading the roadway to slope towards existing inlets and open channels on the north and south side of Windermere Dr on the east side of Fair Oaks Parkway. New curb installed along the west side of Fair Oak | 519760 | No | 0 | 0 | 0 | 0 | 0 | 0 | 0 | 0 | 0 | 0 | 0 | 0 | 0 | 0 | 0 | 0 | 0 | 0 | 0 | 0 | 0 | 0 | 0 | 0 | 0 | 0 | 0 | 2198 | 0 | 0 | 2308
131000033 | 13 | CR4001 and I-35 Access Road Drainage- FH#10 | Install trapezoidal concrete channel and proposed culvert crossings at the driveways along south of IH-35 access at CR4001 tying into the existing drainage channel 1700 LF south of the intersection of IH-35 access at CR4001. | 530000 | Yes | 100 | 0 | 0 | 0 | 0 | 0 | 0 | 0 | 0 | 0 | 0 | 0 | 0 | 0 | 0 | 0 | 0 | 0 | 0 | 0 | 0 | 0 | 0 | 0 | 0 | 0 | 0 | 2198 | 0 | 0 | 2309
131000048 | 13 | Pearsall RV Park on Guadalupe Street Drainage Improvements- FH#5 | Install underground storm water trunk lines and drop structures at the intersection of Powerplant Road and Guadalupe Street carrying drainage to avoid flooding before outfalling in to earthen swale on Powerplant Road. | 367000 | Yes | 100 | 0 | 0 | 0 | 0 | 0 | 0 | 0 | 0 | 0 | 0 | 0 | 0 | 0 | 0 | 0 | 0 | 0 | 0 | 0 | 0 | 0 | 0 | 0 | 0 | 0 | 0 | 2198 | 0 | 0 | 2310
131000076 | 13 | Ave A & 8th St Drainage Improvements | Drainage improvements along Avenue A from south of 6th Street, south to 8th Street, and west along 8th Street to the existing drainage channel. | 231000 | Yes | 100 | 0 | 0 | 0 | 0 | 0 | 0 | 0 | 0 | 0 | 0 | 0 | 0 | 0 | 0 | 0 | 0 | 0 | 0 | 0 | 0 | 0 | 0 | 0 | 0 | 0 | 0 | 2198 | 0 | 0 | 2311
131000084 | 13 | Euclid Stormwater Pump Station Improvements | Pump house is at risk of notable damage due to hurricane winds and flooding during large rain events, and it's capacity is undersized for peak flood flows. Improvements needed to improve maintenance access, flood resiliency, and to facilitate more pumps. | 900000 | Yes | 100 | 0 | 0 | 0 | 0 | 0 | 0 | 0 | 0 | 0 | 0 | 0 | 0 | 0 | 0 | 0 | 0 | 0 | 0 | 0 | 0.01245 | 0.0001637 | 1.637e-05 | 0 | 0 | 0 | 1.637e-05 | 2165 | 1.637e-05 | 0 | 2165
131000095 | 13 | Sparks Colony Drainage Improvements | Construct drainage channel from Rattlesnake Point Road to Bailey Ranch. Project partially constructed, but easements still needed from two property owners. | 225000 | Yes | 100 | 0 | 0 | 0 | 0 | 0 | 0 | 0 | 0 | 0 | 0 | 0 | 0 | 0 | 0 | 0 | 0 | 0 | 0 | 0 | 0.01471 | 0.00019341 | 1.9341e-05 | 0 | 0 | 0 | 1.9341e-05 | 2161 | 1.9341e-05 | 0 | 2161
131000096 | 13 | Lee Road Drainage Improvements | Secure drainage easements and construct drainage channel from Lee Road to Hwy 35-BUS. | 150000 | Yes | 100 | 0 | 0 | 0 | 0 | 0 | 0 | 0 | 0 | 0 | 0 | 0 | 0 | 0 | 0 | 0 | 0 | 0 | 0 | 0 | 0 | 0 | 0 | 0 | 0 | 0 | 0 | 2198 | 0 | 0 | 2312
131000101 | 13 | Stormwater Master Plan #1 - North of Parkview between Starlight and Sunset Outfall Pipe | Positive drainage to Parkview Place to be improved by minor site regrading, grate inlet installation, and installation of RCP along Sunset Drive, as well as the alley that runs parallel to the West. Alley drainage improvement to connect to existing inlet. | 11000 | Yes | 100 | 0 | 0 | 0 | 0 | 0 | 0 | 0 | 0 | 0 | 0 | 0 | 0 | 0 | 0 | 0 | 0 | 0 | 0 | 0 | 0 | 0 | 0 | 0 | 0 | 0 | 0 | 2198 | 0 | 0 | 2313
131000103 | 13 | Stormwater Master Plan #3 - North of Post Oak between Starlight and Sunset Outfall | Positive drainage to Post Oak Drive to be improved by minor site regrading along alley between Starlight Drive and Sunset Drive. | 4000 | Yes | 100 | 0 | 0 | 0 | 0 | 0 | 0 | 0 | 0 | 0 | 0 | 0 | 0 | 0 | 0 | 0 | 0 | 0 | 0 | 0 | 0 | 0 | 0 | 0 | 0 | 0 | 0 | 2198 | 0 | 0 | 2314
131000104 | 13 | Stormwater Master Plan #4 - North of Post Oak between Sunset and Woodhaven Outfall | Positive drainage to Post Oak Drive and Retama Drive to be improved by minor site regrading, grate inlet installation, and installation of RCP along alley between Woodhaven Drive and Sunset Drive. Improvements to connect to existing inlet. | 11000 | Yes | 100 | 0 | 0 | 0 | 0 | 0 | 0 | 0 | 0 | 0 | 0 | 0 | 0 | 0 | 0 | 0 | 0 | 0 | 0 | 0 | 0 | 0 | 0 | 0 | 0 | 0 | 0 | 2198 | 0 | 0 | 2315
131000105 | 13 | Stormwater Master Plan #5 - North of Ebony between Starlight and Sunset Outfall | Positive drainage to Ebony Street to be improved by minor site regrading, grate inlet installation, and installation of RCP along alley between Starlight Drive and Sunset Drive. Site regrade and installation of RCP will also take place on Ebony Street. | 12000 | Yes | 100 | 0 | 0 | 0 | 0 | 0 | 0 | 0 | 0 | 0 | 0 | 0 | 0 | 0 | 0 | 0 | 0 | 0 | 0 | 0 | 0 | 0 | 0 | 0 | 0 | 0 | 0 | 2198 | 0 | 0 | 2316
131000112 | 13 | Paulson Falls Subdivision Detention Pond Improvements | Paulson Falls Subdivision has detention ponds, but the berm has deteriorated. | 100000 | Yes | 100 | 0 | 0 | 0 | 0 | 0 | 0 | 0 | 0 | 0 | 0 | 0 | 0 | 0 | 0 | 0 | 0 | 0 | 0 | 0 | 0 | 0 | 0 | 0 | 0 | 0 | 0 | 2198 | 0 | 0 | 2317
131000117 | 13 | Aransas National Wildlife Refuge Dagger Point Shoreline Preservation | Texas Coastal Resiliency Master Plan - R3-3 Project would install a living shoreline using breakwaters. This project would help protect the shoreline along Dagger Pointas well as nearby critical habitat and public infrastructure. | 398000 | Yes | 100 | 0 | 0 | 0 | 0 | 0 | 0 | 0 | 0 | 0 | 0 | 0 | 0 | 0 | 0 | 0 | 0 | 0 | 0 | 0 | 0 | 0 | 0 | 0 | 0 | 0 | 0 | 2198 | 0 | 0 | 2318
131000118 | 13 | Nueces River Delta Shoreline Stabilization | Texas Coastal Resiliency Master Plan - R3-15 The project would include the construction of breakwaters along approximately 3,900 linear feet of shoreline at the Nueces River Delta to dissipate wave energy that is causing estuarine wetland loss | 536000 | Yes | 100 | 0 | 0 | 0 | 0 | 0 | 0 | 0 | 0 | 0 | 0 | 0 | 0 | 0 | 0 | 0 | 0 | 0 | 0 | 0 | 0 | 0 | 0 | 0 | 0 | 0 | 0 | 2198 | 0 | 0 | 2319
131000120 | 13 | Redfish Bay Protection and Enhancement | Coastal Texas Protection and Restoration Feasibility Study - SP1 Restoration of the Dagger, Ransom, and Stedman Island complex via introduction of breakwater and supporting reefballs along the backside of Redfish Bay and on the bayside of the islands. | 51613000 | Yes | 100 | 0 | 0 | 0 | 0 | 0 | 0 | 0 | 0 | 0 | 0 | 0 | 0 | 0 | 0 | 0 | 0 | 0 | 0 | 0 | 0.87153 | 0.011459 | 0.0011459 | 0 | 0 | 0 | 0.0011459 | 2015 | 0.0011459 | 0 | 2015
131000121 | 13 | Pelican Cove Sea Gate Replacement | Improve the Pelican Cove sea gates for easier installment & removal. To prevent rising water into the City, existing huge metal gates are lowered into concrete frames with a 10 ton crane. Post storm surge, high water levels make gate removal difficult. | 47000 | Yes | 100 | 0 | 0 | 0 | 0 | 0 | 0 | 0 | 0 | 0 | 0 | 0 | 0 | 0 | 0 | 0 | 0 | 0 | 0 | 0 | 0 | 0 | 0 | 0 | 0 | 0 | 0 | 2198 | 0 | 0 | 2320
131000150 | 13 | 12th Street Drainage Improvements | Construct drainage channel from 12th St to Bee Tree Circle and increase capacity of drainage structure under Bee Tree Circle. | 150000 | Yes | 100 | 0 | 0 | 0 | 0 | 0 | 0 | 0 | 0 | 0 | 0 | 0 | 0 | 0 | 0 | 0 | 0 | 0 | 0 | 0 | 0 | 0 | 0 | 0 | 0 | 0 | 0 | 2198 | 0 | 0 | 2321
131000151 | 13 | Aransas County Drainage Improvements - Henderson Street Property - Project 4 | Aransas County Texas Multi-Jurisdictional Hazard Mitigation Action Plan - Action #28: Precinct 3 - Henderson Street Property - Project 4. Reduce flood risk to buildings and infrastructure by making improvements to the County drainage system | 176000 | Yes | 100 | 0 | 0 | 0 | 0 | 0 | 0 | 0 | 0 | 0 | 0 | 0 | 0 | 0 | 0 | 0 | 0 | 0 | 0 | 0 | 0 | 0 | 0 | 0 | 0 | 0 | 0 | 2198 | 0 | 0 | 2322
131000155 | 13 | Citywide Stormwater Drainage Improvements - Odem | Drainage issues at railroad undercrossings caused by neighborhood development. | 100000 | Yes | 100 | 0 | 0 | 0 | 0 | 0 | 0 | 0 | 0 | 0 | 0 | 0 | 0 | 0 | 0 | 0 | 0 | 0 | 0 | 0 | 0 | 0 | 0 | 0 | 0 | 0 | 0 | 2198 | 0 | 0 | 2323
131000159 | 13 | Citywide Stormwater Drainage Improvements - Sinton | Improving drainage on ditches along TXDOT roads and conveyance on railroad undercrossings. | 200000 | Yes | 100 | 0 | 0 | 0 | 0 | 0 | 0 | 0 | 0 | 0 | 0 | 0 | 0 | 0 | 0 | 0 | 0 | 0 | 0 | 0 | 0 | 0 | 0 | 0 | 0 | 0 | 0 | 2198 | 0 | 0 | 2324
151000091 | 15 | Risk Area 3 Arrow Point Boulevard | Project includes constructing small retaining wall at downstream of flume outfall to force flow towards Stone Way and constructing a 2' wide and 6" deep concrete flume from existing flume outfall to Stone Way. | 7920 | Yes | 100 | 0 | 0 | 0 | 0 | 0 | 0 | 0 | 0 | 0 | 0 | 0 | 0 | 0 | 0 | 0 | 0 | 0 | 0 | 0 | 2.4048 | 0.031618 | 0.0031618 | 0 | 0 | 0 | 0.0031618 | 1893 | 0.0031618 | 0 | 1893
151000045 | 15 | S Alamo and Rancho Blanco | Local Drainage Improvements-Storm Drain and Detention North of Rancho Blanco and east of S. Alamo Road | 525750 | Yes | 100 | 0 | 0 | 0 | 0 | 0 | 0 | 0 | 0 | 0 | 0 | 0 | 0 | 0 | 0 | 0 | 0 | 0 | 0 | 0 | 0 | 0 | 0 | 0 | 0 | 0 | 0 | 2198 | 0 | 0 | 2325
151000008 | 15 | Indian Lake Action #12 | Upgrade/Elevate Henderson Road bridge over Resaca to remove from potential floodway, reduce the risk of damages, and maintain critical access route | 184800 | Yes | 100 | 0 | 0 | 0 | 0 | 0 | 0 | 0 | 0 | 0 | 0 | 0 | 0 | 0 | 0 | 0 | 0 | 0 | 0 | 0 | 0.13203 | 0.001736 | 0.0001736 | 0 | 0 | 0 | 0.0001736 | 2133 | 0.0001736 | 0 | 2133
151000015 | 15 | Laguna Vista Action #19 | Harden Town Hall with wind, hail, and flood mitigation measures to reduce damages and ensure continuity of services | 18480 | Yes | 100 | 0 | 0 | 0 | 0 | 0 | 0 | 0 | 0 | 0 | 0 | 0 | 0 | 0 | 0 | 0 | 0 | 0 | 0 | 0 | 0 | 0 | 0 | 0 | 0 | 0 | 0 | 2198 | 0 | 0 | 2326
151000018 | 15 | Laguna Vista Action #4 | Drainage improvements Basin “E”: Install upgraded drainage system off Saunders Street and State Highway 510 that drains acreage south of Fernandez Street and north of Morris Street | 924000 | Yes | 100 | 0 | 0 | 0 | 0 | 0 | 0 | 0 | 0 | 0 | 0 | 0 | 0 | 0 | 0 | 0 | 0 | 0 | 0 | 0 | 0 | 0 | 0 | 0 | 0 | 0 | 0 | 2198 | 0 | 0 | 2327
151000019 | 15 | Laguna Vista Action #5 | Drainage improvements Basin “F”: Install drainage system at the most southwestern part of the Town limits, bounded by State Highway 100 and State Highway 510. | 924000 | Yes | 100 | 0 | 0 | 0 | 0 | 0 | 0 | 0 | 0 | 0 | 0 | 0 | 0 | 0 | 0 | 0 | 0 | 0 | 0 | 0 | 0 | 0 | 0 | 0 | 0 | 0 | 0 | 2198 | 0 | 0 | 2328
151000020 | 15 | Laguna Vista Action #6 | Drainage improvements SH 100: Regrade the existing drainage ditch that parallels State Highway 100 to increase capacity and reduce risk of flooding | 369600 | Yes | 100 | 0 | 0 | 0 | 0 | 0 | 0 | 0 | 0 | 0 | 0 | 0 | 0 | 0 | 0 | 0 | 0 | 0 | 0 | 0 | 10.7607 | 0.14148 | 0.014148 | 0 | 0 | 0 | 0.014148 | 1647 | 0.014148 | 0 | 1647
151000021 | 15 | Laguna Vista Action #7 | Drainage improvements: Upgrade the drainage system on the intersection of Broadway and Palo Blanco to increase capacity and reduce risk of flooding | 369600 | Yes | 100 | 0 | 0 | 0 | 0 | 0 | 0 | 0 | 0 | 0 | 0 | 0 | 0 | 0 | 0 | 0 | 0 | 0 | 0 | 0 | 0 | 0 | 0 | 0 | 0 | 0 | 0 | 2198 | 0 | 0 | 2329
151000052 | 15 | Pump Station A & Sump A | Pump Station A & Sump A | 213000 | Yes | 100 | 0 | 0 | 0 | 0 | 0 | 0 | 0 | 0 | 0 | 0 | 0 | 0 | 0 | 0 | 0 | 0 | 0 | 0 | 0 | 0 | 0 | 0 | 0 | 0 | 0 | 0 | 2198 | 0 | 0 | 2330
151000055 | 15 | Pump Station D | Pump Station D | 165000 | Yes | 100 | 0 | 0 | 0 | 0 | 0 | 0 | 0 | 0 | 0 | 0 | 0 | 0 | 0 | 0 | 0 | 0 | 0 | 0 | 0 | 0 | 0 | 0 | 0 | 0 | 0 | 0 | 2198 | 0 | 0 | 2331
151000056 | 15 | Pump Station E & Sump | Pump Station E & Sump | 124500 | Yes | 100 | 0 | 0 | 0 | 0 | 0 | 0 | 0 | 0 | 0 | 0 | 0 | 0 | 0 | 0 | 0 | 0 | 0 | 0 | 0 | 0 | 0 | 0 | 0 | 0 | 0 | 0 | 2198 | 0 | 0 | 2332
151000057 | 15 | Pump Station F & Sump | Pump Station F & Sump | 480000 | Yes | 100 | 0 | 0 | 0 | 0 | 0 | 0 | 0 | 0 | 0 | 0 | 0 | 0 | 0 | 0 | 0 | 0 | 0 | 0 | 0 | 2.1784 | 0.028642 | 0.0028642 | 0 | 0 | 0 | 0.0028642 | 1913 | 0.0028642 | 0 | 1913
151000058 | 15 | Pump Station G & Sump | Pump Station G & Sump | 271500 | Yes | 100 | 0 | 0 | 0 | 0 | 0 | 0 | 0 | 0 | 0 | 0 | 0 | 0 | 0 | 0 | 0 | 0 | 0 | 0 | 0 | 0 | 0 | 0 | 0 | 0 | 0 | 0 | 2198 | 0 | 0 | 2333
151000034 | 15 | Pump Station H & Sump | Pump Station H & Sump | 217500 | Yes | 100 | 0 | 0 | 0 | 0 | 0 | 0 | 0 | 0 | 0 | 0 | 0 | 0 | 0 | 0 | 0 | 0 | 0 | 0 | 0 | 0 | 0 | 0 | 0 | 0 | 0 | 0 | 2198 | 0 | 0 | 2334
151000035 | 15 | Pump Station I & Sump | Pump Station I & Sump | 388500 | Yes | 100 | 0 | 0 | 0 | 0 | 0 | 0 | 0 | 0 | 0 | 0 | 0 | 0 | 0 | 0 | 0 | 0 | 0 | 0 | 0 | 0 | 0 | 0 | 0 | 0 | 0 | 0 | 2198 | 0 | 0 | 2335
151000036 | 15 | Pump Station J & Sump | Pump Station J & Sump | 310500 | Yes | 100 | 0 | 0 | 0 | 0 | 0 | 0 | 0 | 0 | 0 | 0 | 0 | 0 | 0 | 0 | 0 | 0 | 0 | 0 | 0 | 1.542 | 0.020274 | 0.0020274 | 0 | 0 | 0 | 0.0020274 | 1957 | 0.0020274 | 0 | 1957
151000037 | 15 | Pump Station K | Pump Station K | 165000 | Yes | 100 | 0 | 0 | 0 | 0 | 0 | 0 | 0 | 0 | 0 | 0 | 0 | 0 | 0 | 0 | 0 | 0 | 0 | 0 | 0 | 1.6768 | 0.022047 | 0.0022047 | 0 | 0 | 0 | 0.0022047 | 1945 | 0.0022047 | 0 | 1945
151000038 | 15 | Pump Station L | Pump Station L | 165000 | Yes | 100 | 0 | 0 | 0 | 0 | 0 | 0 | 0 | 0 | 0 | 0 | 0 | 0 | 0 | 0 | 0 | 0 | 0 | 0 | 0 | 0 | 0 | 0 | 0 | 0 | 0 | 0 | 2198 | 0 | 0 | 2336

## FME_Ranking_Option2 (hidden)
FME Ranking Tool (Option 2) | [10 empty] | Data feeds in from FME_Input; Some columns are hidden for brevity. Yellow Cells reads from RankingCriteria
|  | Ranking Factor? Adjusted "Yes/No" feeds in from "RankingCriteria" | #REF! |  | #REF! |  | #REF! |  |  |  | #REF! |  |  |  | #REF! |  |  |  | #REF! |  |  |  | #REF! |  |  |  | #REF! |  | #REF! |  |  |  | #REF!
|  | Norm Value (Max) See "RankingCriteria" for Max Scores | Yes=1; No=0 |  | Yes=1; No=0 |  | 899869 |  |  |  | 668883 |  |  |  | 2724638 |  |  |  | 7091 |  |  |  | 10962 |  |  |  | N/A |  | 44272.7 |  |  |  | 17221.8
|  | Weight Value Adjusted values feed from "RankingCriteria: Option 1" | #REF! |  | #REF! |  | #REF! |  |  |  | #REF! |  |  |  | #REF! |  |  |  | #REF! |  |  |  | #REF! |  |  |  | #REF! |  | #REF! |  |  |  | #REF! |  |  |  | #REF!
|  | Ranking Criteria *FIUP Criteria Full list available in "RankingCriteria" | *Emergency Need |  | Potential Funding |  | *Estimated number of structures at risk |  |  |  | *Habitable structures at flood risk |  |  |  | *Estimated Population at flood risk |  |  |  | *Critical facilities at flood risk (#) |  |  |  | *Number of low water crossings at flood risk (#) |  |  |  | Estimated number of road closures (#) |  | Estimated length of roads at flood risk (Miles) |  |  |  | *Estimated active farm & ranch land at flood risk (acres) | [10 empty] | Statewide 1% Annual Chance Flood Risk Data (aggregated from 15 RFPGs)
FME ID | FME Name | FME Description | Raw Data1 | Raw Score1 | Raw Data2 | Raw Score2 | Raw Data3 | Raw Score3 | Norm Data3 | Norm Score3 | Raw Data4 | Raw Score4 | Norm Data4 | Norm Score4 | Raw Data5 | Raw Score5 | Norm Data5 | Norm Score5 | Raw Data6 | Raw Score6 | Norm Data6 | Norm Score6 | Raw Data7 | Raw Score7 | Norm Data7 | Norm Score7 | Raw Data8 | Raw Score8 | Raw Data9 | Raw Score9 | Norm Data9 | Norm Score9 | Raw Data10 | Raw Score10 | Norm Data10 | Norm Score10 | Score Based on Reported Factors | Ranking Based on Reported Factors | Score Based on Normalized Factors | Ranking Based on Normalized Factors | Check | Check2 | Area (sqmi) | Area in Floodplain (sqmi) | Number of Structures in Floodplain | Residential Structures in Floodplain | 1% Population (Highest) | Roadway Stream Crossings (#) | Roadways Segments (miles) | Agricultural Areas (sqmi) | Critical Facilities (#) | LWC (#)
061000001 | Durant Street Storm Sewer and Pavement Improvements - Phase 1 | Further study of Durant Street Phase 1 to reduce flood risk with upgrades to storm sewer system, concrete curb, gutter, pavement, and sidewalk. | No | 0 | Yes | 1 | 0 | #REF! | 0 | #REF! | 0 | #REF! | 0 | #REF! | 0 | #REF! | 0 | #REF! | 0 | #REF! | 0 | #REF! | 0 | #REF! | 0 | #REF! | 0 | #REF! | 0 | #REF! | 0 | #REF! | 0 | #REF! | 0 | #REF! | #REF! | #REF! |  | #N/A | #REF! | #REF! | 264431 | 56892.5 | 899869 | 668883 | 2724638 | 54820 | 44272.7 | 17221.8 | 7091 | 10962
061000002 | Durant Street Storm Sewer and Pavement Improvements - Phase 2 | Further study of Durant Street Phase 2 to reduce flood risk with upgrades to storm sewer system, concrete curb, gutter, pavement, and sidewalk. | No | 0 | Yes | 1 | 0 | #REF! | 0 | #REF! | 0 | #REF! | 0 | #REF! | 0 | #REF! | 0 | #REF! | 0 | #REF! | 0 | #REF! | 0 | #REF! | 0 | #REF! | 0 | #REF! | 0 | #REF! | 0 | #REF! | 0 | #REF! | 0 | #REF! | #REF! | #REF! |  | #N/A | #REF! | #REF!
061000003 | City of Arcola Regional Drainage Improvements | Further study of proposed flood risk reduction project that includes various drainage improvement alternatives. | No | 0 | Yes | 1 | 41 | #REF! | 0.0045562 | #REF! | 37 | #REF! | 0.0055316 | #REF! | 39 | #REF! | 1.4314e-05 | #REF! | 0 | #REF! | 0 | #REF! | 0 | #REF! | 0 | #REF! | 0 | #REF! | 0.21682 | #REF! | 4.8973e-06 | #REF! | 1.2274 | #REF! | 7.127e-05 | #REF! | #REF! | #REF! |  | #N/A | #REF! | #REF!
061000005 | Missouri City Estates Drainage Improvements | Further study of proposed flood risk reduction project that includes drainage improvements to Missouri City Estates. | No | 0 | Yes | 1 | 0 | #REF! | 0 | #REF! | 0 | #REF! | 0 | #REF! | 0 | #REF! | 0 | #REF! | 0 | #REF! | 0 | #REF! | 0 | #REF! | 0 | #REF! | 0 | #REF! | 0 | #REF! | 0 | #REF! | 0 | #REF! | 0 | #REF! | #REF! | #REF! |  | #N/A | #REF! | #REF!
061000011 | City of Galveston Master Drainage Study | City wide drainage and flood risk reduction planning study of Galveston to include Atlas 14 rainfall. | No | 0 | Yes | 1 | 21858 | #REF! | 2.429 | #REF! | 19143 | #REF! | 2.8619 | #REF! | 93583 | #REF! | 0.034347 | #REF! | 509 | #REF! | 0.071781 | #REF! | 0 | #REF! | 0 | #REF! | 0 | #REF! | 408.6275 | #REF! | 0.0092298 | #REF! | 260.8823 | #REF! | 0.015148 | #REF! | #REF! | #REF! |  | #N/A | #REF! | #REF!
061000013 | City of Bellaire Local Drainage System Asset Management | Study to develop asset management plan / capital improvement plan to repair/replace local drainage infrastructure over time to ensure it is in good working order and meeting the level of service desired by the City. | No | 0 | Yes | 1 | 5879 | #REF! | 0.65332 | #REF! | 5539 | #REF! | 0.8281 | #REF! | 37604 | #REF! | 0.013801 | #REF! | 71 | #REF! | 0.010013 | #REF! | 0 | #REF! | 0 | #REF! | 0 | #REF! | 70.9143 | #REF! | 0.0016018 | #REF! | 0.15174 | #REF! | 8.8107e-06 | #REF! | #REF! | #REF! |  | #N/A | #REF! | #REF!
061000014 | City of Bellaire Regional Detention Facilities Development | Effort to identify and develop/design regional detention facilities to either provide flood risk reduction or to facilitate the construction of local or regional drainage improvement projects. | No | 0 | Yes | 1 | 5879 | #REF! | 0.65332 | #REF! | 5539 | #REF! | 0.8281 | #REF! | 37604 | #REF! | 0.013801 | #REF! | 71 | #REF! | 0.010013 | #REF! | 0 | #REF! | 0 | #REF! | 0 | #REF! | 70.9143 | #REF! | 0.0016018 | #REF! | 0.15174 | #REF! | 8.8107e-06 | #REF! | #REF! | #REF! |  | #N/A | #REF! | #REF!
061000015 | City of Bellaire Cypress Ditch Drainage Improvements | Perform engineering services to develop and advance a flood risk reduction project in the Cypress Ditch area, servicing the southern part of the City of Bellaire. | No | 0 | Yes | 1 | 5879 | #REF! | 0.65332 | #REF! | 5539 | #REF! | 0.8281 | #REF! | 37604 | #REF! | 0.013801 | #REF! | 71 | #REF! | 0.010013 | #REF! | 0 | #REF! | 0 | #REF! | 0 | #REF! | 70.9143 | #REF! | 0.0016018 | #REF! | 0.15174 | #REF! | 8.8107e-06 | #REF! | #REF! | #REF! |  | #N/A | #REF! | #REF!
061000016 | City of Bunker Hill Drainage Projects | Further study of proposed localized and regional flood risk reduction projects within the City of Bunker Hill. | No | 0 | Yes | 1 | 0 | #REF! | 0 | #REF! | 0 | #REF! | 0 | #REF! | 0 | #REF! | 0 | #REF! | 0 | #REF! | 0 | #REF! | 0 | #REF! | 0 | #REF! | 0 | #REF! | 0 | #REF! | 0 | #REF! | 0 | #REF! | 0 | #REF! | #REF! | #REF! |  | #N/A | #REF! | #REF!
061000017 | City of Bunker Hill Master Drainage and Stormwater Management Plan | Further study of Master Drainage and Stormwater Management Plan for the City of Bunker Hill to include Atlas 14 rainfall. | No | 0 | Yes | 1 | 0 | #REF! | 0 | #REF! | 0 | #REF! | 0 | #REF! | 0 | #REF! | 0 | #REF! | 0 | #REF! | 0 | #REF! | 0 | #REF! | 0 | #REF! | 0 | #REF! | 0 | #REF! | 0 | #REF! | 0 | #REF! | 0 | #REF! | #REF! | #REF! |  | #N/A | #REF! | #REF!
061000022 | Lower Clear Creek & Dickinson Bayou Flood Mitigation Plan - Dickinson Bayou Alternative 2 | Further refine the DB Alt. 2 in the LCCDBFMP (2021), including alternative analysis to McFarland Detention Basin, W Cemetery Rd. Detention Basin, Hilton Detention Basin, Magnolia Bayou & Borden Gully Detention Basins, and Diversion Channel at Desel Dr.. | No | 0 | Yes | 1 | 13029 | #REF! | 1.4479 | #REF! | 11413 | #REF! | 1.7063 | #REF! | 64095 | #REF! | 0.023524 | #REF! | 147 | #REF! | 0.020731 | #REF! | 9 | #REF! | 0.00082102 | #REF! | 9 | #REF! | 240.151 | #REF! | 0.0054244 | #REF! | 128.5207 | #REF! | 0.0074627 | #REF! | #REF! | #REF! |  | #N/A | #REF! | #REF!
061000024 | Williamsburg Subdivision Drainage Assessment | Further study of a flood risk reduction project in the Williamsburg Subdivision which includes additional detail for the design of a required weir structure. | No | 0 | Yes | 1 | 2 | #REF! | 0.00022225 | #REF! | 2 | #REF! | 0.00029901 | #REF! | 8 | #REF! | 2.9362e-06 | #REF! | 0 | #REF! | 0 | #REF! | 0 | #REF! | 0 | #REF! | 0 | #REF! | 0.61346 | #REF! | 1.3856e-05 | #REF! | 6.5943 | #REF! | 0.00038291 | #REF! | #REF! | #REF! |  | #N/A | #REF! | #REF!
061000025 | Preliminary Drainage & Infrastructure Improvements Happy Hide A Way Subdivison | Additional analysis in the Jackson Bayou watershed, specifically along R102-00-00, is needed to determine the necessary improvements and provide a no impact solution. | No | 0 | Yes | 1 | 0 | #REF! | 0 | #REF! | 0 | #REF! | 0 | #REF! | 0 | #REF! | 0 | #REF! | 0 | #REF! | 0 | #REF! | 0 | #REF! | 0 | #REF! | 0 | #REF! | 0 | #REF! | 0 | #REF! | 0 | #REF! | 0 | #REF! | #REF! | #REF! |  | #N/A | #REF! | #REF!
061000026 | Bridgewater Village & Enclave at Bridgewater Drainage Analysis | Alternative analysis and assessment of additional protection of basin needed during design to control flows for 100-yr event. | No | 0 | Yes | 1 | 0 | #REF! | 0 | #REF! | 0 | #REF! | 0 | #REF! | 0 | #REF! | 0 | #REF! | 0 | #REF! | 0 | #REF! | 0 | #REF! | 0 | #REF! | 0 | #REF! | 0.0055251 | #REF! | 1.248e-07 | #REF! | 0 | #REF! | 0 | #REF! | #REF! | #REF! |  | #N/A | #REF! | #REF!
061000027 | Lake Shadows Subdivision Drainage Improvements | Further study and development of a FMP of recommended alternative 5 which includes installing the Foley trunk line downstream of the pipelines, upsizing and installing new outfalls, and installing the Belle Cote trunk line. | No | 0 | Yes | 1 | 41 | #REF! | 0.0045562 | #REF! | 38 | #REF! | 0.0056811 | #REF! | 149 | #REF! | 5.4686e-05 | #REF! | 0 | #REF! | 0 | #REF! | 0 | #REF! | 0 | #REF! | 0 | #REF! | 0 | #REF! | 0 | #REF! | 0.47009 | #REF! | 2.7296e-05 | #REF! | #REF! | #REF! |  | #N/A | #REF! | #REF!
061000028 | Gum Gully Rd, W Stroker Rd, Wigwam Ln, and Related Infrastructure Drainage Improvements | Further study as report recommendation (2019) indicates that regional drainage improvements to the streams must be studied and implemented before Harris County can obtain a benefit from roadway drainage improvements. | No | 0 | Yes | 1 | 3 | #REF! | 0.00033338 | #REF! | 0 | #REF! | 0 | #REF! | 6 | #REF! | 2.2021e-06 | #REF! | 0 | #REF! | 0 | #REF! | 0 | #REF! | 0 | #REF! | 0 | #REF! | 0.055005 | #REF! | 1.2424e-06 | #REF! | 0 | #REF! | 0 | #REF! | #REF! | #REF! |  | #N/A | #REF! | #REF!
061000029 | Spanish Cove Subdivision Drainage Assessment | Additional analysis needed to confirm no negative effects. It is expected the larger channel can safely convey the increase in flows, but this must be demonstrated during the project design phase. | No | 0 | Yes | 1 | 0 | #REF! | 0 | #REF! | 0 | #REF! | 0 | #REF! | 0 | #REF! | 0 | #REF! | 0 | #REF! | 0 | #REF! | 0 | #REF! | 0 | #REF! | 0 | #REF! | 0 | #REF! | 0 | #REF! | 0 | #REF! | 0 | #REF! | #REF! | #REF! |  | #N/A | #REF! | #REF!
061000031 | Shoreacres Drainage Assessment | Further analysis necessary to determine downstream impacts and whether any additional volume in A104-11-00 would be available during a coincident event on Taylor Bayou. | No | 0 | Yes | 1 | 801 | #REF! | 0.089013 | #REF! | 787 | #REF! | 0.11766 | #REF! | 2456 | #REF! | 0.0009014 | #REF! | 3 | #REF! | 0.00042307 | #REF! | 1 | #REF! | 9.1224e-05 | #REF! | 1 | #REF! | 17.1648 | #REF! | 0.00038771 | #REF! | 0.22163 | #REF! | 1.2869e-05 | #REF! | #REF! | #REF! |  | #N/A | #REF! | #REF!
061000032 | Willow Creek - Overflow Flooding between Burlington Northern Railroad and Hufsmith-Kohrville Rd. Analysis | Study recommended as part of the Willow Creek Watershed Plan. Planning level analysis to identify flooding reasons in Northern Point subdivison south of SH99. | No | 0 | Yes | 1 | 10 | #REF! | 0.0011113 | #REF! | 0 | #REF! | 0 | #REF! | 9 | #REF! | 3.3032e-06 | #REF! | 0 | #REF! | 0 | #REF! | 1 | #REF! | 9.1224e-05 | #REF! | 1 | #REF! | 0.50293 | #REF! | 1.136e-05 | #REF! | 2.6586 | #REF! | 0.00015437 | #REF! | #REF! | #REF! |  | #N/A | #REF! | #REF!
061000034 | Galveston Bay Watershed Plan- Analysis of PA07 100-year Conveyance Project | Project recommended by the Galveston Bay Watershed Plan. Modeling required to determine no negative Proposed subdivision drainage improvements to the Battle Ground Estates include replacement of driveway crossings and widening F101-08. | No | 0 | Yes | 1 | 3302 | #REF! | 0.36694 | #REF! | 2855 | #REF! | 0.42683 | #REF! | 14150 | #REF! | 0.0051934 | #REF! | 108 | #REF! | 0.015231 | #REF! | 0 | #REF! | 0 | #REF! | 0 | #REF! | 55.0564 | #REF! | 0.0012436 | #REF! | 17.8172 | #REF! | 0.0010346 | #REF! | #REF! | #REF! |  | #N/A | #REF! | #REF!
061000035 | Galveston Bay Watershed Plan- Analysis of PA08 100-year Conveyance Project | Project recommended by the Galveston Bay Watershed Plan. Modeling required to determine no negative impacts. Storm sewer improvements to Monument Estates, increase roadside ditch capacity, and expand bypass channel outflowing into F101-00-00. | No | 0 | Yes | 1 | 3302 | #REF! | 0.36694 | #REF! | 2855 | #REF! | 0.42683 | #REF! | 14150 | #REF! | 0.0051934 | #REF! | 108 | #REF! | 0.015231 | #REF! | 0 | #REF! | 0 | #REF! | 0 | #REF! | 55.0564 | #REF! | 0.0012436 | #REF! | 17.8172 | #REF! | 0.0010346 | #REF! | #REF! | #REF! |  | #N/A | #REF! | #REF!
061000037 | City of Alvin Flood Gauges | Study to identify areas where best to purchase additional flood gauges to be placed at bayous and key high water areas within City of Alvin. | No | 0 | Yes | 1 | 3445 | #REF! | 0.38283 | #REF! | 2605 | #REF! | 0.38946 | #REF! | 21569 | #REF! | 0.0079163 | #REF! | 18 | #REF! | 0.0025384 | #REF! | 0 | #REF! | 0 | #REF! | 0 | #REF! | 56.8068 | #REF! | 0.0012831 | #REF! | 262.2956 | #REF! | 0.01523 | #REF! | #REF! | #REF! |  | #N/A | #REF! | #REF!
061000038 | Brazoria County Costal River Flood Extent Analysis | Study to determine flood extents, in Brazoria County, of recent hurricane disasters, by analyzing the post event aerial imagery through a GIS image classification process, and compare the flood extent area to other sources, such as LIDAR. | No | 0 | Yes | 1 | 18848 | #REF! | 2.0945 | #REF! | 14344 | #REF! | 2.1445 | #REF! | 65547 | #REF! | 0.024057 | #REF! | 248 | #REF! | 0.034974 | #REF! | 0 | #REF! | 0 | #REF! | 0 | #REF! | 328.0633 | #REF! | 0.0074101 | #REF! | 8584.1602 | #REF! | 0.49845 | #REF! | #REF! | #REF! |  | #N/A | #REF! | #REF!
061000039 | City of Alvin Master Drainage Plan | Comprehensive review of current drainage, studies and recommendations for future projects and studies to create a Master Drainage Plan for the City of Alvin. | No | 0 | Yes | 1 | 3445 | #REF! | 0.38283 | #REF! | 2605 | #REF! | 0.38946 | #REF! | 21569 | #REF! | 0.0079163 | #REF! | 18 | #REF! | 0.0025384 | #REF! | 0 | #REF! | 0 | #REF! | 0 | #REF! | 56.8068 | #REF! | 0.0012831 | #REF! | 262.2956 | #REF! | 0.01523 | #REF! | #REF! | #REF! |  | #N/A | #REF! | #REF!
061000040 | City of Alvin Open Space Preservation | Study for open space preservation within adjacent development, dedication of conservation easements or fee simple acquisition of land along Mustang Bayou. | No | 0 | Yes | 1 | 3445 | #REF! | 0.38283 | #REF! | 2605 | #REF! | 0.38946 | #REF! | 21569 | #REF! | 0.0079163 | #REF! | 18 | #REF! | 0.0025384 | #REF! | 0 | #REF! | 0 | #REF! | 0 | #REF! | 56.8068 | #REF! | 0.0012831 | #REF! | 262.2956 | #REF! | 0.01523 | #REF! | #REF! | #REF! |  | #N/A | #REF! | #REF!
061000041 | City of Manvel SH. 6 Drainage Improvements | Further study of state Highway 6 drainage improvements, including storm sewer upgrades to meet current capacities, ditch deepening, and sub regional detention ponds. Project will also widen and reshape ditches, and upgrade culverts. | No | 0 | Yes | 1 | 1250 | #REF! | 0.13891 | #REF! | 966 | #REF! | 0.14442 | #REF! | 8190 | #REF! | 0.0030059 | #REF! | 8 | #REF! | 0.0011282 | #REF! | 0 | #REF! | 0 | #REF! | 0 | #REF! | 43.3129 | #REF! | 0.00097832 | #REF! | 178.8015 | #REF! | 0.010382 | #REF! | #REF! | #REF! |  | #N/A | #REF! | #REF!
061000042 | Chambers County Dam and Levee Failure Inundation Map Update | Further study for all participating jurisdiction to update dam and levee failure inundation maps, and update floodplain and floodway maps throughout the county. The updated maps will also be made available to the public. | No | 0 | Yes | 1 | 151 | #REF! | 0.01678 | #REF! | 56 | #REF! | 0.0083722 | #REF! | 797 | #REF! | 0.00029252 | #REF! | 0 | #REF! | 0 | #REF! | 0 | #REF! | 0 | #REF! | 0 | #REF! | 7.2969 | #REF! | 0.00016482 | #REF! | 354.0844 | #REF! | 0.02056 | #REF! | #REF! | #REF! |  | #N/A | #REF! | #REF!
061000043 | City of Alvin Detention Pond Construction - Mustang and Dickinson Bayou | Further assessment and design of detention ponds needed along Mustang and Dickinson Bayous to reduce flood risk in the City of Alvin. | No | 0 | Yes | 1 | 3445 | #REF! | 0.38283 | #REF! | 2605 | #REF! | 0.38946 | #REF! | 21569 | #REF! | 0.0079163 | #REF! | 18 | #REF! | 0.0025384 | #REF! | 0 | #REF! | 0 | #REF! | 0 | #REF! | 56.8068 | #REF! | 0.0012831 | #REF! | 262.2956 | #REF! | 0.01523 | #REF! | #REF! | #REF! |  | #N/A | #REF! | #REF!
061000044 | Chambers County Property Protection | Study to determine flood risk reduction potential of clearing obstacles, widen and reshape ditches, and upgrade culverts to restore adequate drainage to mitigate flooding throughout all participating jurisdictions. | No | 0 | Yes | 1 | 151 | #REF! | 0.01678 | #REF! | 56 | #REF! | 0.0083722 | #REF! | 797 | #REF! | 0.00029252 | #REF! | 0 | #REF! | 0 | #REF! | 0 | #REF! | 0 | #REF! | 0 | #REF! | 7.2969 | #REF! | 0.00016482 | #REF! | 354.0844 | #REF! | 0.02056 | #REF! | #REF! | #REF! |  | #N/A | #REF! | #REF!
061000045 | City of Manvel Flora St. Drainage Improvements | Study of possbile Flora Street drainage improvements: widen and reshape ditches, and upgrade culverts to restore adequate drainage to mitigate flooding in Manvel neighborhoods. | No | 0 | Yes | 1 | 1250 | #REF! | 0.13891 | #REF! | 966 | #REF! | 0.14442 | #REF! | 8190 | #REF! | 0.0030059 | #REF! | 8 | #REF! | 0.0011282 | #REF! | 0 | #REF! | 0 | #REF! | 0 | #REF! | 43.3129 | #REF! | 0.00097832 | #REF! | 178.8015 | #REF! | 0.010382 | #REF! | #REF! | #REF! |  | #N/A | #REF! | #REF!
061000046 | Brazoria County Drainage Improvements | Drainage study needed and evaluated of alternatives include: Widen and reshape drainage ditches, and upgrade culverts to restore adequate drainage to mitigate flooding. | No | 0 | Yes | 1 | 18848 | #REF! | 2.0945 | #REF! | 14344 | #REF! | 2.1445 | #REF! | 65547 | #REF! | 0.024057 | #REF! | 248 | #REF! | 0.034974 | #REF! | 0 | #REF! | 0 | #REF! | 0 | #REF! | 328.0633 | #REF! | 0.0074101 | #REF! | 8584.1602 | #REF! | 0.49845 | #REF! | #REF! | #REF! |  | #N/A | #REF! | #REF!
061000047 | City of Manvel Various Drainage Improvements | Study of various drainage improvements, including storm sewer rehabilitation and ditch deepening. | No | 0 | Yes | 1 | 1250 | #REF! | 0.13891 | #REF! | 966 | #REF! | 0.14442 | #REF! | 8190 | #REF! | 0.0030059 | #REF! | 8 | #REF! | 0.0011282 | #REF! | 0 | #REF! | 0 | #REF! | 0 | #REF! | 43.3129 | #REF! | 0.00097832 | #REF! | 178.8015 | #REF! | 0.010382 | #REF! | #REF! | #REF! |  | #N/A | #REF! | #REF!
061000048 | Brazoria County Property Protection | Further study required to assess alternatives to restore drainage and mitigate flooding throughout the county. | No | 0 | Yes | 1 | 18848 | #REF! | 2.0945 | #REF! | 14344 | #REF! | 2.1445 | #REF! | 65547 | #REF! | 0.024057 | #REF! | 248 | #REF! | 0.034974 | #REF! | 0 | #REF! | 0 | #REF! | 0 | #REF! | 328.0633 | #REF! | 0.0074101 | #REF! | 8584.1602 | #REF! | 0.49845 | #REF! | #REF! | #REF! |  | #N/A | #REF! | #REF!
061000049 | City of Hillcrest Village Drainage Improvements | Further study and FMP developement required to assess alternatives to restore drainage and mitigate flooding throughout the City of Hillcrest Village. | No | 0 | Yes | 1 | 128 | #REF! | 0.014224 | #REF! | 121 | #REF! | 0.01809 | #REF! | 333 | #REF! | 0.00012222 | #REF! | 1 | #REF! | 0.00014102 | #REF! | 0 | #REF! | 0 | #REF! | 0 | #REF! | 2.0718 | #REF! | 4.6796e-05 | #REF! | 0.13477 | #REF! | 7.8258e-06 | #REF! | #REF! | #REF! |  | #N/A | #REF! | #REF!
061000050 | West Chocolate Bayou (CR 383 Ditch) | Further study including Atlas 14 rainfall incorporation and Benefit Cost Analysis of proposed channel modifications included in the City of Pearland master drainage plan. | No | 0 | Yes | 1 | 0 | #REF! | 0 | #REF! | 0 | #REF! | 0 | #REF! | 0 | #REF! | 0 | #REF! | 0 | #REF! | 0 | #REF! | 0 | #REF! | 0 | #REF! | 0 | #REF! | 0.011529 | #REF! | 2.6041e-07 | #REF! | 0.044744 | #REF! | 2.5981e-06 | #REF! | #REF! | #REF! |  | #N/A | #REF! | #REF!
061000051 | West Fork Chocolate (Cold River Ranch Ditch) | Further study of proposed channel modifications to Cold River Ranch Ditch included in the City of Pearland master drainage plan to include Atlas 14 rainfall. | No | 0 | Yes | 1 | 60 | #REF! | 0.0066676 | #REF! | 54 | #REF! | 0.0080732 | #REF! | 56 | #REF! | 2.0553e-05 | #REF! | 0 | #REF! | 0 | #REF! | 0 | #REF! | 0 | #REF! | 0 | #REF! | 1.1901 | #REF! | 2.688e-05 | #REF! | 0.44331 | #REF! | 2.5741e-05 | #REF! | #REF! | #REF! |  | #N/A | #REF! | #REF!
061000052 | West Fork Chocolate Bayou | Further study including Atlas 14 rainfall incorporation and Benefit Cost Analysis of proposed channel modifications included in the City of Pearland master drainage plan. | No | 0 | Yes | 1 | 295 | #REF! | 0.032783 | #REF! | 239 | #REF! | 0.035731 | #REF! | 442 | #REF! | 0.00016222 | #REF! | 0 | #REF! | 0 | #REF! | 0 | #REF! | 0 | #REF! | 0 | #REF! | 6.0073 | #REF! | 0.00013569 | #REF! | 157.0391 | #REF! | 0.0091186 | #REF! | #REF! | #REF! |  | #N/A | #REF! | #REF!
061000053 | East Chocolate Bayou (E103-00-00) | Further study including Atlas 14 rainfall incorporation and Benefit Cost Analysis of proposed channel modifications included in the City of Pearland master drainage plan. | No | 0 | Yes | 1 | 0 | #REF! | 0 | #REF! | 0 | #REF! | 0 | #REF! | 0 | #REF! | 0 | #REF! | 0 | #REF! | 0 | #REF! | 0 | #REF! | 0 | #REF! | 0 | #REF! | 0.01353 | #REF! | 3.0561e-07 | #REF! | 0 | #REF! | 0 | #REF! | #REF! | #REF! |  | #N/A | #REF! | #REF!
061000054 | Cannon Ditch Segment 2 | Further study including Atlas 14 rainfall incorporation and Benefit Cost Analysis of proposed channel modifications included in the City of Pearland master drainage plan. | No | 0 | Yes | 1 | 574 | #REF! | 0.063787 | #REF! | 342 | #REF! | 0.05113 | #REF! | 814 | #REF! | 0.00029876 | #REF! | 0 | #REF! | 0 | #REF! | 0 | #REF! | 0 | #REF! | 0 | #REF! | 2.7788 | #REF! | 6.2766e-05 | #REF! | 26.8471 | #REF! | 0.0015589 | #REF! | #REF! | #REF! |  | #N/A | #REF! | #REF!
061000055 | City of Galveston Coastal Road Elevation | Elevate coastal roads to better protect public during evacuation and to protect the roads from flood damage, where feasible. | No | 0 | Yes | 1 | 21858 | #REF! | 2.429 | #REF! | 19143 | #REF! | 2.8619 | #REF! | 93583 | #REF! | 0.034347 | #REF! | 509 | #REF! | 0.071781 | #REF! | 0 | #REF! | 0 | #REF! | 0 | #REF! | 408.6275 | #REF! | 0.0092298 | #REF! | 260.8823 | #REF! | 0.015148 | #REF! | #REF! | #REF! |  | #N/A | #REF! | #REF!
061000056 | Mary's Creek Lower Segment | Study to develop project into a FMP. Project will provide a 25-year LOS; Channel modifications from SH35 to downstream of Pearland Pkwy. and 1670 ac-ft mitigation. | No | 0 | Yes | 1 | 75 | #REF! | 0.0083345 | #REF! | 60 | #REF! | 0.0089702 | #REF! | 554 | #REF! | 0.00020333 | #REF! | 1 | #REF! | 0.00014102 | #REF! | 1 | #REF! | 9.1224e-05 | #REF! | 1 | #REF! | 2.6327 | #REF! | 5.9466e-05 | #REF! | 0.4433 | #REF! | 2.5741e-05 | #REF! | #REF! | #REF! |  | #N/A | #REF! | #REF!
061000057 | Hickory Slough (Upper Segment) | Further study including Atlas 14 rainfall incorporation and Benefit Cost Analysis of proposed channel modifications included in the City of Pearland master drainage plan. | No | 0 | Yes | 1 | 413 | #REF! | 0.045896 | #REF! | 91 | #REF! | 0.013605 | #REF! | 1269 | #REF! | 0.00046575 | #REF! | 4 | #REF! | 0.0005641 | #REF! | 0 | #REF! | 0 | #REF! | 0 | #REF! | 1.5613 | #REF! | 3.5266e-05 | #REF! | 6.484 | #REF! | 0.0003765 | #REF! | #REF! | #REF! |  | #N/A | #REF! | #REF!
061000059 | City of Manvel Gates Loop Subdivision Drainage Improvement | Further study proposed Gates Loop subdivision drainage improvement. | No | 0 | Yes | 1 | 0 | #REF! | 0 | #REF! | 0 | #REF! | 0 | #REF! | 0 | #REF! | 0 | #REF! | 0 | #REF! | 0 | #REF! | 0 | #REF! | 0 | #REF! | 0 | #REF! | 0 | #REF! | 0 | #REF! | 0 | #REF! | 0 | #REF! | #REF! | #REF! |  | #N/A | #REF! | #REF!
061000060 | Hickory Slough Middle Segment | Further study including Atlas 14 rainfall incorporation and Benefit Cost Analysis of proposed channel modifications included in the City of Pearland master drainage plan. | No | 0 | Yes | 1 | 353 | #REF! | 0.039228 | #REF! | 215 | #REF! | 0.032143 | #REF! | 1596 | #REF! | 0.00058577 | #REF! | 0 | #REF! | 0 | #REF! | 0 | #REF! | 0 | #REF! | 0 | #REF! | 4.0868 | #REF! | 9.2309e-05 | #REF! | 8.2091 | #REF! | 0.00047667 | #REF! | #REF! | #REF! |  | #N/A | #REF! | #REF!
061000061 | Mary's Creek Upper Segment | Further study including Atlas 14 rainfall incorporation and Benefit Cost Analysis of proposed channel modifications included in the City of Pearland master drainage plan. | No | 0 | Yes | 1 | 0 | #REF! | 0 | #REF! | 0 | #REF! | 0 | #REF! | 0 | #REF! | 0 | #REF! | 0 | #REF! | 0 | #REF! | 0 | #REF! | 0 | #REF! | 0 | #REF! | 0 | #REF! | 0 | #REF! | 0 | #REF! | 0 | #REF! | #REF! | #REF! |  | #N/A | #REF! | #REF!
061000063 | Mary's Creek Middle Segment | Further study including Atlas 14 rainfall incorporation and Benefit Cost Analysis of proposed channel modifications included in the City of Pearland master drainage plan. | No | 0 | Yes | 1 | 994 | #REF! | 0.11046 | #REF! | 745 | #REF! | 0.11138 | #REF! | 2861 | #REF! | 0.00105 | #REF! | 5 | #REF! | 0.00070512 | #REF! | 0 | #REF! | 0 | #REF! | 0 | #REF! | 19.2827 | #REF! | 0.00043554 | #REF! | 9.7307 | #REF! | 0.00056502 | #REF! | #REF! | #REF! |  | #N/A | #REF! | #REF!
061000064 | Mustang Bayou Middle Segment | Further study including Atlas 14 rainfall incorporation and Benefit Cost Analysis of proposed channel modifications included in the City of Pearland master drainage plan. | No | 0 | Yes | 1 | 257 | #REF! | 0.02856 | #REF! | 202 | #REF! | 0.0302 | #REF! | 2051 | #REF! | 0.00075276 | #REF! | 1 | #REF! | 0.00014102 | #REF! | 0 | #REF! | 0 | #REF! | 0 | #REF! | 5.6158 | #REF! | 0.00012685 | #REF! | 39.2909 | #REF! | 0.0022815 | #REF! | #REF! | #REF! |  | #N/A | #REF! | #REF!
061000065 | Hickory Slough Lower Segment | Further study including Atlas 14 rainfall incorporation and Benefit Cost Analysis of proposed channel modifications included in the City of Pearland master drainage plan. | No | 0 | Yes | 1 | 424 | #REF! | 0.047118 | #REF! | 377 | #REF! | 0.056363 | #REF! | 1648 | #REF! | 0.00060485 | #REF! | 0 | #REF! | 0 | #REF! | 0 | #REF! | 0 | #REF! | 0 | #REF! | 6.2576 | #REF! | 0.00014134 | #REF! | 4.7694 | #REF! | 0.00027694 | #REF! | #REF! | #REF! |  | #N/A | #REF! | #REF!
061000066 | Mustang Bayou Upper Segment | Further study including Atlas 14 rainfall incorporation and Benefit Cost Analysis of proposed channel modifications included in the City of Pearland master drainage plan. | No | 0 | Yes | 1 | 415 | #REF! | 0.046118 | #REF! | 367 | #REF! | 0.054868 | #REF! | 778 | #REF! | 0.00028554 | #REF! | 0 | #REF! | 0 | #REF! | 3 | #REF! | 0.00027367 | #REF! | 3 | #REF! | 4.4755 | #REF! | 0.00010109 | #REF! | 19.5139 | #REF! | 0.0011331 | #REF! | #REF! | #REF! |  | #N/A | #REF! | #REF!
061000067 | City of Alvin Dickinson Bayou Watershed Study | Study of Dickinson Bayou Watershed to determine drainage improvement alternatives. | No | 0 | Yes | 1 | 3445 | #REF! | 0.38283 | #REF! | 2605 | #REF! | 0.38946 | #REF! | 21569 | #REF! | 0.0079163 | #REF! | 18 | #REF! | 0.0025384 | #REF! | 0 | #REF! | 0 | #REF! | 0 | #REF! | 56.8068 | #REF! | 0.0012831 | #REF! | 262.2956 | #REF! | 0.01523 | #REF! | #REF! | #REF! |  | #N/A | #REF! | #REF!
061000069 | City of Galveston Shoreline Protection | Further study and FMP development of a proposed shoreline protection for areas prone to coastal erosion. | No | 0 | Yes | 1 | 21858 | #REF! | 2.429 | #REF! | 19143 | #REF! | 2.8619 | #REF! | 93583 | #REF! | 0.034347 | #REF! | 509 | #REF! | 0.071781 | #REF! | 0 | #REF! | 0 | #REF! | 0 | #REF! | 408.6275 | #REF! | 0.0092298 | #REF! | 260.8823 | #REF! | 0.015148 | #REF! | #REF! | #REF! |  | #N/A | #REF! | #REF!
061000070 | Cowart Creek Segment 16 | Further study including Atlas 14 rainfall incorporation and Benefit Cost Analysis of proposed channel modifications included in the City of Pearland master drainage plan. | No | 0 | Yes | 1 | 150 | #REF! | 0.016669 | #REF! | 123 | #REF! | 0.018389 | #REF! | 313 | #REF! | 0.00011488 | #REF! | 0 | #REF! | 0 | #REF! | 0 | #REF! | 0 | #REF! | 0 | #REF! | 1.1001 | #REF! | 2.4848e-05 | #REF! | 7.8175 | #REF! | 0.00045393 | #REF! | #REF! | #REF! |  | #N/A | #REF! | #REF!
061000071 | City of Galveston Dune Restoration | Study of dune system to determine needs and flood damage reduction potential of restoration. | No | 0 | Yes | 1 | 21858 | #REF! | 2.429 | #REF! | 19143 | #REF! | 2.8619 | #REF! | 93583 | #REF! | 0.034347 | #REF! | 509 | #REF! | 0.071781 | #REF! | 0 | #REF! | 0 | #REF! | 0 | #REF! | 408.6275 | #REF! | 0.0092298 | #REF! | 260.8823 | #REF! | 0.015148 | #REF! | #REF! | #REF! |  | #N/A | #REF! | #REF!
061000072 | City of Hillcrest Village Engineering Survey | Conduct an engineering assessment to establish proper drainage for 24 Homes located in the high risk flood Zone. | No | 0 | Yes | 1 | 128 | #REF! | 0.014224 | #REF! | 121 | #REF! | 0.01809 | #REF! | 333 | #REF! | 0.00012222 | #REF! | 1 | #REF! | 0.00014102 | #REF! | 0 | #REF! | 0 | #REF! | 0 | #REF! | 2.0718 | #REF! | 4.6796e-05 | #REF! | 0.13477 | #REF! | 7.8258e-06 | #REF! | #REF! | #REF! |  | #N/A | #REF! | #REF!
061000076 | Dredging Cedar Bayou | Study of proposed Cedar Bayou dredging to determine flood risk reduction potential. | No | 0 | Yes | 1 | 119 | #REF! | 0.013224 | #REF! | 44 | #REF! | 0.0065781 | #REF! | 735 | #REF! | 0.00026976 | #REF! | 0 | #REF! | 0 | #REF! | 0 | #REF! | 0 | #REF! | 0 | #REF! | 6.2904 | #REF! | 0.00014208 | #REF! | 341.0837 | #REF! | 0.019805 | #REF! | #REF! | #REF! |  | #N/A | #REF! | #REF!
061000078 | Dam and Levee Failure Inundation Map Update | Study by each jurisdiction to update their dam and levee failure inundation maps to identify the probability and impact of a dam and levee failures. | No | 0 | Yes | 1 | 18848 | #REF! | 2.0945 | #REF! | 14344 | #REF! | 2.1445 | #REF! | 65547 | #REF! | 0.024057 | #REF! | 248 | #REF! | 0.034974 | #REF! | 0 | #REF! | 0 | #REF! | 0 | #REF! | 328.0633 | #REF! | 0.0074101 | #REF! | 8584.1602 | #REF! | 0.49845 | #REF! | #REF! | #REF! |  | #N/A | #REF! | #REF!
061000080 | Replace the Tiki Drive bridge with improved, hardened bridge to withstand storm surge and debris. | Further study of proposed Tiki Drive bridge modifications. | No | 0 | Yes | 1 | 1006 | #REF! | 0.11179 | #REF! | 978 | #REF! | 0.14621 | #REF! | 1721 | #REF! | 0.00063164 | #REF! | 6 | #REF! | 0.00084614 | #REF! | 0 | #REF! | 0 | #REF! | 0 | #REF! | 9.6374 | #REF! | 0.00021768 | #REF! | 3.911 | #REF! | 0.0002271 | #REF! | #REF! | #REF! |  | #N/A | #REF! | #REF!
061000082 | Stream and River Flood Program | Conduct a flood mitigation outreach program using information from the river and stream flood study to increase awareness of specific riverine flooding problems and provide guidance on mitigation in affected communities. | No | 0 | Yes | 1 | 1067 | #REF! | 0.11857 | #REF! | 708 | #REF! | 0.10585 | #REF! | 2410 | #REF! | 0.00088452 | #REF! | 6 | #REF! | 0.00084614 | #REF! | 19 | #REF! | 0.0017333 | #REF! | 19 | #REF! | 40.9138 | #REF! | 0.00092413 | #REF! | 1357.3173 | #REF! | 0.078814 | #REF! | #REF! | #REF! |  | #N/A | #REF! | #REF!
061000083 | Liberty County Drainage Projects | Further study of proposed drainage projects throughout the county- including adding ditches, detention ponds and detention basins in identified locations throughout the county in order to improve drainage. | No | 0 | Yes | 1 | 3618 | #REF! | 0.40206 | #REF! | 2271 | #REF! | 0.33952 | #REF! | 4854 | #REF! | 0.0017815 | #REF! | 8 | #REF! | 0.0011282 | #REF! | 7 | #REF! | 0.00063857 | #REF! | 7 | #REF! | 144.1685 | #REF! | 0.0032564 | #REF! | 1379.4773 | #REF! | 0.080101 | #REF! | #REF! | #REF! |  | #N/A | #REF! | #REF!
061000084 | City of Bayou Vista Master Drainage Plan | Study to develop Master Drainage Plan using future and existing land use and flood/storm water drainage needs including Atlas 14 rainfall. | Yes | 100 | Yes | 1 | 1122 | #REF! | 0.12468 | #REF! | 1095 | #REF! | 0.16371 | #REF! | 1502 | #REF! | 0.00055127 | #REF! | 3 | #REF! | 0.00042307 | #REF! | 0 | #REF! | 0 | #REF! | 0 | #REF! | 7.7089 | #REF! | 0.00017412 | #REF! | 0 | #REF! | 0 | #REF! | #REF! | #REF! |  | #N/A | #REF! | #REF!
061000085 | Cane Island Branch- Alt 2 | Further study and FMP development of proposed channel modifications to Cane Island Branch including Atlas 14 rainfall. | No | 0 | Yes | 1 | 546 | #REF! | 0.060675 | #REF! | 444 | #REF! | 0.066379 | #REF! | 2216 | #REF! | 0.00081332 | #REF! | 8 | #REF! | 0.0011282 | #REF! | 4 | #REF! | 0.0003649 | #REF! | 4 | #REF! | 10.0267 | #REF! | 0.00022648 | #REF! | 21.6526 | #REF! | 0.0012573 | #REF! | #REF! | #REF! |  | #N/A | #REF! | #REF!
061000086 | Property Protection, Structural Project | Generate base flood elevation data for flood map revisions. Use floodplain study to identify future mitigation activities to improve water ways and flood carrying capacities. Area to include approximately 4 miles of floodway in New Waverly. | No | 0 | Yes | 1 | 23 | #REF! | 0.0025559 | #REF! | 18 | #REF! | 0.0026911 | #REF! | 19 | #REF! | 6.9734e-06 | #REF! | 0 | #REF! | 0 | #REF! | 0 | #REF! | 0 | #REF! | 0 | #REF! | 0.47711 | #REF! | 1.0777e-05 | #REF! | 0.88809 | #REF! | 5.1568e-05 | #REF! | #REF! | #REF! |  | #N/A | #REF! | #REF!
061000087 | City of La Maque - East Side Storm water detention | Feasibility study and a drainage analysis of the new pond row acquisition and associated conveyance improvements on a part of 10 acres of land. | No | 0 | Yes | 1 | 829 | #REF! | 0.092125 | #REF! | 767 | #REF! | 0.11467 | #REF! | 1612 | #REF! | 0.00059164 | #REF! | 8 | #REF! | 0.0011282 | #REF! | 1 | #REF! | 9.1224e-05 | #REF! | 1 | #REF! | 31.1141 | #REF! | 0.00070278 | #REF! | 37.8494 | #REF! | 0.0021978 | #REF! | #REF! | #REF! |  | #N/A | #REF! | #REF!
061000088 | City of League City - Kansas Street Drainage | Further study and FMP development of proposed street drainage modifications to Kansas Street. | No | 0 | Yes | 1 | 5251 | #REF! | 0.58353 | #REF! | 4835 | #REF! | 0.72285 | #REF! | 20978 | #REF! | 0.0076994 | #REF! | 25 | #REF! | 0.0035256 | #REF! | 2 | #REF! | 0.00018245 | #REF! | 2 | #REF! | 104.5637 | #REF! | 0.0023618 | #REF! | 1308.1912 | #REF! | 0.075961 | #REF! | #REF! | #REF! |  | #N/A | #REF! | #REF!
061000089 | Update City of Friendswood Storm Surge Maps to Reflect the NWS Predictions | Study to update city storm surge maps based upon the NWS predicted storm surge and projected track for landfall. The new maps may more accurately display water depth in areas within the city. | No | 0 | Yes | 1 | 1680 | #REF! | 0.18669 | #REF! | 1601 | #REF! | 0.23935 | #REF! | 5467 | #REF! | 0.0020065 | #REF! | 2 | #REF! | 0.00028205 | #REF! | 5 | #REF! | 0.00045612 | #REF! | 5 | #REF! | 37.7204 | #REF! | 0.000852 | #REF! | 18.3731 | #REF! | 0.0010669 | #REF! | #REF! | #REF! |  | #N/A | #REF! | #REF!
061000091 | #N/A | #N/A | #N/A | #N/A | #N/A | #N/A | #N/A | #N/A | #N/A | #N/A | #N/A | #N/A | #N/A | #N/A | #N/A | #N/A | #N/A | #N/A | #N/A | #N/A | #N/A | #N/A | #N/A | #N/A | #N/A | #N/A | #N/A | #N/A | #N/A | #N/A | #N/A | #N/A | #N/A | #N/A | #N/A | #N/A | #N/A | #N/A |  | #N/A | #N/A | #N/A
061000094 | City of Sante Fe - Storm Water Detention & Widening Drainage System and Cuvlerts Study | Study to plan for storm sewer detention and drainage system modifications. | No | 0 | Yes | 1 | 400 | #REF! | 0.044451 | #REF! | 306 | #REF! | 0.045748 | #REF! | 798 | #REF! | 0.00029288 | #REF! | 1 | #REF! | 0.00014102 | #REF! | 9 | #REF! | 0.00082102 | #REF! | 9 | #REF! | 4.1224 | #REF! | 9.3114e-05 | #REF! | 12.1216 | #REF! | 0.00070385 | #REF! | #REF! | #REF! |  | #N/A | #REF! | #REF!
061000096 | #N/A | #N/A | #N/A | #N/A | #N/A | #N/A | #N/A | #N/A | #N/A | #N/A | #N/A | #N/A | #N/A | #N/A | #N/A | #N/A | #N/A | #N/A | #N/A | #N/A | #N/A | #N/A | #N/A | #N/A | #N/A | #N/A | #N/A | #N/A | #N/A | #N/A | #N/A | #N/A | #N/A | #N/A | #N/A | #N/A | #N/A | #N/A |  | #N/A | #N/A | #N/A
061000097 | League City - Stormwater Drainage Improvement- Interurban & Newport ditch | Further study of proposed slope paving (concrete lining) improvements. | No | 0 | Yes | 1 | 5251 | #REF! | 0.58353 | #REF! | 4835 | #REF! | 0.72285 | #REF! | 20978 | #REF! | 0.0076994 | #REF! | 25 | #REF! | 0.0035256 | #REF! | 2 | #REF! | 0.00018245 | #REF! | 2 | #REF! | 104.5637 | #REF! | 0.0023618 | #REF! | 1308.1912 | #REF! | 0.075961 | #REF! | #REF! | #REF! |  | #N/A | #REF! | #REF!
061000098 | Study of Texas City Hurricane Flood Protection Project | Corp of Engineers study of the Texas City Hurricane Flood Protection Project to improve the current levee system to provide protection from category 5 storm. | No | 0 | Yes | 1 | 48570 | #REF! | 5.3975 | #REF! | 42185 | #REF! | 6.3068 | #REF! | 171395 | #REF! | 0.062906 | #REF! | 681 | #REF! | 0.096037 | #REF! | 30 | #REF! | 0.0027367 | #REF! | 30 | #REF! | 910.3509 | #REF! | 0.020562 | #REF! | 3412.0249 | #REF! | 0.19812 | #REF! | #REF! | #REF! |  | #N/A | #REF! | #REF!
061000102 | Raise Road Surfaces in City of Plum Grove | Further evaluation of road surface elevation. | No | 0 | Yes | 1 | 363 | #REF! | 0.040339 | #REF! | 267 | #REF! | 0.039917 | #REF! | 589 | #REF! | 0.00021618 | #REF! | 1 | #REF! | 0.00014102 | #REF! | 0 | #REF! | 0 | #REF! | 0 | #REF! | 8.9818 | #REF! | 0.00020287 | #REF! | 9.2176 | #REF! | 0.00053523 | #REF! | #REF! | #REF! |  | #N/A | #REF! | #REF!
061000103 | Highland Terrace Drainage | Further study of slope paving a portion of the drainage ditch north of FM 518, with probable wetland mitigation and lowering pavement section of Highland Terrace Drive. | No | 0 | Yes | 1 | 5251 | #REF! | 0.58353 | #REF! | 4835 | #REF! | 0.72285 | #REF! | 20978 | #REF! | 0.0076994 | #REF! | 25 | #REF! | 0.0035256 | #REF! | 2 | #REF! | 0.00018245 | #REF! | 2 | #REF! | 104.5637 | #REF! | 0.0023618 | #REF! | 1308.1912 | #REF! | 0.075961 | #REF! | #REF! | #REF! |  | #N/A | #REF! | #REF!
061000104 | Sunmeadow Drainage Improvements Phase 2 | Further study of component of 1993 master Drainage Plan Phase 1. Initial phase of project completed in 2005. Upsizing storm sewer system to reduce potential flooding. Include Atlas 14 rainfalls. | No | 0 | Yes | 1 | 363 | #REF! | 0.040339 | #REF! | 267 | #REF! | 0.039917 | #REF! | 589 | #REF! | 0.00021618 | #REF! | 1 | #REF! | 0.00014102 | #REF! | 0 | #REF! | 0 | #REF! | 0 | #REF! | 8.9818 | #REF! | 0.00020287 | #REF! | 9.2176 | #REF! | 0.00053523 | #REF! | #REF! | #REF! |  | #N/A | #REF! | #REF!
061000105 | #N/A | #N/A | #N/A | #N/A | #N/A | #N/A | #N/A | #N/A | #N/A | #N/A | #N/A | #N/A | #N/A | #N/A | #N/A | #N/A | #N/A | #N/A | #N/A | #N/A | #N/A | #N/A | #N/A | #N/A | #N/A | #N/A | #N/A | #N/A | #N/A | #N/A | #N/A | #N/A | #N/A | #N/A | #N/A | #N/A | #N/A | #N/A |  | #N/A | #N/A | #N/A
061000107 | Storm water detention ponds & Widening of drainage systems feasibility study | Study of area to identify problem areas and recommend flood mitigation alternatives that consider detention ponds & widening drainage systems. | No | 0 | Yes | 1 | 48570 | #REF! | 5.3975 | #REF! | 42185 | #REF! | 6.3068 | #REF! | 171395 | #REF! | 0.062906 | #REF! | 681 | #REF! | 0.096037 | #REF! | 30 | #REF! | 0.0027367 | #REF! | 30 | #REF! | 910.3509 | #REF! | 0.020562 | #REF! | 3412.0249 | #REF! | 0.19812 | #REF! | #REF! | #REF! |  | #N/A | #REF! | #REF!
061000115 | Stormwater Drainage Improvement- Nottingham ditch | Further study of proposed slope paving (concrete lining) improvements. Still in planning, consultant hired. Design complete and pending construction funding. | No | 0 | Yes | 1 | 5251 | #REF! | 0.58353 | #REF! | 4835 | #REF! | 0.72285 | #REF! | 20978 | #REF! | 0.0076994 | #REF! | 25 | #REF! | 0.0035256 | #REF! | 2 | #REF! | 0.00018245 | #REF! | 2 | #REF! | 104.5637 | #REF! | 0.0023618 | #REF! | 1308.1912 | #REF! | 0.075961 | #REF! | #REF! | #REF! |  | #N/A | #REF! | #REF!
061000116 | Remedy Data Deficiency in City of New Waverly | Conduct a proper risk assessment of the dams residents suspect are causing upstream flooding, and determine all potential inundation areas. | No | 0 | Yes | 1 | 23 | #REF! | 0.0025559 | #REF! | 18 | #REF! | 0.0026911 | #REF! | 19 | #REF! | 6.9734e-06 | #REF! | 0 | #REF! | 0 | #REF! | 0 | #REF! | 0 | #REF! | 0 | #REF! | 0.47711 | #REF! | 1.0777e-05 | #REF! | 0.88809 | #REF! | 5.1568e-05 | #REF! | #REF! | #REF! |  | #N/A | #REF! | #REF!
061000117 | City of Bayou Vista - Drainage Improvement Program | Study to develop drainage improvement program to reduce standing water and runoff, and reduce minor flooding for residents located in District No. 12. | No | 0 | Yes | 1 | 1123 | #REF! | 0.1248 | #REF! | 1095 | #REF! | 0.16371 | #REF! | 1508 | #REF! | 0.00055347 | #REF! | 3 | #REF! | 0.00042307 | #REF! | 0 | #REF! | 0 | #REF! | 0 | #REF! | 7.465 | #REF! | 0.00016861 | #REF! | 0 | #REF! | 0 | #REF! | #REF! | #REF! |  | #N/A | #REF! | #REF!
061000118 | Stormwater Drainage Improvement- Bradshaw Rd | Further study of proposed slope paving (concrete lining) improvements. Southwest from SH 3 to the north line of CCISD's Elem. School #25. Pending Funding. | No | 0 | Yes | 1 | 5251 | #REF! | 0.58353 | #REF! | 4835 | #REF! | 0.72285 | #REF! | 20978 | #REF! | 0.0076994 | #REF! | 25 | #REF! | 0.0035256 | #REF! | 2 | #REF! | 0.00018245 | #REF! | 2 | #REF! | 104.5637 | #REF! | 0.0023618 | #REF! | 1308.1912 | #REF! | 0.075961 | #REF! | #REF! | #REF! |  | #N/A | #REF! | #REF!
061000119 | Shellside Drainage Improvements | Further study of proposed drainage improvements to Shellside. | No | 0 | Yes | 1 | 5251 | #REF! | 0.58353 | #REF! | 4835 | #REF! | 0.72285 | #REF! | 20978 | #REF! | 0.0076994 | #REF! | 25 | #REF! | 0.0035256 | #REF! | 2 | #REF! | 0.00018245 | #REF! | 2 | #REF! | 104.5637 | #REF! | 0.0023618 | #REF! | 1308.1912 | #REF! | 0.075961 | #REF! | #REF! | #REF! |  | #N/A | #REF! | #REF!
061000120 | Evaluation of Culvert Enlargement and Bridge Elevation in Grimes County | Study to identify flood-prone areas and mitigate the flooding problem by enlarging culverts under roads and bridges. | No | 0 | Yes | 1 | 145 | #REF! | 0.016113 | #REF! | 76 | #REF! | 0.011362 | #REF! | 120 | #REF! | 4.4043e-05 | #REF! | 0 | #REF! | 0 | #REF! | 1 | #REF! | 9.1224e-05 | #REF! | 1 | #REF! | 10.8063 | #REF! | 0.00024408 | #REF! | 151.2735 | #REF! | 0.0087838 | #REF! | #REF! | #REF! |  | #N/A | #REF! | #REF!
061000121 | Widen Drainage Systems and Culverts in City of Kemah | Further study to widen drainage systems and increase culvert size to accommodate increased water flows. Coordinate efforts with water district. | No | 0 | Yes | 1 | 562 | #REF! | 0.062454 | #REF! | 425 | #REF! | 0.063539 | #REF! | 3492 | #REF! | 0.0012816 | #REF! | 7 | #REF! | 0.00098717 | #REF! | 0 | #REF! | 0 | #REF! | 0 | #REF! | 12.0059 | #REF! | 0.00027118 | #REF! | 0.72297 | #REF! | 4.198e-05 | #REF! | #REF! | #REF! |  | #N/A | #REF! | #REF!
061000122 | Widen Drainage Systems and Culverts in City of Clear Lake Shores | Further study to widen drainage systems and increase culvert size to accommodate increased water flows. Coordinate efforts with water district. | No | 0 | No | 0 | 633 | #REF! | 0.070344 | #REF! | 529 | #REF! | 0.079087 | #REF! | 3407 | #REF! | 0.0012504 | #REF! | 4 | #REF! | 0.0005641 | #REF! | 0 | #REF! | 0 | #REF! | 0 | #REF! | 8.8208 | #REF! | 0.00019924 | #REF! | 0 | #REF! | 0 | #REF! | #REF! | #REF! |  | #N/A | #REF! | #REF!
061000123 | #N/A | #N/A | #N/A | #N/A | #N/A | #N/A | #N/A | #N/A | #N/A | #N/A | #N/A | #N/A | #N/A | #N/A | #N/A | #N/A | #N/A | #N/A | #N/A | #N/A | #N/A | #N/A | #N/A | #N/A | #N/A | #N/A | #N/A | #N/A | #N/A | #N/A | #N/A | #N/A | #N/A | #N/A | #N/A | #N/A | #N/A | #N/A |  | #N/A | #N/A | #N/A
061000124 | Replace Existing Culverts in City of Arcola | Evaluation of proposed culvert replacement. | No | 0 | Yes | 1 | 41 | #REF! | 0.0045562 | #REF! | 37 | #REF! | 0.0055316 | #REF! | 39 | #REF! | 1.4314e-05 | #REF! | 0 | #REF! | 0 | #REF! | 0 | #REF! | 0 | #REF! | 0 | #REF! | 0.21682 | #REF! | 4.8973e-06 | #REF! | 1.2274 | #REF! | 7.127e-05 | #REF! | #REF! | #REF! |  | #N/A | #REF! | #REF!
061000125 | Update Liberty County Floodplain Maps | Study by participating jurisdictions to update floodway maps throughout the county, including Atlas 14 rainfalls. | No | 0 | Yes | 1 | 3618 | #REF! | 0.40206 | #REF! | 2271 | #REF! | 0.33952 | #REF! | 4854 | #REF! | 0.0017815 | #REF! | 8 | #REF! | 0.0011282 | #REF! | 7 | #REF! | 0.00063857 | #REF! | 7 | #REF! | 144.1685 | #REF! | 0.0032564 | #REF! | 1379.4773 | #REF! | 0.080101 | #REF! | #REF! | #REF! |  | #N/A | #REF! | #REF!
061000129 | Waller County Flood Damage Prevention Planning | Establish watershed-based planning and studies to address flood hazards with neighborhing and constituent communities. | No | 0 | Yes | 1 | 1067 | #REF! | 0.11857 | #REF! | 708 | #REF! | 0.10585 | #REF! | 2410 | #REF! | 0.00088452 | #REF! | 6 | #REF! | 0.00084614 | #REF! | 19 | #REF! | 0.0017333 | #REF! | 19 | #REF! | 40.9138 | #REF! | 0.00092413 | #REF! | 1357.3173 | #REF! | 0.078814 | #REF! | #REF! | #REF! |  | #N/A | #REF! | #REF!
061000130 | Hostetter and Gourd Creek Bridges Elevation Evaluation | Further study to elevate and install culverts on Hostetter and Gourd Creek roadways to prevent flooding and/or flood damage on roadway. | No | 0 | Yes | 1 | 1169 | #REF! | 0.12991 | #REF! | 1023 | #REF! | 0.15294 | #REF! | 1900 | #REF! | 0.00069734 | #REF! | 0 | #REF! | 0 | #REF! | 2 | #REF! | 0.00018245 | #REF! | 2 | #REF! | 10.2225 | #REF! | 0.0002309 | #REF! | 25.4577 | #REF! | 0.0014782 | #REF! | #REF! | #REF! |  | #N/A | #REF! | #REF!
061000131 | Implemention Study of Storm Sewer System Re-engineering in City of Kemah | Study of storm sewer system re-engineering and follow-up construction project to mitigate flood related impacts. | No | 0 | Yes | 1 | 562 | #REF! | 0.062454 | #REF! | 425 | #REF! | 0.063539 | #REF! | 3492 | #REF! | 0.0012816 | #REF! | 7 | #REF! | 0.00098717 | #REF! | 0 | #REF! | 0 | #REF! | 0 | #REF! | 12.0059 | #REF! | 0.00027118 | #REF! | 0.72297 | #REF! | 4.198e-05 | #REF! | #REF! | #REF! |  | #N/A | #REF! | #REF!
061000134 | Corp of Engineers study of the Galveston County Water Reservoir Dam and Levee system | Review findings of potential breach to dam/levee system and develop/implement mitigation actions as applicable. | No | 0 | Yes | 1 | 48570 | #REF! | 5.3975 | #REF! | 42185 | #REF! | 6.3068 | #REF! | 171395 | #REF! | 0.062906 | #REF! | 681 | #REF! | 0.096037 | #REF! | 30 | #REF! | 0.0027367 | #REF! | 30 | #REF! | 910.3509 | #REF! | 0.020562 | #REF! | 3412.0249 | #REF! | 0.19812 | #REF! | #REF! | #REF! |  | #N/A | #REF! | #REF!
061000135 | Recanalization Feasibility Study | Dechannelize existing feeder creeks that flow from north to south and improve drainage for strom water runoff. | No | 0 | Yes | 1 | 3618 | #REF! | 0.40206 | #REF! | 2271 | #REF! | 0.33952 | #REF! | 4854 | #REF! | 0.0017815 | #REF! | 8 | #REF! | 0.0011282 | #REF! | 7 | #REF! | 0.00063857 | #REF! | 7 | #REF! | 144.1685 | #REF! | 0.0032564 | #REF! | 1379.4773 | #REF! | 0.080101 | #REF! | #REF! | #REF! |  | #N/A | #REF! | #REF!
061000136 | Corp of Engineers study of the Galveston County Water Reservoir Dam and Levee system | Review findings of potential breach to dam/levee system and develop/implement mitigation actions as applicable. | No | 0 | Yes | 1 | 52 | #REF! | 0.0057786 | #REF! | 37 | #REF! | 0.0055316 | #REF! | 44 | #REF! | 1.6149e-05 | #REF! | 0 | #REF! | 0 | #REF! | 0 | #REF! | 0 | #REF! | 0 | #REF! | 3.3016 | #REF! | 7.4574e-05 | #REF! | 6.1741 | #REF! | 0.00035851 | #REF! | #REF! | #REF! |  | #N/A | #REF! | #REF!
061000137 | Corp of Engineers study of the Galveston County Water Reservoir Dam and Levee system | Review findings of potential breach to dam/levee system and develop/implement mitigation actions as applicable. | No | 0 | Yes | 1 | 633 | #REF! | 0.070344 | #REF! | 529 | #REF! | 0.079087 | #REF! | 3407 | #REF! | 0.0012504 | #REF! | 4 | #REF! | 0.0005641 | #REF! | 0 | #REF! | 0 | #REF! | 0 | #REF! | 8.8208 | #REF! | 0.00019924 | #REF! | 0 | #REF! | 0 | #REF! | #REF! | #REF! |  | #N/A | #REF! | #REF!
061000138 | Corp of Engineers study of the Galveston County Water Reservoir Dam and Levee system | Review findings of potential breach to dam/levee system and develop/implement mitigation actions as applicable. | No | 0 | Yes | 1 | 829 | #REF! | 0.092125 | #REF! | 767 | #REF! | 0.11467 | #REF! | 1612 | #REF! | 0.00059164 | #REF! | 8 | #REF! | 0.0011282 | #REF! | 1 | #REF! | 9.1224e-05 | #REF! | 1 | #REF! | 31.1141 | #REF! | 0.00070278 | #REF! | 37.8494 | #REF! | 0.0021978 | #REF! | #REF! | #REF! |  | #N/A | #REF! | #REF!
061000139 | City of Arcola Regional Drainage Improvements | Study of repetitive loss and possbile drainage improvements. | No | 0 | Yes | 1 | 41 | #REF! | 0.0045562 | #REF! | 37 | #REF! | 0.0055316 | #REF! | 39 | #REF! | 1.4314e-05 | #REF! | 0 | #REF! | 0 | #REF! | 0 | #REF! | 0 | #REF! | 0 | #REF! | 0.21682 | #REF! | 4.8973e-06 | #REF! | 1.2274 | #REF! | 7.127e-05 | #REF! | #REF! | #REF! |  | #N/A | #REF! | #REF!
061000140 | Elevate Existing Bridge - East Fork San Jacinto River | Evaluate, Design and construct new bridge over east fork san jacinto river on low water bridge road to reduce flooding. | No | 0 | Yes | 1 | 52 | #REF! | 0.0057786 | #REF! | 37 | #REF! | 0.0055316 | #REF! | 44 | #REF! | 1.6149e-05 | #REF! | 0 | #REF! | 0 | #REF! | 0 | #REF! | 0 | #REF! | 0 | #REF! | 3.3016 | #REF! | 7.4574e-05 | #REF! | 6.1741 | #REF! | 0.00035851 | #REF! | #REF! | #REF! |  | #N/A | #REF! | #REF!
061000141 | Southwood Forest Subdivision and Forgotten Forest Subdivision Evaluation | Study to develop a community-wide drainage system in Southwood Forest Subdivision and Forgotten Forest Subdivision. | No | 0 | Yes | 1 | 13 | #REF! | 0.0014447 | #REF! | 13 | #REF! | 0.0019435 | #REF! | 5 | #REF! | 1.8351e-06 | #REF! | 0 | #REF! | 0 | #REF! | 0 | #REF! | 0 | #REF! | 0 | #REF! | 0 | #REF! | 0 | #REF! | 0 | #REF! | 0 | #REF! | #REF! | #REF! |  | #N/A | #REF! | #REF!
061000142 | Shadowbend Drainage Improvements Phase 2 | Further study of component of 1993 master Drainage Plan Phase 1 to include Atlas 14 rainfall. | No | 0 | Yes | 1 | 1680 | #REF! | 0.18669 | #REF! | 1601 | #REF! | 0.23935 | #REF! | 5467 | #REF! | 0.0020065 | #REF! | 2 | #REF! | 0.00028205 | #REF! | 5 | #REF! | 0.00045612 | #REF! | 5 | #REF! | 37.7204 | #REF! | 0.000852 | #REF! | 18.3731 | #REF! | 0.0010669 | #REF! | #REF! | #REF! |  | #N/A | #REF! | #REF!
061000143 | City of Todd Mission Reduction of Floodplain Area Roads and Drainage Upgrade | Analysis of potential upgrades to be made to floodplain-area roads and drainage to reduce flood risk. | No | 0 | Yes | 1 | 17 | #REF! | 0.0018892 | #REF! | 11 | #REF! | 0.0016445 | #REF! | 19 | #REF! | 6.9734e-06 | #REF! | 0 | #REF! | 0 | #REF! | 0 | #REF! | 0 | #REF! | 0 | #REF! | 0 | #REF! | 0 | #REF! | 1.116 | #REF! | 6.4802e-05 | #REF! | #REF! | #REF! |  | #N/A | #REF! | #REF!
061000145 | Jamica Cove Rd. Survey | Engineering assessment needed to determine if elevating the road would reduce future flooding impacts. | No | 0 | Yes | 1 | 1276 | #REF! | 0.1418 | #REF! | 1238 | #REF! | 0.18508 | #REF! | 395 | #REF! | 0.00014497 | #REF! | 4 | #REF! | 0.0005641 | #REF! | 0 | #REF! | 0 | #REF! | 0 | #REF! | 13.8075 | #REF! | 0.00031187 | #REF! | 2.8237 | #REF! | 0.00016396 | #REF! | #REF! | #REF! |  | #N/A | #REF! | #REF!
061000146 | #N/A | #N/A | #N/A | #N/A | #N/A | #N/A | #N/A | #N/A | #N/A | #N/A | #N/A | #N/A | #N/A | #N/A | #N/A | #N/A | #N/A | #N/A | #N/A | #N/A | #N/A | #N/A | #N/A | #N/A | #N/A | #N/A | #N/A | #N/A | #N/A | #N/A | #N/A | #N/A | #N/A | #N/A | #N/A | #N/A | #N/A | #N/A |  | #N/A | #N/A | #N/A
061000147 | Implement Drainage Improvements in City of La Marque | Implement drainage projects that support low maintenance and cleaning of drainage ditches. | No | 0 | Yes | 1 | 829 | #REF! | 0.092125 | #REF! | 767 | #REF! | 0.11467 | #REF! | 1612 | #REF! | 0.00059164 | #REF! | 8 | #REF! | 0.0011282 | #REF! | 1 | #REF! | 9.1224e-05 | #REF! | 1 | #REF! | 31.1141 | #REF! | 0.00070278 | #REF! | 37.8494 | #REF! | 0.0021978 | #REF! | #REF! | #REF! |  | #N/A | #REF! | #REF!
061000148 | Liberty County Culvert Replacement Project | Increase culvert size in identified flood hazard problem areas within Liberty County. | No | 0 | Yes | 1 | 3618 | #REF! | 0.40206 | #REF! | 2271 | #REF! | 0.33952 | #REF! | 4854 | #REF! | 0.0017815 | #REF! | 8 | #REF! | 0.0011282 | #REF! | 7 | #REF! | 0.00063857 | #REF! | 7 | #REF! | 144.1685 | #REF! | 0.0032564 | #REF! | 1379.4773 | #REF! | 0.080101 | #REF! | #REF! | #REF! |  | #N/A | #REF! | #REF!
061000149 | Evaluatin of Increase Height of Existing Levee Wall System in City of La Marque | Increase height of existing Levee wall system to withstand a Category 5 storm surge. | No | 0 | Yes | 1 | 829 | #REF! | 0.092125 | #REF! | 767 | #REF! | 0.11467 | #REF! | 1612 | #REF! | 0.00059164 | #REF! | 8 | #REF! | 0.0011282 | #REF! | 1 | #REF! | 9.1224e-05 | #REF! | 1 | #REF! | 31.1141 | #REF! | 0.00070278 | #REF! | 37.8494 | #REF! | 0.0021978 | #REF! | #REF! | #REF! |  | #N/A | #REF! | #REF!
061000150 | Evaluation of Reinforcement of Critical Facilities in the City of Arcola | Reinforcement of critical facilities to withstand high winds from severe weather. | No | 0 | Yes | 1 | 41 | #REF! | 0.0045562 | #REF! | 37 | #REF! | 0.0055316 | #REF! | 39 | #REF! | 1.4314e-05 | #REF! | 0 | #REF! | 0 | #REF! | 0 | #REF! | 0 | #REF! | 0 | #REF! | 0.21682 | #REF! | 4.8973e-06 | #REF! | 1.2274 | #REF! | 7.127e-05 | #REF! | #REF! | #REF! |  | #N/A | #REF! | #REF!
061000151 | Evaluation of Mitigation Alternatives for Repetietive Flood Claims Properties in Galveston County | Evaluate Mitigation Alternatives of Repetitive Flood Claim Properties in Galveston County. | No | 0 | Yes | 1 | 48570 | #REF! | 5.3975 | #REF! | 42185 | #REF! | 6.3068 | #REF! | 171395 | #REF! | 0.062906 | #REF! | 681 | #REF! | 0.096037 | #REF! | 30 | #REF! | 0.0027367 | #REF! | 30 | #REF! | 910.3509 | #REF! | 0.020562 | #REF! | 3412.0249 | #REF! | 0.19812 | #REF! | #REF! | #REF! |  | #N/A | #REF! | #REF!
061000152 | Cane Island Branch- Alt 1 | Further study of 2,800 ac-ft detention upstream of Pitts road. | No | 0 | Yes | 1 | 546 | #REF! | 0.060675 | #REF! | 444 | #REF! | 0.066379 | #REF! | 2216 | #REF! | 0.00081332 | #REF! | 8 | #REF! | 0.0011282 | #REF! | 4 | #REF! | 0.0003649 | #REF! | 4 | #REF! | 10.0267 | #REF! | 0.00022648 | #REF! | 21.6526 | #REF! | 0.0012573 | #REF! | #REF! | #REF! |  | #N/A | #REF! | #REF!
061000153 | Downtown Cleveland Drainage Line Installation | Further study of proposed larger drainage lines in downtown Cleveland to reduce flooding. | No | 0 | Yes | 1 | 261 | #REF! | 0.029004 | #REF! | 133 | #REF! | 0.019884 | #REF! | 1267 | #REF! | 0.00046502 | #REF! | 0 | #REF! | 0 | #REF! | 1 | #REF! | 9.1224e-05 | #REF! | 1 | #REF! | 27.3291 | #REF! | 0.00061729 | #REF! | 28.8785 | #REF! | 0.0016769 | #REF! | #REF! | #REF! |  | #N/A | #REF! | #REF!
061000156 | Flood Gates Evaluation at Walker County Annex #2 | Evaluation of proposed removable facility flood gates at Walker County Annex #2 | No | 0 | Yes | 1 | 505 | #REF! | 0.056119 | #REF! | 437 | #REF! | 0.065333 | #REF! | 657 | #REF! | 0.00024113 | #REF! | 1 | #REF! | 0.00014102 | #REF! | 2 | #REF! | 0.00018245 | #REF! | 2 | #REF! | 25.4257 | #REF! | 0.0005743 | #REF! | 180.4647 | #REF! | 0.010479 | #REF! | #REF! | #REF! |  | #N/A | #REF! | #REF!
061000158 | City of Bayou Vista Canal Dredging Study | Plan for Canal Dredging to reduce sediment deposited during storm events. Study to develop and implement canal dredging program. | No | 0 | Yes | 1 | 1122 | #REF! | 0.12468 | #REF! | 1095 | #REF! | 0.16371 | #REF! | 1502 | #REF! | 0.00055127 | #REF! | 3 | #REF! | 0.00042307 | #REF! | 0 | #REF! | 0 | #REF! | 0 | #REF! | 7.7089 | #REF! | 0.00017412 | #REF! | 0 | #REF! | 0 | #REF! | #REF! | #REF! |  | #N/A | #REF! | #REF!
061000160 | Liberty County Regional Flood Drainage Plan | Regional drainage study to establish a county wide drainage plan including atlas 14 rainfall. | No | 0 | Yes | 1 | 3618 | #REF! | 0.40206 | #REF! | 2271 | #REF! | 0.33952 | #REF! | 4854 | #REF! | 0.0017815 | #REF! | 8 | #REF! | 0.0011282 | #REF! | 7 | #REF! | 0.00063857 | #REF! | 7 | #REF! | 144.1685 | #REF! | 0.0032564 | #REF! | 1379.4773 | #REF! | 0.080101 | #REF! | #REF! | #REF! |  | #N/A | #REF! | #REF!
061000161 | City of North Cleveland Engineering Study | Study to identify drainage improvements in the City of North Cleveland. | No | 0 | Yes | 1 | 261 | #REF! | 0.029004 | #REF! | 133 | #REF! | 0.019884 | #REF! | 1267 | #REF! | 0.00046502 | #REF! | 0 | #REF! | 0 | #REF! | 1 | #REF! | 9.1224e-05 | #REF! | 1 | #REF! | 27.3291 | #REF! | 0.00061729 | #REF! | 28.8785 | #REF! | 0.0016769 | #REF! | #REF! | #REF! |  | #N/A | #REF! | #REF!
061000162 | Elevation of Bridge Road in City of North Cleveland | Further study to elevate Bridge road. | No | 0 | Yes | 1 | 261 | #REF! | 0.029004 | #REF! | 133 | #REF! | 0.019884 | #REF! | 1267 | #REF! | 0.00046502 | #REF! | 0 | #REF! | 0 | #REF! | 1 | #REF! | 9.1224e-05 | #REF! | 1 | #REF! | 27.3291 | #REF! | 0.00061729 | #REF! | 28.8785 | #REF! | 0.0016769 | #REF! | #REF! | #REF! |  | #N/A | #REF! | #REF!
061000163 | Galveston County Drainage System Improvement Study | Further study to widen drainage systems and increase culvert size to accommodate increased water flows. Coordinate efforts with water district. | No | 0 | Yes | 1 | 48570 | #REF! | 5.3975 | #REF! | 42185 | #REF! | 6.3068 | #REF! | 171395 | #REF! | 0.062906 | #REF! | 681 | #REF! | 0.096037 | #REF! | 30 | #REF! | 0.0027367 | #REF! | 30 | #REF! | 910.3509 | #REF! | 0.020562 | #REF! | 3412.0249 | #REF! | 0.19812 | #REF! | #REF! | #REF! |  | #N/A | #REF! | #REF!
061000164 | Storm Water Detention Ponds Evalution in the City of Santa Fe | Further study to determine detention ponds/basin could be solution for addressing flood impacts. | No | 0 | Yes | 1 | 400 | #REF! | 0.044451 | #REF! | 306 | #REF! | 0.045748 | #REF! | 798 | #REF! | 0.00029288 | #REF! | 1 | #REF! | 0.00014102 | #REF! | 9 | #REF! | 0.00082102 | #REF! | 9 | #REF! | 4.1224 | #REF! | 9.3114e-05 | #REF! | 12.1216 | #REF! | 0.00070385 | #REF! | #REF! | #REF! |  | #N/A | #REF! | #REF!
061000165 | Drainage System Analysis for City of Santa Fe | Further study to widen drainage systems and increase culvert size to accommodate increased water flows. Coordinate efforts with water district. | No | 0 | Yes | 1 | 400 | #REF! | 0.044451 | #REF! | 306 | #REF! | 0.045748 | #REF! | 798 | #REF! | 0.00029288 | #REF! | 1 | #REF! | 0.00014102 | #REF! | 9 | #REF! | 0.00082102 | #REF! | 9 | #REF! | 4.1224 | #REF! | 9.3114e-05 | #REF! | 12.1216 | #REF! | 0.00070385 | #REF! | #REF! | #REF! |  | #N/A | #REF! | #REF!
061000166 | City of Stafford Run Creek Detention Pond Construction | Further study of proposed detention ponds immediately downstream of Brand Lane and Independence Park. | No | 0 | Yes | 1 | 0 | #REF! | 0 | #REF! | 0 | #REF! | 0 | #REF! | 0 | #REF! | 0 | #REF! | 0 | #REF! | 0 | #REF! | 0 | #REF! | 0 | #REF! | 0 | #REF! | 0 | #REF! | 0 | #REF! | 0 | #REF! | 0 | #REF! | #REF! | #REF! |  | #N/A | #REF! | #REF!
061000167 | City of Cleveland Drainage Improvements | Further study of proposed city of cleveland drainage improvements. | No | 0 | Yes | 1 | 261 | #REF! | 0.029004 | #REF! | 133 | #REF! | 0.019884 | #REF! | 1267 | #REF! | 0.00046502 | #REF! | 0 | #REF! | 0 | #REF! | 1 | #REF! | 9.1224e-05 | #REF! | 1 | #REF! | 27.3291 | #REF! | 0.00061729 | #REF! | 28.8785 | #REF! | 0.0016769 | #REF! | #REF! | #REF! |  | #N/A | #REF! | #REF!
061000168 | San Jacinto Watershed and Tributary Barrier and Flood Mitigation - East County Project | Planning, H&H studies, design, environmental review, and barrier removal for the 98.6 miles of the San Jacinto Watershed and Tributary Barrier and Flood Mitigation-East County project area. | No | 0 | Yes | 1 | 3499 | #REF! | 0.38883 | #REF! | 2371 | #REF! | 0.35447 | #REF! | 4867 | #REF! | 0.0017863 | #REF! | 3 | #REF! | 0.00042307 | #REF! | 1 | #REF! | 9.1224e-05 | #REF! | 1 | #REF! | 101.7907 | #REF! | 0.0022992 | #REF! | 70.6311 | #REF! | 0.0041013 | #REF! | #REF! | #REF! |  | #N/A | #REF! | #REF!
061000169 | San Jacinto Watershed and Tributary Barrier and Flood Mitigation - West County Project | H&H study, design, tributary barrier removal, and environmental assessments for the 96.2 miles of the San Jacinto Watershed and Tributary Barrier and Flood Mitigation-West County project area. | No | 0 | Yes | 1 | 3634 | #REF! | 0.40384 | #REF! | 2863 | #REF! | 0.42803 | #REF! | 12814 | #REF! | 0.004703 | #REF! | 34 | #REF! | 0.0047948 | #REF! | 8 | #REF! | 0.00072979 | #REF! | 8 | #REF! | 89.2062 | #REF! | 0.0020149 | #REF! | 278.8898 | #REF! | 0.016194 | #REF! | #REF! | #REF! |  | #N/A | #REF! | #REF!
061000170 | Spring Gully Watershed Planning Project Near-Term Planning Project: PA03 | Planning-level study needed. PA03 warrented a near-term solution. Flooded structures centralized in a short reach along the main stem O200-00-00 which the best strategy for the area was buyouts. | No | 0 | Yes | 1 | 1883 | #REF! | 0.20925 | #REF! | 1509 | #REF! | 0.2256 | #REF! | 9371 | #REF! | 0.0034394 | #REF! | 64 | #REF! | 0.0090255 | #REF! | 1 | #REF! | 9.1224e-05 | #REF! | 1 | #REF! | 32.8241 | #REF! | 0.00074141 | #REF! | 73.128 | #REF! | 0.0042462 | #REF! | #REF! | #REF! |  | #N/A | #REF! | #REF!
061000171 | Spring Gully Watershed Planning Project- Near-term Planning Project: PA04 | Planning-level study. Lowering WSEL in O203-00-00 to around 29 feet MSL. Most benefit when O203-00-00 and Thompson Road Storm drain system upsized, but Thompson road storm drain design. | No | 0 | Yes | 1 | 1883 | #REF! | 0.20925 | #REF! | 1509 | #REF! | 0.2256 | #REF! | 9371 | #REF! | 0.0034394 | #REF! | 64 | #REF! | 0.0090255 | #REF! | 1 | #REF! | 9.1224e-05 | #REF! | 1 | #REF! | 32.8241 | #REF! | 0.00074141 | #REF! | 73.128 | #REF! | 0.0042462 | #REF! | #REF! | #REF! |  | #N/A | #REF! | #REF!
061000172 | Spring Gully Watershed Planning Project - Near-term planning project: PA05 | Planning-level study needed. A stormwater detention basin near confluence of O207-00-00 nd O207-01-00 reuired to lower WSEl . Reduced flow rates only after relief channel in Phase III implemented. | No | 0 | Yes | 1 | 1883 | #REF! | 0.20925 | #REF! | 1509 | #REF! | 0.2256 | #REF! | 9371 | #REF! | 0.0034394 | #REF! | 64 | #REF! | 0.0090255 | #REF! | 1 | #REF! | 9.1224e-05 | #REF! | 1 | #REF! | 32.8241 | #REF! | 0.00074141 | #REF! | 73.128 | #REF! | 0.0042462 | #REF! | #REF! | #REF! |  | #N/A | #REF! | #REF!
061000173 | Update Liberty County FIRMs to Include Bench Marks | Add bench marks to updated Flood Insurance Rate Maps. | No | 0 | Yes | 1 | 3618 | #REF! | 0.40206 | #REF! | 2271 | #REF! | 0.33952 | #REF! | 4854 | #REF! | 0.0017815 | #REF! | 8 | #REF! | 0.0011282 | #REF! | 7 | #REF! | 0.00063857 | #REF! | 7 | #REF! | 144.1685 | #REF! | 0.0032564 | #REF! | 1379.4773 | #REF! | 0.080101 | #REF! | #REF! | #REF! |  | #N/A | #REF! | #REF!
061000174 | Carpenters Planing Study N110-00-00 Diversion to P103-00/P103-03 | Feasibility study needed to evaluate a designed interconnection to lower Greens Bayou. | No | 0 | Yes | 1 | 812 | #REF! | 0.090235 | #REF! | 489 | #REF! | 0.073107 | #REF! | 4689 | #REF! | 0.001721 | #REF! | 24 | #REF! | 0.0033846 | #REF! | 2 | #REF! | 0.00018245 | #REF! | 2 | #REF! | 18.8263 | #REF! | 0.00042524 | #REF! | 96.263 | #REF! | 0.0055896 | #REF! | #REF! | #REF! |  | #N/A | #REF! | #REF!
061000175 | Regional Implementation of Large Diameter Deep Tunnel Systems for Storm Water Management | Further study of regional Implementation of Large Diameter Deep Tunnel Systems for Storm Water Management. | No | 0 | Yes | 1 | 143642 | #REF! | 15.9625 | #REF! | 120807 | #REF! | 18.061 | #REF! | 976798 | #REF! | 0.35851 | #REF! | 2332 | #REF! | 0.32887 | #REF! | 89 | #REF! | 0.008119 | #REF! | 89 | #REF! | 2407.7336 | #REF! | 0.054384 | #REF! | 5993.4692 | #REF! | 0.34802 | #REF! | #REF! | #REF! |  | #N/A | #REF! | #REF!
061000176 | Lower Greens Feasibility Study | Feasibility study will identify the existing causes of flooding and solutions to reduce the risk of flooding in the lower stretch of Greens Bayou. Potential solutions channel conveyance improvements, detention, or bridge adjustments or replacements. | No | 0 | Yes | 1 | 5930 | #REF! | 0.65898 | #REF! | 5094 | #REF! | 0.76157 | #REF! | 21011 | #REF! | 0.0077115 | #REF! | 58 | #REF! | 0.0081794 | #REF! | 3 | #REF! | 0.00027367 | #REF! | 3 | #REF! | 68.0333 | #REF! | 0.0015367 | #REF! | 2.357 | #REF! | 0.00013686 | #REF! | #REF! | #REF! |  | #N/A | #REF! | #REF!
061000177 | Addicks Reservoir Watershed Study | Watershed wide study using latest data, including MAAPnext models and Atlas 14 rainfall. Study to identify flooding issues within watershed, identify projects to reduce flooding, and provide cost estimates and benefit and cost metrics for each project. | Yes | 100 | Yes | 1 | 3746 | #REF! | 0.41628 | #REF! | 3076 | #REF! | 0.45987 | #REF! | 11473 | #REF! | 0.0042108 | #REF! | 53 | #REF! | 0.0074743 | #REF! | 0 | #REF! | 0 | #REF! | 0 | #REF! | 114.092 | #REF! | 0.002577 | #REF! | 1607.1764 | #REF! | 0.093322 | #REF! | #REF! | #REF! |  | #N/A | #REF! | #REF!
061000178 | Barker Reservoir Watershed Study | Watershed wide study using latest data, including MAAPnext models and Atlas 14 rainfall. Study to identify flooding issues within watershed, identify projects to reduce flooding, and provide cost estimates and benefit and cost metrics for each project. | Yes | 100 | Yes | 1 | 1052 | #REF! | 0.11691 | #REF! | 833 | #REF! | 0.12454 | #REF! | 4313 | #REF! | 0.001583 | #REF! | 11 | #REF! | 0.0015513 | #REF! | 5 | #REF! | 0.00045612 | #REF! | 5 | #REF! | 34.0537 | #REF! | 0.00076918 | #REF! | 753.0047 | #REF! | 0.043724 | #REF! | #REF! | #REF! |  | #N/A | #REF! | #REF!
061000179 | Buffalo Bayou Watershed Study | Watershed wide study using latest data, including MAAPnext models and Atlas 14 rainfall. Study to identify flooding issues within watershed, identify projects to reduce flooding, and provide cost estimates and benefit and cost metrics for each project. | Yes | 100 | Yes | 1 | 1999 | #REF! | 0.22214 | #REF! | 1533 | #REF! | 0.22919 | #REF! | 44477 | #REF! | 0.016324 | #REF! | 34 | #REF! | 0.0047948 | #REF! | 0 | #REF! | 0 | #REF! | 0 | #REF! | 38.7117 | #REF! | 0.00087439 | #REF! | 17.8999 | #REF! | 0.0010394 | #REF! | #REF! | #REF! |  | #N/A | #REF! | #REF!
061000180 | Brays Bayou Watershed Study | Watershed wide study using latest data, including MAAPnext models and Atlas 14 rainfall. Study to identify flooding issues within watershed, identify projects to reduce flooding, and provide cost estimates and benefit and cost metrics for each project. | Yes | 100 | Yes | 1 | 40950 | #REF! | 4.5507 | #REF! | 37646 | #REF! | 5.6282 | #REF! | 361848 | #REF! | 0.13281 | #REF! | 594 | #REF! | 0.083768 | #REF! | 2 | #REF! | 0.00018245 | #REF! | 2 | #REF! | 537.1371 | #REF! | 0.012132 | #REF! | 45.186 | #REF! | 0.0026238 | #REF! | #REF! | #REF! |  | #N/A | #REF! | #REF!
061000181 | Cypress Creek Watershed Study | Watershed wide study using latest data, including MAAPnext models and Atlas 14 rainfall. Study to identify flooding issues within watershed, identify projects to reduce flooding, and provide cost estimates and benefit and cost metrics for each project. | Yes | 100 | Yes | 1 | 4162 | #REF! | 0.46251 | #REF! | 3210 | #REF! | 0.4799 | #REF! | 22497 | #REF! | 0.0082569 | #REF! | 89 | #REF! | 0.012551 | #REF! | 18 | #REF! | 0.001642 | #REF! | 18 | #REF! | 109.4779 | #REF! | 0.0024728 | #REF! | 1659.5977 | #REF! | 0.096366 | #REF! | #REF! | #REF! |  | #N/A | #REF! | #REF!
061000182 | Hunting Bayou Watershed Study | Watershed wide study using latest data, including MAAPnext models and Atlas 14 rainfall. Study to identify flooding issues within watershed, identify projects to reduce flooding, and provide cost estimates and benefit and cost metrics for each project. | Yes | 100 | Yes | 1 | 6244 | #REF! | 0.69388 | #REF! | 5220 | #REF! | 0.78041 | #REF! | 34523 | #REF! | 0.012671 | #REF! | 98 | #REF! | 0.01382 | #REF! | 6 | #REF! | 0.00054735 | #REF! | 6 | #REF! | 101.5144 | #REF! | 0.0022929 | #REF! | 21.1306 | #REF! | 0.001227 | #REF! | #REF! | #REF! |  | #N/A | #REF! | #REF!
061000183 | Sims Bayou Watershed Study | Watershed wide study using latest data, including MAAPnext models and Atlas 14 rainfall. Study to identify flooding issues within watershed, identify projects to reduce flooding, and provide cost estimates and benefit and cost metrics for each project. | Yes | 100 | Yes | 1 | 5858 | #REF! | 0.65098 | #REF! | 4884 | #REF! | 0.73017 | #REF! | 34907 | #REF! | 0.012812 | #REF! | 74 | #REF! | 0.010436 | #REF! | 10 | #REF! | 0.00091224 | #REF! | 10 | #REF! | 102.9738 | #REF! | 0.0023259 | #REF! | 50.5136 | #REF! | 0.0029331 | #REF! | #REF! | #REF! |  | #N/A | #REF! | #REF!
061000184 | White Oak Bayou Watershed Study | Watershed wide study using latest data, including MAAPnext models and Atlas 14 rainfall. Study to identify flooding issues within watershed, identify projects to reduce flooding, and provide cost estimates and benefit and cost metrics for each project. | Yes | 100 | Yes | 1 | 17103 | #REF! | 1.9006 | #REF! | 14706 | #REF! | 2.1986 | #REF! | 127789 | #REF! | 0.046901 | #REF! | 149 | #REF! | 0.021013 | #REF! | 4 | #REF! | 0.0003649 | #REF! | 4 | #REF! | 280.8692 | #REF! | 0.0063441 | #REF! | 28.3669 | #REF! | 0.0016472 | #REF! | #REF! | #REF! |  | #N/A | #REF! | #REF!
061000185 | Upper Greens Bayou Watershed Study | Watershed wide study using latest data, including MAAPnext models and Atlas 14 rainfall. Study to identify flooding issues within watershed, identify projects to reduce flooding, and provide cost estimates and benefit and cost metrics for each project. | Yes | 100 | Yes | 1 | 24236 | #REF! | 2.6933 | #REF! | 18993 | #REF! | 2.8395 | #REF! | 155940 | #REF! | 0.057233 | #REF! | 418 | #REF! | 0.058948 | #REF! | 17 | #REF! | 0.0015508 | #REF! | 17 | #REF! | 320.1966 | #REF! | 0.0072324 | #REF! | 161.0032 | #REF! | 0.0093488 | #REF! | #REF! | #REF! |  | #N/A | #REF! | #REF!
061000186 | Brays Bayou - Poor Farm Ditch | Study to develop a BCR and elevate project to a FMP. Further study of channel improvements from partnership project to restore channel conveyanve including Atlas 14 rainfalls. | No | 0 | Yes | 1 | 3295 | #REF! | 0.36616 | #REF! | 3096 | #REF! | 0.46286 | #REF! | 25842 | #REF! | 0.0094846 | #REF! | 34 | #REF! | 0.0047948 | #REF! | 0 | #REF! | 0 | #REF! | 0 | #REF! | 37.2088 | #REF! | 0.00084045 | #REF! | 0.39104 | #REF! | 2.2706e-05 | #REF! | #REF! | #REF! |  | #N/A | #REF! | #REF!
061000187 | Brays Bayou Restore Channel Conveyance Capacity Along D115-00-00 | Further study of channel improvements from partnership project to restore channel conveyanve including Atlas 14 rainfalls. | No | 0 | Yes | 1 | 5579 | #REF! | 0.61998 | #REF! | 5255 | #REF! | 0.78564 | #REF! | 34583 | #REF! | 0.012693 | #REF! | 75 | #REF! | 0.010577 | #REF! | 0 | #REF! | 0 | #REF! | 0 | #REF! | 59.0651 | #REF! | 0.0013341 | #REF! | 0.97407 | #REF! | 5.656e-05 | #REF! | #REF! | #REF! |  | #N/A | #REF! | #REF!
061000188 | Brays Bayou - Partnership Project with Fort Bend County on Right-of-Way Acquisition, Design, and Construction of General Drainage Improvements along Clodine Ditch | Further study of channel improvements from partnership project to restore channel conveyanve including Atlas 14 rainfalls. | No | 0 | Yes | 1 | 328 | #REF! | 0.03645 | #REF! | 254 | #REF! | 0.037974 | #REF! | 1703 | #REF! | 0.00062504 | #REF! | 1 | #REF! | 0.00014102 | #REF! | 0 | #REF! | 0 | #REF! | 0 | #REF! | 19.765 | #REF! | 0.00044644 | #REF! | 217.6002 | #REF! | 0.012635 | #REF! | #REF! | #REF! |  | #N/A | #REF! | #REF!
061000191 | Spring Creek - Construction of a Reservoir along Spring Creek | Further study for design and construction of a future flood control dam and reservoir in the Spring Creek watershed. | No | 0 | Yes | 1 | 4191 | #REF! | 0.46573 | #REF! | 3436 | #REF! | 0.51369 | #REF! | 23627 | #REF! | 0.0086716 | #REF! | 44 | #REF! | 0.006205 | #REF! | 27 | #REF! | 0.0024631 | #REF! | 27 | #REF! | 106.1284 | #REF! | 0.0023972 | #REF! | 231.6515 | #REF! | 0.013451 | #REF! | #REF! | #REF! |  | #N/A | #REF! | #REF!
061000194 | White Oak Bayou - Turkey Gully E106-00-00 | Study to develop a Benefit Cost Analysis needed for this project to become a FMP. Further study of channel improvements from partnership project to restore channel conveyanve including Atlas 14 rainfalls. | No | 0 | Yes | 1 | 2540 | #REF! | 0.28226 | #REF! | 2287 | #REF! | 0.34191 | #REF! | 12780 | #REF! | 0.0046905 | #REF! | 6 | #REF! | 0.00084614 | #REF! | 0 | #REF! | 0 | #REF! | 0 | #REF! | 26.5633 | #REF! | 0.00059999 | #REF! | 2.1707 | #REF! | 0.00012605 | #REF! | #REF! | #REF! |  | #N/A | #REF! | #REF!
061000196 | White Oak Bayou - General Drainage Improvements along E105-00-00 | Further study of channel improvements from partnership project to restore channel conveyanve including Atlas 14 rainfalls. | No | 0 | Yes | 1 | 160 | #REF! | 0.01778 | #REF! | 151 | #REF! | 0.022575 | #REF! | 431 | #REF! | 0.00015819 | #REF! | 0 | #REF! | 0 | #REF! | 0 | #REF! | 0 | #REF! | 0 | #REF! | 3.4355 | #REF! | 7.7599e-05 | #REF! | 0.67417 | #REF! | 3.9147e-05 | #REF! | #REF! | #REF! |  | #N/A | #REF! | #REF!
061000197 | Harris County Wide - Investigation of City of Houston Properties for Conversion to Stormwater Detention Basins | Further study for design and construction of stormwater detention basins on various City of Houston properties could reduce the risk of flooding in the area. | No | 0 | Yes | 1 | 143642 | #REF! | 15.9625 | #REF! | 120807 | #REF! | 18.061 | #REF! | 976798 | #REF! | 0.35851 | #REF! | 2332 | #REF! | 0.32887 | #REF! | 89 | #REF! | 0.008119 | #REF! | 89 | #REF! | 2407.7336 | #REF! | 0.054384 | #REF! | 5993.4692 | #REF! | 0.34802 | #REF! | #REF! | #REF! |  | #N/A | #REF! | #REF!
061000201 | Little Cypress Creek - L109-00-00 | Further study of Flood Risk Reduction need identified through the HCFCD 'Watershed Planning Tool' to determine channel modifications needed to restore/improve channel conveyance including Atlas 14 rainfall. | No | 0 | Yes | 1 | 178 | #REF! | 0.019781 | #REF! | 104 | #REF! | 0.015548 | #REF! | 520 | #REF! | 0.00019085 | #REF! | 0 | #REF! | 0 | #REF! | 0 | #REF! | 0 | #REF! | 0 | #REF! | 1.7385 | #REF! | 3.9267e-05 | #REF! | 12.909 | #REF! | 0.00074957 | #REF! | #REF! | #REF! |  | #N/A | #REF! | #REF!
061000202 | Little Cypress Creek - L113-00-00 | Further study of Flood Risk Reduction need identified through the HCFCD 'Watershed Planning Tool' to determine channel modifications needed to restore/improve channel conveyance including Atlas 14 rainfall. | No | 0 | Yes | 1 | 182 | #REF! | 0.020225 | #REF! | 162 | #REF! | 0.024219 | #REF! | 472 | #REF! | 0.00017323 | #REF! | 0 | #REF! | 0 | #REF! | 3 | #REF! | 0.00027367 | #REF! | 3 | #REF! | 3.9016 | #REF! | 8.8126e-05 | #REF! | 7.9765 | #REF! | 0.00046316 | #REF! | #REF! | #REF! |  | #N/A | #REF! | #REF!
061000203 | Little Cypress Creek - L103-00-00 | Further study of Flood Risk Reduction need identified through the HCFCD 'Watershed Planning Tool' to determine channel modifications needed to restore/improve channel conveyance including Atlas 14 rainfall. | No | 0 | Yes | 1 | 116 | #REF! | 0.012891 | #REF! | 92 | #REF! | 0.013754 | #REF! | 265 | #REF! | 9.7261e-05 | #REF! | 8 | #REF! | 0.0011282 | #REF! | 0 | #REF! | 0 | #REF! | 0 | #REF! | 2.7206 | #REF! | 6.145e-05 | #REF! | 4.3515 | #REF! | 0.00025267 | #REF! | #REF! | #REF! |  | #N/A | #REF! | #REF!
061000204 | Greens Bayou - P130-05-02 | Further study of Flood Risk Reduction need identified through the HCFCD 'Watershed Planning Tool' to determine channel modifications needed to restore/improve channel conveyance including Atlas 14 rainfall. | No | 0 | Yes | 1 | 94 | #REF! | 0.010446 | #REF! | 84 | #REF! | 0.012558 | #REF! | 130 | #REF! | 4.7713e-05 | #REF! | 0 | #REF! | 0 | #REF! | 0 | #REF! | 0 | #REF! | 0 | #REF! | 1.3894 | #REF! | 3.1384e-05 | #REF! | 0 | #REF! | 0 | #REF! | #REF! | #REF! |  | #N/A | #REF! | #REF!
061000205 | Greens Bayou - P142-00-00 | Further study of Flood Risk Reduction need identified through the HCFCD 'Watershed Planning Tool' to determine channel modifications needed to restore/improve channel conveyance including Atlas 14 rainfall. | No | 0 | Yes | 1 | 997 | #REF! | 0.11079 | #REF! | 601 | #REF! | 0.089851 | #REF! | 5085 | #REF! | 0.0018663 | #REF! | 7 | #REF! | 0.00098717 | #REF! | 0 | #REF! | 0 | #REF! | 0 | #REF! | 23.4886 | #REF! | 0.00053054 | #REF! | 1.4896 | #REF! | 8.6492e-05 | #REF! | #REF! | #REF! |  | #N/A | #REF! | #REF!
061000207 | San Jacinto River - G103-46-00 | Further study of Flood Risk Reduction need identified through the HCFCD 'Watershed Planning Tool' to determine channel modifications needed to restore/improve channel conveyance including Atlas 14 rainfall. | No | 0 | Yes | 1 | 3840 | #REF! | 0.42673 | #REF! | 3193 | #REF! | 0.47736 | #REF! | 22355 | #REF! | 0.0082048 | #REF! | 61 | #REF! | 0.0086025 | #REF! | 1 | #REF! | 9.1224e-05 | #REF! | 1 | #REF! | 81.0457 | #REF! | 0.0018306 | #REF! | 113.955 | #REF! | 0.0066169 | #REF! | #REF! | #REF! |  | #N/A | #REF! | #REF!
061000208 | San Jacinto River - G103-33-04 | Further study of Flood Risk Reduction need identified through the HCFCD 'Watershed Planning Tool' to determine channel modifications needed to restore/improve channel conveyance including Atlas 14 rainfall. | No | 0 | Yes | 1 | 248 | #REF! | 0.02756 | #REF! | 221 | #REF! | 0.03304 | #REF! | 1580 | #REF! | 0.00057989 | #REF! | 1 | #REF! | 0.00014102 | #REF! | 0 | #REF! | 0 | #REF! | 0 | #REF! | 3.7374 | #REF! | 8.4418e-05 | #REF! | 0 | #REF! | 0 | #REF! | #REF! | #REF! |  | #N/A | #REF! | #REF!
061000209 | San Jacinto River - G103-36-00 | Further study of Flood Risk Reduction need identified through the HCFCD 'Watershed Planning Tool' to determine channel modifications needed to restore/improve channel conveyance including Atlas 14 rainfall. | No | 0 | Yes | 1 | 3840 | #REF! | 0.42673 | #REF! | 3193 | #REF! | 0.47736 | #REF! | 22355 | #REF! | 0.0082048 | #REF! | 61 | #REF! | 0.0086025 | #REF! | 1 | #REF! | 9.1224e-05 | #REF! | 1 | #REF! | 81.0457 | #REF! | 0.0018306 | #REF! | 113.955 | #REF! | 0.0066169 | #REF! | #REF! | #REF! |  | #N/A | #REF! | #REF!
061000213 | City of Conroe Riverine Study and Mapping Improvements | Study and new modeling for moderate to low quality areas and revise the flood maps using the results from the updated modeling. | No | 0 | Yes | 1 | 3465 | #REF! | 0.38506 | #REF! | 2633 | #REF! | 0.39364 | #REF! | 14964 | #REF! | 0.0054921 | #REF! | 46 | #REF! | 0.0064871 | #REF! | 18 | #REF! | 0.001642 | #REF! | 18 | #REF! | 83.783 | #REF! | 0.0018924 | #REF! | 98.0286 | #REF! | 0.0056921 | #REF! | #REF! | #REF! |  | #N/A | #REF! | #REF!
061000214 | April Sound Subdivision Evaluation | Detailed analysis to be completed for the entire development using detailed storm sewer modeling. | No | 0 | Yes | 1 | 3465 | #REF! | 0.38506 | #REF! | 2633 | #REF! | 0.39364 | #REF! | 14964 | #REF! | 0.0054921 | #REF! | 46 | #REF! | 0.0064871 | #REF! | 18 | #REF! | 0.001642 | #REF! | 18 | #REF! | 83.783 | #REF! | 0.0018924 | #REF! | 98.0286 | #REF! | 0.0056921 | #REF! | #REF! | #REF! |  | #N/A | #REF! | #REF!
061000215 | City of Conroe Downtown Master Drainage Plan | Full as-built storm sewer intventory survey and a full drainage study recommended. | No | 0 | Yes | 1 | 3465 | #REF! | 0.38506 | #REF! | 2633 | #REF! | 0.39364 | #REF! | 14964 | #REF! | 0.0054921 | #REF! | 46 | #REF! | 0.0064871 | #REF! | 18 | #REF! | 0.001642 | #REF! | 18 | #REF! | 83.783 | #REF! | 0.0018924 | #REF! | 98.0286 | #REF! | 0.0056921 | #REF! | #REF! | #REF! |  | #N/A | #REF! | #REF!
061000216 | Greens Bayou - P103-00-00 | Further study of Flood Risk Reduction need identified through the HCFCD 'Watershed Planning Tool' to determine channel modifications needed to restore/improve channel conveyance including Atlas 14 rainfall. | No | 0 | Yes | 1 | 391 | #REF! | 0.043451 | #REF! | 197 | #REF! | 0.029452 | #REF! | 1750 | #REF! | 0.00064229 | #REF! | 5 | #REF! | 0.00070512 | #REF! | 0 | #REF! | 0 | #REF! | 0 | #REF! | 6.6896 | #REF! | 0.0001511 | #REF! | 15.0683 | #REF! | 0.00087495 | #REF! | #REF! | #REF! |  | #N/A | #REF! | #REF!
061000217 | Barker - T101-00-00 | Further study of Flood Risk Reduction need identified through the HCFCD 'Watershed Planning Tool' to determine channel modifications needed to restore/improve channel conveyance including Atlas 14 rainfall. | No | 0 | Yes | 1 | 41 | #REF! | 0.0045562 | #REF! | 34 | #REF! | 0.0050831 | #REF! | 521 | #REF! | 0.00019122 | #REF! | 0 | #REF! | 0 | #REF! | 0 | #REF! | 0 | #REF! | 0 | #REF! | 2.5823 | #REF! | 5.8327e-05 | #REF! | 8.6169 | #REF! | 0.00050035 | #REF! | #REF! | #REF! |  | #N/A | #REF! | #REF!
061000218 | Barker - T103-00-00 | Further study of Flood Risk Reduction need identified through the HCFCD 'Watershed Planning Tool' to determine channel modifications needed to restore/improve channel conveyance including Atlas 14 rainfall. | No | 0 | Yes | 1 | 0 | #REF! | 0 | #REF! | 0 | #REF! | 0 | #REF! | 0 | #REF! | 0 | #REF! | 0 | #REF! | 0 | #REF! | 0 | #REF! | 0 | #REF! | 0 | #REF! | 0.62904 | #REF! | 1.4208e-05 | #REF! | 1.0303 | #REF! | 5.9823e-05 | #REF! | #REF! | #REF! |  | #N/A | #REF! | #REF!
061000219 | Buffalo Bayou - W158-00-00 | Further study of Flood Risk Reduction need identified through the HCFCD 'Watershed Planning Tool' to determine channel modifications needed to restore/improve channel conveyance including Atlas 14 rainfall. | No | 0 | Yes | 1 | 72 | #REF! | 0.0080012 | #REF! | 63 | #REF! | 0.0094187 | #REF! | 311 | #REF! | 0.00011414 | #REF! | 0 | #REF! | 0 | #REF! | 0 | #REF! | 0 | #REF! | 0 | #REF! | 0.98376 | #REF! | 2.222e-05 | #REF! | 0.72412 | #REF! | 4.2047e-05 | #REF! | #REF! | #REF! |  | #N/A | #REF! | #REF!
061000220 | Buffalo Bayou - W130-00-00 | Further study of Flood Risk Reduction need identified through the HCFCD 'Watershed Planning Tool' to determine channel modifications needed to restore/improve channel conveyance including Atlas 14 rainfall. | No | 0 | Yes | 1 | 27 | #REF! | 0.0030004 | #REF! | 15 | #REF! | 0.0022425 | #REF! | 4290 | #REF! | 0.0015745 | #REF! | 0 | #REF! | 0 | #REF! | 0 | #REF! | 0 | #REF! | 0 | #REF! | 0.66521 | #REF! | 1.5025e-05 | #REF! | 0.24012 | #REF! | 1.3943e-05 | #REF! | #REF! | #REF! |  | #N/A | #REF! | #REF!
061000221 | Buffalo Bayou - W163-00-00 | Further study of Flood Risk Reduction need identified through the HCFCD 'Watershed Planning Tool' to determine channel modifications needed to restore/improve channel conveyance including Atlas 14 rainfall. | No | 0 | Yes | 1 | 70 | #REF! | 0.0077789 | #REF! | 68 | #REF! | 0.010166 | #REF! | 226 | #REF! | 8.2947e-05 | #REF! | 0 | #REF! | 0 | #REF! | 0 | #REF! | 0 | #REF! | 0 | #REF! | 0.85699 | #REF! | 1.9357e-05 | #REF! | 0.4432 | #REF! | 2.5735e-05 | #REF! | #REF! | #REF! |  | #N/A | #REF! | #REF!
061000222 | City of Arcola Master Drainage Plan | Study to develop Master Drainage Plan using future and existing land use and flood/storm water drainage needs including Atlas 14 rainfall. | No | 0 | Yes | 1 | 41 | #REF! | 0.0045562 | #REF! | 37 | #REF! | 0.0055316 | #REF! | 39 | #REF! | 1.4314e-05 | #REF! | 0 | #REF! | 0 | #REF! | 0 | #REF! | 0 | #REF! | 0 | #REF! | 0.21682 | #REF! | 4.8973e-06 | #REF! | 1.2274 | #REF! | 7.127e-05 | #REF! | #REF! | #REF! |  | #N/A | #REF! | #REF!
061000223 | City of Baytown Master Drainage Plan | Study to develop Master Drainage Plan using future and existing land use and flood/storm water drainage needs including Atlas 14 rainfall. | Yes | 100 | Yes | 1 | 1185 | #REF! | 0.13169 | #REF! | 975 | #REF! | 0.14577 | #REF! | 8063 | #REF! | 0.0029593 | #REF! | 36 | #REF! | 0.0050769 | #REF! | 1 | #REF! | 9.1224e-05 | #REF! | 1 | #REF! | 50.1909 | #REF! | 0.0011337 | #REF! | 78.8324 | #REF! | 0.0045775 | #REF! | #REF! | #REF! |  | #N/A | #REF! | #REF!
061000224 | City of Beach City Master Drainage Plan | Study to develop Master Drainage Plan using future and existing land use and flood/storm water drainage needs including Atlas 14 rainfall. | Yes | 100 | Yes | 1 | 3 | #REF! | 0.00033338 | #REF! | 2 | #REF! | 0.00029901 | #REF! | 6 | #REF! | 2.2021e-06 | #REF! | 0 | #REF! | 0 | #REF! | 0 | #REF! | 0 | #REF! | 0 | #REF! | 0.19233 | #REF! | 4.3443e-06 | #REF! | 4.7169 | #REF! | 0.00027389 | #REF! | #REF! | #REF! |  | #N/A | #REF! | #REF!
061000225 | City of Bellaire Master Drainage Plan | Conduct planning study to produce a Master Drainage Plan for the City of Bellaire, identifying and developing specific flood-related capital improvements and implementation plans necessary to acheive a desired level of service / flood protection. | Yes | 100 | Yes | 1 | 5879 | #REF! | 0.65332 | #REF! | 5539 | #REF! | 0.8281 | #REF! | 37604 | #REF! | 0.013801 | #REF! | 71 | #REF! | 0.010013 | #REF! | 0 | #REF! | 0 | #REF! | 0 | #REF! | 70.9143 | #REF! | 0.0016018 | #REF! | 0.15174 | #REF! | 8.8107e-06 | #REF! | #REF! | #REF! |  | #N/A | #REF! | #REF!
061000226 | City of Brookside Village Master Drainage Plan | Study to develop Master Drainage Plan using future and existing land use and flood/storm water drainage needs including Atlas 14 rainfall. | Yes | 100 | Yes | 1 | 809 | #REF! | 0.089902 | #REF! | 743 | #REF! | 0.11108 | #REF! | 1607 | #REF! | 0.0005898 | #REF! | 0 | #REF! | 0 | #REF! | 0 | #REF! | 0 | #REF! | 0 | #REF! | 12.3944 | #REF! | 0.00027996 | #REF! | 3.0689 | #REF! | 0.0001782 | #REF! | #REF! | #REF! |  | #N/A | #REF! | #REF!
061000227 | City of Bunker Hill Village Master Drainage Plan | Study to develop Master Drainage Plan using future and existing land use and flood/storm water drainage needs including Atlas 14 rainfall. | No | 0 | Yes | 1 | 0 | #REF! | 0 | #REF! | 0 | #REF! | 0 | #REF! | 0 | #REF! | 0 | #REF! | 0 | #REF! | 0 | #REF! | 0 | #REF! | 0 | #REF! | 0 | #REF! | 0 | #REF! | 0 | #REF! | 0 | #REF! | 0 | #REF! | #REF! | #REF! |  | #N/A | #REF! | #REF!
061000228 | City of Clear Lake Shores Master Drainage Plan | Study to develop Master Drainage Plan using future and existing land use and flood/storm water drainage needs including Atlas 14 rainfall | Yes | 100 | Yes | 1 | 633 | #REF! | 0.070344 | #REF! | 529 | #REF! | 0.079087 | #REF! | 3407 | #REF! | 0.0012504 | #REF! | 4 | #REF! | 0.0005641 | #REF! | 0 | #REF! | 0 | #REF! | 0 | #REF! | 8.8208 | #REF! | 0.00019924 | #REF! | 0 | #REF! | 0 | #REF! | #REF! | #REF! |  | #N/A | #REF! | #REF!
061000229 | City of Cleveland Master Drainage Plan | Study to develop Master Drainage Plan using future and existing land use and flood/storm water drainage needs including Atlas 14 rainfall. | No | 0 | Yes | 1 | 261 | #REF! | 0.029004 | #REF! | 133 | #REF! | 0.019884 | #REF! | 1267 | #REF! | 0.00046502 | #REF! | 0 | #REF! | 0 | #REF! | 1 | #REF! | 9.1224e-05 | #REF! | 1 | #REF! | 27.3291 | #REF! | 0.00061729 | #REF! | 28.8785 | #REF! | 0.0016769 | #REF! | #REF! | #REF! |  | #N/A | #REF! | #REF!
061000230 | City of Coldspring Master Drainage Plan | Study to develop Master Drainage Plan using future and existing land use and flood/storm water drainage needs including Atlas 14 rainfall. | No | 0 | Yes | 1 | 0 | #REF! | 0 | #REF! | 0 | #REF! | 0 | #REF! | 0 | #REF! | 0 | #REF! | 0 | #REF! | 0 | #REF! | 0 | #REF! | 0 | #REF! | 0 | #REF! | 0 | #REF! | 0 | #REF! | 0 | #REF! | 0 | #REF! | #REF! | #REF! |  | #N/A | #REF! | #REF!
061000232 | City of Cut and Shoot Master Drainage Plan | Study to develop Master Drainage Plan using future and existing land use and flood/storm water drainage needs including Atlas 14 rainfall. | No | 0 | Yes | 1 | 90 | #REF! | 0.010001 | #REF! | 52 | #REF! | 0.0077742 | #REF! | 258 | #REF! | 9.4691e-05 | #REF! | 0 | #REF! | 0 | #REF! | 0 | #REF! | 0 | #REF! | 0 | #REF! | 1.7051 | #REF! | 3.8513e-05 | #REF! | 2.87 | #REF! | 0.00016665 | #REF! | #REF! | #REF! |  | #N/A | #REF! | #REF!
061000233 | City of Dayton Master Drainage Plan | Study to develop Master Drainage Plan using future and existing land use and flood/storm water drainage needs including Atlas 14 rainfall. | No | 0 | Yes | 1 | 32 | #REF! | 0.0035561 | #REF! | 26 | #REF! | 0.0038871 | #REF! | 74 | #REF! | 2.716e-05 | #REF! | 0 | #REF! | 0 | #REF! | 0 | #REF! | 0 | #REF! | 0 | #REF! | 0.92757 | #REF! | 2.0951e-05 | #REF! | 65.6001 | #REF! | 0.0038091 | #REF! | #REF! | #REF! |  | #N/A | #REF! | #REF!
061000234 | City of Deer Park Master Drainage Plan | Study to develop Master Drainage Plan using future and existing land use and flood/storm water drainage needs including Atlas 14 rainfall. | Yes | 100 | Yes | 1 | 469 | #REF! | 0.052119 | #REF! | 241 | #REF! | 0.03603 | #REF! | 8356 | #REF! | 0.0030668 | #REF! | 6 | #REF! | 0.00084614 | #REF! | 1 | #REF! | 9.1224e-05 | #REF! | 1 | #REF! | 9.1177 | #REF! | 0.00020594 | #REF! | 4.1068 | #REF! | 0.00023846 | #REF! | #REF! | #REF! |  | #N/A | #REF! | #REF!
061000235 | City of Dickinson Master Drainage Plan | Study to develop Master Drainage Plan using future and existing land use and flood/storm water drainage needs including Atlas 14 rainfall. | Yes | 100 | Yes | 1 | 5624 | #REF! | 0.62498 | #REF! | 4851 | #REF! | 0.72524 | #REF! | 22231 | #REF! | 0.0081592 | #REF! | 78 | #REF! | 0.011 | #REF! | 10 | #REF! | 0.00091224 | #REF! | 10 | #REF! | 78.8927 | #REF! | 0.001782 | #REF! | 37.7347 | #REF! | 0.0021911 | #REF! | #REF! | #REF! |  | #N/A | #REF! | #REF!
061000236 | City of El Lago Master Drainage Plan | Study to develop Master Drainage Plan using future and existing land use and flood/storm water drainage needs including Atlas 14 rainfall. | No | 0 | Yes | 1 | 743 | #REF! | 0.082568 | #REF! | 698 | #REF! | 0.10435 | #REF! | 3033 | #REF! | 0.0011132 | #REF! | 9 | #REF! | 0.0012692 | #REF! | 0 | #REF! | 0 | #REF! | 0 | #REF! | 9.3534 | #REF! | 0.00021127 | #REF! | 0.44328 | #REF! | 2.574e-05 | #REF! | #REF! | #REF! |  | #N/A | #REF! | #REF!
061000237 | City of Friendswood Master Drainage Plan | Study to develop Master Drainage Plan using future and existing land use and flood/storm water drainage needs including Atlas 14 rainfall. | Yes | 100 | Yes | 1 | 1680 | #REF! | 0.18669 | #REF! | 1601 | #REF! | 0.23935 | #REF! | 5467 | #REF! | 0.0020065 | #REF! | 2 | #REF! | 0.00028205 | #REF! | 5 | #REF! | 0.00045612 | #REF! | 5 | #REF! | 37.7204 | #REF! | 0.000852 | #REF! | 18.3731 | #REF! | 0.0010669 | #REF! | #REF! | #REF! |  | #N/A | #REF! | #REF!
061000238 | City of Fulshear Master Drainage Plan | Study to develop Master Drainage Plan using future and existing land use and flood/storm water drainage needs including Atlas 14 rainfall. | Yes | 100 | Yes | 1 | 0 | #REF! | 0 | #REF! | 0 | #REF! | 0 | #REF! | 0 | #REF! | 0 | #REF! | 0 | #REF! | 0 | #REF! | 0 | #REF! | 0 | #REF! | 0 | #REF! | 0 | #REF! | 0 | #REF! | 0 | #REF! | 0 | #REF! | #REF! | #REF! |  | #N/A | #REF! | #REF!
061000239 | City of Galena Park Master Drainage Plan | Study to develop Master Drainage Plan using future and existing land use and flood/storm water drainage needs including Atlas 14 rainfall. | Yes | 100 | Yes | 1 | 205 | #REF! | 0.022781 | #REF! | 156 | #REF! | 0.023322 | #REF! | 712 | #REF! | 0.00026132 | #REF! | 9 | #REF! | 0.0012692 | #REF! | 0 | #REF! | 0 | #REF! | 0 | #REF! | 2.6311 | #REF! | 5.9429e-05 | #REF! | 3.4449 | #REF! | 0.00020003 | #REF! | #REF! | #REF! |  | #N/A | #REF! | #REF!
061000241 | City of Hedwig Village Master Drainage Plan | Study to develop Master Drainage Plan using future and existing land use and flood/storm water drainage needs including Atlas 14 rainfall. | Yes | 100 | Yes | 1 | 0 | #REF! | 0 | #REF! | 0 | #REF! | 0 | #REF! | 0 | #REF! | 0 | #REF! | 0 | #REF! | 0 | #REF! | 0 | #REF! | 0 | #REF! | 0 | #REF! | 0 | #REF! | 0 | #REF! | 0 | #REF! | 0 | #REF! | #REF! | #REF! |  | #N/A | #REF! | #REF!
061000242 | City of Hillcrest Master Drainage Plan | Study to develop Master Drainage Plan using future and existing land use and flood/storm water drainage needs including Atlas 14 rainfall. | Yes | 100 | Yes | 1 | 128 | #REF! | 0.014224 | #REF! | 121 | #REF! | 0.01809 | #REF! | 333 | #REF! | 0.00012222 | #REF! | 1 | #REF! | 0.00014102 | #REF! | 0 | #REF! | 0 | #REF! | 0 | #REF! | 2.0718 | #REF! | 4.6796e-05 | #REF! | 0.13477 | #REF! | 7.8258e-06 | #REF! | #REF! | #REF! |  | #N/A | #REF! | #REF!
061000243 | City of Hilshire Village Master Drainage Plan | Study to develop Master Drainage Plan using future and existing land use and flood/storm water drainage needs including Atlas 14 rainfall. | Yes | 100 | Yes | 1 | 1 | #REF! | 0.00011113 | #REF! | 1 | #REF! | 0.0001495 | #REF! | 3 | #REF! | 1.1011e-06 | #REF! | 0 | #REF! | 0 | #REF! | 0 | #REF! | 0 | #REF! | 0 | #REF! | 0.0067805 | #REF! | 1.5315e-07 | #REF! | 0 | #REF! | 0 | #REF! | #REF! | #REF! |  | #N/A | #REF! | #REF!
061000244 | City of Hitchcock Master Drainage Plan | Study to develop Master Drainage Plan using future and existing land use and flood/storm water drainage needs including Atlas 14 rainfall. | Yes | 100 | Yes | 1 | 2655 | #REF! | 0.29504 | #REF! | 2270 | #REF! | 0.33937 | #REF! | 6415 | #REF! | 0.0023544 | #REF! | 12 | #REF! | 0.0016923 | #REF! | 0 | #REF! | 0 | #REF! | 0 | #REF! | 72.5136 | #REF! | 0.0016379 | #REF! | 884.17 | #REF! | 0.05134 | #REF! | #REF! | #REF! |  | #N/A | #REF! | #REF!
061000246 | City of Humble Master Drainage Plan | Study to develop Master Drainage Plan using future and existing land use and flood/storm water drainage needs including Atlas 14 rainfall. | Yes | 100 | Yes | 1 | 652 | #REF! | 0.072455 | #REF! | 489 | #REF! | 0.073107 | #REF! | 4566 | #REF! | 0.0016758 | #REF! | 5 | #REF! | 0.00070512 | #REF! | 1 | #REF! | 9.1224e-05 | #REF! | 1 | #REF! | 16.9503 | #REF! | 0.00038286 | #REF! | 25.1372 | #REF! | 0.0014596 | #REF! | #REF! | #REF! |  | #N/A | #REF! | #REF!
061000247 | City of Hunters Creek Village Master Drainage Plan | Study to develop Master Drainage Plan using future and existing land use and flood/storm water drainage needs including Atlas 14 rainfall. | Yes | 100 | Yes | 1 | 108 | #REF! | 0.012002 | #REF! | 103 | #REF! | 0.015399 | #REF! | 369 | #REF! | 0.00013543 | #REF! | 1 | #REF! | 0.00014102 | #REF! | 0 | #REF! | 0 | #REF! | 0 | #REF! | 1.1628 | #REF! | 2.6263e-05 | #REF! | 0 | #REF! | 0 | #REF! | #REF! | #REF! |  | #N/A | #REF! | #REF!
061000248 | City of Huntsville Master Drainage Plan | Study to develop Master Drainage Plan using future and existing land use and flood/storm water drainage needs including Atlas 14 rainfall. | Yes | 100 | Yes | 1 | 114 | #REF! | 0.012669 | #REF! | 96 | #REF! | 0.014352 | #REF! | 349 | #REF! | 0.00012809 | #REF! | 1 | #REF! | 0.00014102 | #REF! | 1 | #REF! | 9.1224e-05 | #REF! | 1 | #REF! | 2.6969 | #REF! | 6.0916e-05 | #REF! | 9.2616 | #REF! | 0.00053778 | #REF! | #REF! | #REF! |  | #N/A | #REF! | #REF!
061000249 | City of Iowa Colony Master Drainage Plan | Study to develop Master Drainage Plan using future and existing land use and flood/storm water drainage needs including Atlas 14 rainfall. | Yes | 100 | Yes | 1 | 1162 | #REF! | 0.12913 | #REF! | 1030 | #REF! | 0.15399 | #REF! | 1448 | #REF! | 0.00053145 | #REF! | 1 | #REF! | 0.00014102 | #REF! | 0 | #REF! | 0 | #REF! | 0 | #REF! | 28.4626 | #REF! | 0.00064289 | #REF! | 338.5261 | #REF! | 0.019657 | #REF! | #REF! | #REF! |  | #N/A | #REF! | #REF!
061000250 | City of Jacinto City Master Drainage Plan | Study to develop Master Drainage Plan using future and existing land use and flood/storm water drainage needs including Atlas 14 rainfall. | No | 0 | Yes | 1 | 10 | #REF! | 0.0011113 | #REF! | 5 | #REF! | 0.00074751 | #REF! | 41 | #REF! | 1.5048e-05 | #REF! | 0 | #REF! | 0 | #REF! | 0 | #REF! | 0 | #REF! | 0 | #REF! | 0.13381 | #REF! | 3.0225e-06 | #REF! | 0 | #REF! | 0 | #REF! | #REF! | #REF! |  | #N/A | #REF! | #REF!
061000251 | City of Jamaica Beach Master Drainage Plan | Study to develop Master Drainage Plan using future and existing land use and flood/storm water drainage needs including Atlas 14 rainfall. | No | 0 | Yes | 1 | 1276 | #REF! | 0.1418 | #REF! | 1238 | #REF! | 0.18508 | #REF! | 395 | #REF! | 0.00014497 | #REF! | 4 | #REF! | 0.0005641 | #REF! | 0 | #REF! | 0 | #REF! | 0 | #REF! | 13.8075 | #REF! | 0.00031187 | #REF! | 2.8237 | #REF! | 0.00016396 | #REF! | #REF! | #REF! |  | #N/A | #REF! | #REF!
061000252 | #N/A | #N/A | #N/A | #N/A | #N/A | #N/A | #N/A | #N/A | #N/A | #N/A | #N/A | #N/A | #N/A | #N/A | #N/A | #N/A | #N/A | #N/A | #N/A | #N/A | #N/A | #N/A | #N/A | #N/A | #N/A | #N/A | #N/A | #N/A | #N/A | #N/A | #N/A | #N/A | #N/A | #N/A | #N/A | #N/A | #N/A | #N/A |  | #N/A | #N/A | #N/A
061000253 | City of Katy Master Drainage Plan | Study to develop Master Drainage Plan using future and existing land use and flood/storm water drainage needs including Atlas 14 rainfall. | Yes | 100 | Yes | 1 | 546 | #REF! | 0.060675 | #REF! | 444 | #REF! | 0.066379 | #REF! | 2216 | #REF! | 0.00081332 | #REF! | 8 | #REF! | 0.0011282 | #REF! | 4 | #REF! | 0.0003649 | #REF! | 4 | #REF! | 10.0267 | #REF! | 0.00022648 | #REF! | 21.6526 | #REF! | 0.0012573 | #REF! | #REF! | #REF! |  | #N/A | #REF! | #REF!
061000254 | City of Kemah Master Drainage Plan | Study to develop Master Drainage Plan using future and existing land use and flood/storm water drainage needs including Atlas 14 rainfall. | Yes | 100 | Yes | 1 | 562 | #REF! | 0.062454 | #REF! | 425 | #REF! | 0.063539 | #REF! | 3492 | #REF! | 0.0012816 | #REF! | 7 | #REF! | 0.00098717 | #REF! | 0 | #REF! | 0 | #REF! | 0 | #REF! | 12.0059 | #REF! | 0.00027118 | #REF! | 0.72297 | #REF! | 4.198e-05 | #REF! | #REF! | #REF! |  | #N/A | #REF! | #REF!
061000255 | City of La Marque Master Drainage Plan | Study to develop Master Drainage Plan using future and existing land use and flood/storm water drainage needs including Atlas 14 rainfall. | Yes | 100 | Yes | 1 | 829 | #REF! | 0.092125 | #REF! | 767 | #REF! | 0.11467 | #REF! | 1612 | #REF! | 0.00059164 | #REF! | 8 | #REF! | 0.0011282 | #REF! | 1 | #REF! | 9.1224e-05 | #REF! | 1 | #REF! | 31.1141 | #REF! | 0.00070278 | #REF! | 37.8494 | #REF! | 0.0021978 | #REF! | #REF! | #REF! |  | #N/A | #REF! | #REF!
061000256 | City of La Porte Master Drainage Plan | Study to develop Master Drainage Plan using future and existing land use and flood/storm water drainage needs including Atlas 14 rainfall. | Yes | 100 | Yes | 1 | 2533 | #REF! | 0.28149 | #REF! | 2250 | #REF! | 0.33638 | #REF! | 10336 | #REF! | 0.0037935 | #REF! | 32 | #REF! | 0.0045128 | #REF! | 0 | #REF! | 0 | #REF! | 0 | #REF! | 54.1355 | #REF! | 0.0012228 | #REF! | 15.2653 | #REF! | 0.0008864 | #REF! | #REF! | #REF! |  | #N/A | #REF! | #REF!
061000257 | City of League City Master Drainage Plan | Study to develop Master Drainage Plan using future and existing land use and flood/storm water drainage needs including Atlas 14 rainfall. | Yes | 100 | Yes | 1 | 5251 | #REF! | 0.58353 | #REF! | 4835 | #REF! | 0.72285 | #REF! | 20978 | #REF! | 0.0076994 | #REF! | 25 | #REF! | 0.0035256 | #REF! | 2 | #REF! | 0.00018245 | #REF! | 2 | #REF! | 104.5637 | #REF! | 0.0023618 | #REF! | 1308.1912 | #REF! | 0.075961 | #REF! | #REF! | #REF! |  | #N/A | #REF! | #REF!
061000258 | City of Liverpool Master Drainage Plan | Study to develop Master Drainage Plan using future and existing land use and flood/storm water drainage needs including Atlas 14 rainfall. | Yes | 100 | Yes | 1 | 130 | #REF! | 0.014447 | #REF! | 110 | #REF! | 0.016445 | #REF! | 104 | #REF! | 3.817e-05 | #REF! | 0 | #REF! | 0 | #REF! | 0 | #REF! | 0 | #REF! | 0 | #REF! | 3.3209 | #REF! | 7.501e-05 | #REF! | 5.2918 | #REF! | 0.00030727 | #REF! | #REF! | #REF! |  | #N/A | #REF! | #REF!
061000259 | City of Magnolia Master Drainage Plan | Study to develop Master Drainage Plan using future and existing land use and flood/storm water drainage needs including Atlas 14 rainfall. | No | 0 | Yes | 1 | 23 | #REF! | 0.0025559 | #REF! | 19 | #REF! | 0.0028406 | #REF! | 60 | #REF! | 2.2021e-05 | #REF! | 0 | #REF! | 0 | #REF! | 0 | #REF! | 0 | #REF! | 0 | #REF! | 0.56698 | #REF! | 1.2807e-05 | #REF! | 0.42519 | #REF! | 2.4689e-05 | #REF! | #REF! | #REF! |  | #N/A | #REF! | #REF!
061000260 | City of Manvel Master Drainage Plan | Study to develop Master Drainage Plan using future and existing land use and flood/storm water drainage needs including Atlas 14 rainfall. | Yes | 100 | Yes | 1 | 1250 | #REF! | 0.13891 | #REF! | 966 | #REF! | 0.14442 | #REF! | 8190 | #REF! | 0.0030059 | #REF! | 8 | #REF! | 0.0011282 | #REF! | 0 | #REF! | 0 | #REF! | 0 | #REF! | 43.3129 | #REF! | 0.00097832 | #REF! | 178.8015 | #REF! | 0.010382 | #REF! | #REF! | #REF! |  | #N/A | #REF! | #REF!
061000261 | City of Meadows Place Master Drainage Plan | Study to develop Master Drainage Plan using future and existing land use and flood/storm water drainage needs including Atlas 14 rainfall. | Yes | 100 | Yes | 1 | 0 | #REF! | 0 | #REF! | 0 | #REF! | 0 | #REF! | 0 | #REF! | 0 | #REF! | 0 | #REF! | 0 | #REF! | 0 | #REF! | 0 | #REF! | 0 | #REF! | 0.0015144 | #REF! | 3.4207e-08 | #REF! | 0 | #REF! | 0 | #REF! | #REF! | #REF! |  | #N/A | #REF! | #REF!
061000262 | City of Missouri City Master Drainage Plan | Study to develop Master Drainage Plan using future and existing land use and flood/storm water drainage needs including Atlas 14 rainfall. | No | 0 | Yes | 1 | 213 | #REF! | 0.02367 | #REF! | 162 | #REF! | 0.024219 | #REF! | 1060 | #REF! | 0.00038904 | #REF! | 1 | #REF! | 0.00014102 | #REF! | 0 | #REF! | 0 | #REF! | 0 | #REF! | 2.6168 | #REF! | 5.9105e-05 | #REF! | 2.0867 | #REF! | 0.00012116 | #REF! | #REF! | #REF! |  | #N/A | #REF! | #REF!
061000263 | City of Mont Belvieu Master Drainage Plan | Study to develop Master Drainage Plan using future and existing land use and flood/storm water drainage needs including Atlas 14 rainfall. | No | 0 | Yes | 1 | 30 | #REF! | 0.0033338 | #REF! | 11 | #REF! | 0.0016445 | #REF! | 30 | #REF! | 1.1011e-05 | #REF! | 0 | #REF! | 0 | #REF! | 0 | #REF! | 0 | #REF! | 0 | #REF! | 1.5434 | #REF! | 3.4862e-05 | #REF! | 5.0983 | #REF! | 0.00029604 | #REF! | #REF! | #REF! |  | #N/A | #REF! | #REF!
061000264 | City of Montgomery Master Drainage Plan | Study to develop Master Drainage Plan using future and existing land use and flood/storm water drainage needs including Atlas 14 rainfall. | No | 0 | Yes | 1 | 27 | #REF! | 0.0030004 | #REF! | 18 | #REF! | 0.0026911 | #REF! | 11 | #REF! | 4.0372e-06 | #REF! | 0 | #REF! | 0 | #REF! | 0 | #REF! | 0 | #REF! | 0 | #REF! | 0.86197 | #REF! | 1.9469e-05 | #REF! | 2.7234 | #REF! | 0.00015814 | #REF! | #REF! | #REF! |  | #N/A | #REF! | #REF!
061000265 | City of Morgan's Point Master Drainage Plan | Study to develop Master Drainage Plan using future and existing land use and flood/storm water drainage needs including Atlas 14 rainfall. | Yes | 100 | Yes | 1 | 48 | #REF! | 0.0053341 | #REF! | 46 | #REF! | 0.0068771 | #REF! | 330 | #REF! | 0.00012112 | #REF! | 0 | #REF! | 0 | #REF! | 0 | #REF! | 0 | #REF! | 0 | #REF! | 0.074121 | #REF! | 1.6742e-06 | #REF! | 1.0005 | #REF! | 5.8096e-05 | #REF! | #REF! | #REF! |  | #N/A | #REF! | #REF!
061000266 | City of Nassau Bay Master Drainage Plan | Study to develop Master Drainage Plan using future and existing land use and flood/storm water drainage needs including Atlas 14 rainfall. | Yes | 100 | Yes | 1 | 1022 | #REF! | 0.11357 | #REF! | 945 | #REF! | 0.14128 | #REF! | 7735 | #REF! | 0.0028389 | #REF! | 19 | #REF! | 0.0026795 | #REF! | 0 | #REF! | 0 | #REF! | 0 | #REF! | 17.5247 | #REF! | 0.00039584 | #REF! | 0.50871 | #REF! | 2.9539e-05 | #REF! | #REF! | #REF! |  | #N/A | #REF! | #REF!
061000267 | City of New Waverly Master Drainage Plan | Study to develop Master Drainage Plan using future and existing land use and flood/storm water drainage needs including Atlas 14 rainfall. | No | 0 | Yes | 1 | 23 | #REF! | 0.0025559 | #REF! | 18 | #REF! | 0.0026911 | #REF! | 19 | #REF! | 6.9734e-06 | #REF! | 0 | #REF! | 0 | #REF! | 0 | #REF! | 0 | #REF! | 0 | #REF! | 0.47711 | #REF! | 1.0777e-05 | #REF! | 0.88809 | #REF! | 5.1568e-05 | #REF! | #REF! | #REF! |  | #N/A | #REF! | #REF!
061000268 | City of North Cleveland Master Drainage Plan | Study to develop Master Drainage Plan using future and existing land use and flood/storm water drainage needs including Atlas 14 rainfall. | No | 0 | Yes | 1 | 52 | #REF! | 0.0057786 | #REF! | 37 | #REF! | 0.0055316 | #REF! | 44 | #REF! | 1.6149e-05 | #REF! | 0 | #REF! | 0 | #REF! | 0 | #REF! | 0 | #REF! | 0 | #REF! | 3.3016 | #REF! | 7.4574e-05 | #REF! | 6.1741 | #REF! | 0.00035851 | #REF! | #REF! | #REF! |  | #N/A | #REF! | #REF!
061000269 | City of Oak Ridge North Master Drainage Plan | Study to develop Master Drainage Plan using future and existing land use and flood/storm water drainage needs including Atlas 14 rainfall. | Yes | 100 | Yes | 1 | 85 | #REF! | 0.0094458 | #REF! | 73 | #REF! | 0.010914 | #REF! | 578 | #REF! | 0.00021214 | #REF! | 0 | #REF! | 0 | #REF! | 0 | #REF! | 0 | #REF! | 0 | #REF! | 1.037 | #REF! | 2.3422e-05 | #REF! | 0 | #REF! | 0 | #REF! | #REF! | #REF! |  | #N/A | #REF! | #REF!
061000270 | City of Panorama Village Master Drainage Plan | Study to develop Master Drainage Plan using future and existing land use and flood/storm water drainage needs including Atlas 14 rainfall. | No | 0 | Yes | 1 | 77 | #REF! | 0.0085568 | #REF! | 65 | #REF! | 0.0097177 | #REF! | 136 | #REF! | 4.9915e-05 | #REF! | 10 | #REF! | 0.0014102 | #REF! | 0 | #REF! | 0 | #REF! | 0 | #REF! | 0.65566 | #REF! | 1.481e-05 | #REF! | 0.2215 | #REF! | 1.2862e-05 | #REF! | #REF! | #REF! |  | #N/A | #REF! | #REF!
061000271 | City of Pasadena Master Drainage Plan | Study to develop Master Drainage Plan using future and existing land use and flood/storm water drainage needs including Atlas 14 rainfall. | Yes | 100 | Yes | 1 | 3591 | #REF! | 0.39906 | #REF! | 2839 | #REF! | 0.42444 | #REF! | 26560 | #REF! | 0.0097481 | #REF! | 58 | #REF! | 0.0081794 | #REF! | 6 | #REF! | 0.00054735 | #REF! | 6 | #REF! | 73.8466 | #REF! | 0.001668 | #REF! | 81.9455 | #REF! | 0.0047582 | #REF! | #REF! | #REF! |  | #N/A | #REF! | #REF!
061000272 | City of Patton Village Master Drainage Plan | Study to develop Master Drainage Plan using future and existing land use and flood/storm water drainage needs including Atlas 14 rainfall. | Yes | 100 | Yes | 1 | 441 | #REF! | 0.049007 | #REF! | 374 | #REF! | 0.055914 | #REF! | 537 | #REF! | 0.00019709 | #REF! | 0 | #REF! | 0 | #REF! | 0 | #REF! | 0 | #REF! | 0 | #REF! | 14.4262 | #REF! | 0.00032585 | #REF! | 4.0972 | #REF! | 0.00023791 | #REF! | #REF! | #REF! |  | #N/A | #REF! | #REF!
061000274 | City of Piney Point Village Master Drainage Plan | Study to develop Master Drainage Plan using future and existing land use and flood/storm water drainage needs including Atlas 14 rainfall. | Yes | 100 | Yes | 1 | 129 | #REF! | 0.014335 | #REF! | 124 | #REF! | 0.018538 | #REF! | 989 | #REF! | 0.00036298 | #REF! | 1 | #REF! | 0.00014102 | #REF! | 0 | #REF! | 0 | #REF! | 0 | #REF! | 1.2701 | #REF! | 2.8689e-05 | #REF! | 0.40207 | #REF! | 2.3347e-05 | #REF! | #REF! | #REF! |  | #N/A | #REF! | #REF!
061000275 | City of Plantersville Master Drainage Plan | Study to develop Master Drainage Plan using future and existing land use and flood/storm water drainage needs including Atlas 14 rainfall. | No | 0 | Yes | 1 | 28 | #REF! | 0.0031116 | #REF! | 16 | #REF! | 0.002392 | #REF! | 34 | #REF! | 1.2479e-05 | #REF! | 0 | #REF! | 0 | #REF! | 0 | #REF! | 0 | #REF! | 0 | #REF! | 0.60394 | #REF! | 1.3641e-05 | #REF! | 0.94245 | #REF! | 5.4724e-05 | #REF! | #REF! | #REF! |  | #N/A | #REF! | #REF!
061000276 | City of Plum Grove Master Drainage Plan | Study to develop Master Drainage Plan using future and existing land use and flood/storm water drainage needs including Atlas 14 rainfall. | No | 0 | Yes | 1 | 363 | #REF! | 0.040339 | #REF! | 267 | #REF! | 0.039917 | #REF! | 589 | #REF! | 0.00021618 | #REF! | 1 | #REF! | 0.00014102 | #REF! | 0 | #REF! | 0 | #REF! | 0 | #REF! | 8.9818 | #REF! | 0.00020287 | #REF! | 9.2176 | #REF! | 0.00053523 | #REF! | #REF! | #REF! |  | #N/A | #REF! | #REF!
061000277 | City of Prairie View Master Drainage Plan | Study to develop Master Drainage Plan using future and existing land use and flood/storm water drainage needs including Atlas 14 rainfall. | No | 0 | Yes | 1 | 32 | #REF! | 0.0035561 | #REF! | 25 | #REF! | 0.0037376 | #REF! | 46 | #REF! | 1.6883e-05 | #REF! | 0 | #REF! | 0 | #REF! | 0 | #REF! | 0 | #REF! | 0 | #REF! | 1.6546 | #REF! | 3.7373e-05 | #REF! | 15.2721 | #REF! | 0.00088679 | #REF! | #REF! | #REF! |  | #N/A | #REF! | #REF!
061000278 | City of Roman Forest Master Drainage Plan | Study to develop Master Drainage Plan using future and existing land use and flood/storm water drainage needs including Atlas 14 rainfall. | Yes | 100 | Yes | 1 | 86 | #REF! | 0.0095569 | #REF! | 73 | #REF! | 0.010914 | #REF! | 270 | #REF! | 9.9096e-05 | #REF! | 0 | #REF! | 0 | #REF! | 0 | #REF! | 0 | #REF! | 0 | #REF! | 3.1773 | #REF! | 7.1768e-05 | #REF! | 0 | #REF! | 0 | #REF! | #REF! | #REF! |  | #N/A | #REF! | #REF!
061000279 | City of Santa Fe Master Drainage Plan | Study to develop Master Drainage Plan using future and existing land use and flood/storm water drainage needs including Atlas 14 rainfall. | Yes | 100 | Yes | 1 | 400 | #REF! | 0.044451 | #REF! | 306 | #REF! | 0.045748 | #REF! | 798 | #REF! | 0.00029288 | #REF! | 1 | #REF! | 0.00014102 | #REF! | 9 | #REF! | 0.00082102 | #REF! | 9 | #REF! | 4.1224 | #REF! | 9.3114e-05 | #REF! | 12.1216 | #REF! | 0.00070385 | #REF! | #REF! | #REF! |  | #N/A | #REF! | #REF!
061000280 | City of Seabrook Master Drainage Plan | Study to develop Master Drainage Plan using future and existing land use and flood/storm water drainage needs including Atlas 14 rainfall. | Yes | 100 | Yes | 1 | 3570 | #REF! | 0.39672 | #REF! | 3177 | #REF! | 0.47497 | #REF! | 16087 | #REF! | 0.0059043 | #REF! | 59 | #REF! | 0.0083204 | #REF! | 0 | #REF! | 0 | #REF! | 0 | #REF! | 52.0574 | #REF! | 0.0011758 | #REF! | 11.4745 | #REF! | 0.00066628 | #REF! | #REF! | #REF! |  | #N/A | #REF! | #REF!
061000281 | City of Shenandoah Master Drainage Plan | Study to develop Master Drainage Plan using future and existing land use and flood/storm water drainage needs including Atlas 14 rainfall. | Yes | 100 | Yes | 1 | 10 | #REF! | 0.0011113 | #REF! | 9 | #REF! | 0.0013455 | #REF! | 45 | #REF! | 1.6516e-05 | #REF! | 0 | #REF! | 0 | #REF! | 0 | #REF! | 0 | #REF! | 0 | #REF! | 0.015237 | #REF! | 3.4416e-07 | #REF! | 0.2559 | #REF! | 1.4859e-05 | #REF! | #REF! | #REF! |  | #N/A | #REF! | #REF!
061000282 | City of Shoreacres Master Drainage Plan | Study to develop Master Drainage Plan using future and existing land use and flood/storm water drainage needs including Atlas 14 rainfall. | No | 0 | Yes | 1 | 801 | #REF! | 0.089013 | #REF! | 787 | #REF! | 0.11766 | #REF! | 2456 | #REF! | 0.0009014 | #REF! | 3 | #REF! | 0.00042307 | #REF! | 1 | #REF! | 9.1224e-05 | #REF! | 1 | #REF! | 17.1648 | #REF! | 0.00038771 | #REF! | 0.22163 | #REF! | 1.2869e-05 | #REF! | #REF! | #REF! |  | #N/A | #REF! | #REF!
061000283 | City of South Houston Master Drainage Plan | Study to develop Master Drainage Plan using future and existing land use and flood/storm water drainage needs including Atlas 14 rainfall. | Yes | 100 | Yes | 1 | 1422 | #REF! | 0.15802 | #REF! | 945 | #REF! | 0.14128 | #REF! | 9644 | #REF! | 0.0035396 | #REF! | 22 | #REF! | 0.0031025 | #REF! | 0 | #REF! | 0 | #REF! | 0 | #REF! | 19.3527 | #REF! | 0.00043713 | #REF! | 0 | #REF! | 0 | #REF! | #REF! | #REF! |  | #N/A | #REF! | #REF!
061000284 | City of Southside Place Master Drainage Plan | Study to develop Master Drainage Plan using future and existing land use and flood/storm water drainage needs including Atlas 14 rainfall. | No | 0 | Yes | 1 | 500 | #REF! | 0.055564 | #REF! | 476 | #REF! | 0.071163 | #REF! | 2317 | #REF! | 0.00085039 | #REF! | 5 | #REF! | 0.00070512 | #REF! | 0 | #REF! | 0 | #REF! | 0 | #REF! | 3.8393 | #REF! | 8.6719e-05 | #REF! | 0 | #REF! | 0 | #REF! | #REF! | #REF! |  | #N/A | #REF! | #REF!
061000285 | City of Splendora Master Drainage Plan | Study to develop Master Drainage Plan using future and existing land use and flood/storm water drainage needs including Atlas 14 rainfall. | Yes | 100 | Yes | 1 | 231 | #REF! | 0.02567 | #REF! | 119 | #REF! | 0.017791 | #REF! | 522 | #REF! | 0.00019159 | #REF! | 0 | #REF! | 0 | #REF! | 0 | #REF! | 0 | #REF! | 0 | #REF! | 8.366 | #REF! | 0.00018897 | #REF! | 1.6745 | #REF! | 9.723e-05 | #REF! | #REF! | #REF! |  | #N/A | #REF! | #REF!
061000286 | City of Spring Valley Village Master Drainage Plan | Study to develop Master Drainage Plan using future and existing land use and flood/storm water drainage needs including Atlas 14 rainfall. | Yes | 100 | Yes | 1 | 22 | #REF! | 0.0024448 | #REF! | 22 | #REF! | 0.0032891 | #REF! | 70 | #REF! | 2.5691e-05 | #REF! | 0 | #REF! | 0 | #REF! | 0 | #REF! | 0 | #REF! | 0 | #REF! | 0.56005 | #REF! | 1.265e-05 | #REF! | 0 | #REF! | 0 | #REF! | #REF! | #REF! |  | #N/A | #REF! | #REF!
061000287 | City of Stafford Master Drainage Plan | Study to develop Master Drainage Plan using future and existing land use and flood/storm water drainage needs including Atlas 14 rainfall. | Yes | 100 | Yes | 1 | 0 | #REF! | 0 | #REF! | 0 | #REF! | 0 | #REF! | 0 | #REF! | 0 | #REF! | 0 | #REF! | 0 | #REF! | 0 | #REF! | 0 | #REF! | 0 | #REF! | 0 | #REF! | 0 | #REF! | 0 | #REF! | 0 | #REF! | #REF! | #REF! |  | #N/A | #REF! | #REF!
061000288 | City of Stagecoach Master Drainage Plan | Study to develop Master Drainage Plan using future and existing land use and flood/storm water drainage needs including Atlas 14 rainfall. | No | 0 | Yes | 1 | 18 | #REF! | 0.0020003 | #REF! | 16 | #REF! | 0.002392 | #REF! | 28 | #REF! | 1.0277e-05 | #REF! | 0 | #REF! | 0 | #REF! | 0 | #REF! | 0 | #REF! | 0 | #REF! | 0.7637 | #REF! | 1.725e-05 | #REF! | 0.0061692 | #REF! | 3.5822e-07 | #REF! | #REF! | #REF! |  | #N/A | #REF! | #REF!
061000289 | City of Sugar Land Master Drainage Plan | Study to develop Master Drainage Plan using future and existing land use and flood/storm water drainage needs including Atlas 14 rainfall. | Yes | 100 | Yes | 1 | 0 | #REF! | 0 | #REF! | 0 | #REF! | 0 | #REF! | 0 | #REF! | 0 | #REF! | 0 | #REF! | 0 | #REF! | 0 | #REF! | 0 | #REF! | 0 | #REF! | 0.00015481 | #REF! | 3.4967e-09 | #REF! | 0 | #REF! | 0 | #REF! | #REF! | #REF! |  | #N/A | #REF! | #REF!
061000290 | City of Taylor Lake Village Master Drainage Plan | Study to develop Master Drainage Plan using future and existing land use and flood/storm water drainage needs including Atlas 14 rainfall. | No | 0 | Yes | 1 | 852 | #REF! | 0.09468 | #REF! | 838 | #REF! | 0.12528 | #REF! | 2000 | #REF! | 0.00073404 | #REF! | 0 | #REF! | 0 | #REF! | 0 | #REF! | 0 | #REF! | 0 | #REF! | 13.3206 | #REF! | 0.00030088 | #REF! | 0 | #REF! | 0 | #REF! | #REF! | #REF! |  | #N/A | #REF! | #REF!
061000291 | City of Texas City Master Drainage Plan | Study to develop Master Drainage Plan using future and existing land use and flood/storm water drainage needs including Atlas 14 rainfall. | Yes | 100 | Yes | 1 | 1285 | #REF! | 0.1428 | #REF! | 701 | #REF! | 0.1048 | #REF! | 3595 | #REF! | 0.0013194 | #REF! | 16 | #REF! | 0.0022564 | #REF! | 3 | #REF! | 0.00027367 | #REF! | 3 | #REF! | 46.2231 | #REF! | 0.0010441 | #REF! | 569.9099 | #REF! | 0.033092 | #REF! | #REF! | #REF! |  | #N/A | #REF! | #REF!
061000292 | City of Tiki Island Master Drainage Plan | Study to develop Master Drainage Plan using future and existing land use and flood/storm water drainage needs including Atlas 14 rainfall. | Yes | 100 | Yes | 1 | 1006 | #REF! | 0.11179 | #REF! | 978 | #REF! | 0.14621 | #REF! | 1721 | #REF! | 0.00063164 | #REF! | 6 | #REF! | 0.00084614 | #REF! | 0 | #REF! | 0 | #REF! | 0 | #REF! | 9.6374 | #REF! | 0.00021768 | #REF! | 3.911 | #REF! | 0.0002271 | #REF! | #REF! | #REF! |  | #N/A | #REF! | #REF!
061000293 | City of Todd Mission Master Drainage Plan | Study to develop Master Drainage Plan using future and existing land use and flood/storm water drainage needs including Atlas 14 rainfall. | No | 0 | Yes | 1 | 17 | #REF! | 0.0018892 | #REF! | 11 | #REF! | 0.0016445 | #REF! | 19 | #REF! | 6.9734e-06 | #REF! | 0 | #REF! | 0 | #REF! | 0 | #REF! | 0 | #REF! | 0 | #REF! | 0 | #REF! | 0 | #REF! | 1.116 | #REF! | 6.4802e-05 | #REF! | #REF! | #REF! |  | #N/A | #REF! | #REF!
061000294 | City of Tomball Master Drainage Plan | Study to develop Master Drainage Plan using future and existing land use and flood/storm water drainage needs including Atlas 14 rainfall. | No | 0 | Yes | 1 | 47 | #REF! | 0.005223 | #REF! | 29 | #REF! | 0.0043356 | #REF! | 607 | #REF! | 0.00022278 | #REF! | 0 | #REF! | 0 | #REF! | 0 | #REF! | 0 | #REF! | 0 | #REF! | 3.7131 | #REF! | 8.387e-05 | #REF! | 4.596 | #REF! | 0.00026687 | #REF! | #REF! | #REF! |  | #N/A | #REF! | #REF!
061000295 | City of Waller Master Drainage Plan | Study to develop Master Drainage Plan using future and existing land use and flood/storm water drainage needs including Atlas 14 rainfall. | No | 0 | Yes | 1 | 149 | #REF! | 0.016558 | #REF! | 83 | #REF! | 0.012409 | #REF! | 666 | #REF! | 0.00024444 | #REF! | 4 | #REF! | 0.0005641 | #REF! | 7 | #REF! | 0.00063857 | #REF! | 7 | #REF! | 5.3339 | #REF! | 0.00012048 | #REF! | 47.504 | #REF! | 0.0027584 | #REF! | #REF! | #REF! |  | #N/A | #REF! | #REF!
061000296 | City of Webster Master Drainage Plan | Study to develop Master Drainage Plan using future and existing land use and flood/storm water drainage needs including Atlas 14 rainfall. | Yes | 100 | Yes | 1 | 209 | #REF! | 0.023226 | #REF! | 164 | #REF! | 0.024518 | #REF! | 2809 | #REF! | 0.001031 | #REF! | 0 | #REF! | 0 | #REF! | 1 | #REF! | 9.1224e-05 | #REF! | 1 | #REF! | 8.485 | #REF! | 0.00019165 | #REF! | 18.7376 | #REF! | 0.001088 | #REF! | #REF! | #REF! |  | #N/A | #REF! | #REF!
061000297 | City of West University Place Master Drainage Plan | Study to develop refine Master Drainage Plan and Projects using future and existing land use and flood/storm water drainage needs including Atlas 14 rainfall. | No | 0 | Yes | 1 | 940 | #REF! | 0.10446 | #REF! | 923 | #REF! | 0.13799 | #REF! | 4613 | #REF! | 0.0016931 | #REF! | 6 | #REF! | 0.00084614 | #REF! | 0 | #REF! | 0 | #REF! | 0 | #REF! | 11.8923 | #REF! | 0.00026862 | #REF! | 0 | #REF! | 0 | #REF! | #REF! | #REF! |  | #N/A | #REF! | #REF!
061000298 | City of Willis Master Drainage Plan | Study to develop Master Drainage Plan using future and existing land use and flood/storm water drainage needs including Atlas 14 rainfall. | No | 0 | Yes | 1 | 61 | #REF! | 0.0067788 | #REF! | 18 | #REF! | 0.0026911 | #REF! | 372 | #REF! | 0.00013653 | #REF! | 0 | #REF! | 0 | #REF! | 0 | #REF! | 0 | #REF! | 0 | #REF! | 1.665 | #REF! | 3.7607e-05 | #REF! | 0.9241 | #REF! | 5.3659e-05 | #REF! | #REF! | #REF! |  | #N/A | #REF! | #REF!
061000299 | City of Woodbranch Master Drainage Plan | Study to develop Master Drainage Plan using future and existing land use and flood/storm water drainage needs including Atlas 14 rainfall. | Yes | 100 | Yes | 1 | 197 | #REF! | 0.021892 | #REF! | 189 | #REF! | 0.028256 | #REF! | 398 | #REF! | 0.00014607 | #REF! | 0 | #REF! | 0 | #REF! | 0 | #REF! | 0 | #REF! | 0 | #REF! | 3.5313 | #REF! | 7.9763e-05 | #REF! | 0 | #REF! | 0 | #REF! | #REF! | #REF! |  | #N/A | #REF! | #REF!
061000300 | Town of Woodloch Master Drainage Plan | Study to develop Master Drainage Plan using future and existing land use and flood/storm water drainage needs including Atlas 14 rainfall. | Yes | 100 | Yes | 1 | 85 | #REF! | 0.0094458 | #REF! | 80 | #REF! | 0.01196 | #REF! | 233 | #REF! | 8.5516e-05 | #REF! | 0 | #REF! | 0 | #REF! | 0 | #REF! | 0 | #REF! | 0 | #REF! | 1.0146 | #REF! | 2.2918e-05 | #REF! | 0 | #REF! | 0 | #REF! | #REF! | #REF! |  | #N/A | #REF! | #REF!
061000301 | Brazoria Flood Mapping Updates | County wide study to produce flood mappping updates including Atlas 14 rainfall. | Yes | 100 | Yes | 1 | 18848 | #REF! | 2.0945 | #REF! | 14344 | #REF! | 2.1445 | #REF! | 65547 | #REF! | 0.024057 | #REF! | 248 | #REF! | 0.034974 | #REF! | 0 | #REF! | 0 | #REF! | 0 | #REF! | 328.0633 | #REF! | 0.0074101 | #REF! | 8584.1602 | #REF! | 0.49845 | #REF! | #REF! | #REF! |  | #N/A | #REF! | #REF!
061000302 | Chambers Flood Mapping Updates | County wide study to produce flood mappping updates including Atlas 14 rainfall. | Yes | 100 | Yes | 1 | 151 | #REF! | 0.01678 | #REF! | 56 | #REF! | 0.0083722 | #REF! | 797 | #REF! | 0.00029252 | #REF! | 0 | #REF! | 0 | #REF! | 0 | #REF! | 0 | #REF! | 0 | #REF! | 7.2969 | #REF! | 0.00016482 | #REF! | 354.0844 | #REF! | 0.02056 | #REF! | #REF! | #REF! |  | #N/A | #REF! | #REF!
061000304 | Galveston Flood Mapping Updates | County wide study to produce flood mappping updates including Atlas 14 rainfall. | Yes | 100 | Yes | 1 | 48570 | #REF! | 5.3975 | #REF! | 42185 | #REF! | 6.3068 | #REF! | 171395 | #REF! | 0.062906 | #REF! | 681 | #REF! | 0.096037 | #REF! | 30 | #REF! | 0.0027367 | #REF! | 30 | #REF! | 910.3509 | #REF! | 0.020562 | #REF! | 3412.0249 | #REF! | 0.19812 | #REF! | #REF! | #REF! |  | #N/A | #REF! | #REF!
061000305 | Grimes Flood Mapping Updates | County wide study to produce flood mappping updates including Atlas 14 rainfall. | Yes | 100 | Yes | 1 | 145 | #REF! | 0.016113 | #REF! | 76 | #REF! | 0.011362 | #REF! | 120 | #REF! | 4.4043e-05 | #REF! | 0 | #REF! | 0 | #REF! | 1 | #REF! | 9.1224e-05 | #REF! | 1 | #REF! | 10.8063 | #REF! | 0.00024408 | #REF! | 151.2735 | #REF! | 0.0087838 | #REF! | #REF! | #REF! |  | #N/A | #REF! | #REF!
061000307 | Montgomery Flood Mapping Updates | County wide study to produce flood mappping updates including Atlas 14 rainfall. | Yes | 100 | Yes | 1 | 21195 | #REF! | 2.3553 | #REF! | 16931 | #REF! | 2.5312 | #REF! | 67706 | #REF! | 0.02485 | #REF! | 125 | #REF! | 0.017628 | #REF! | 72 | #REF! | 0.0065681 | #REF! | 72 | #REF! | 409.3316 | #REF! | 0.0092457 | #REF! | 852.3905 | #REF! | 0.049495 | #REF! | #REF! | #REF! |  | #N/A | #REF! | #REF!
061000308 | San Jacinto Flood Mapping Updates | County wide study to produce flood mappping updates including Atlas 14 rainfall. | Yes | 100 | Yes | 1 | 1028 | #REF! | 0.11424 | #REF! | 933 | #REF! | 0.13949 | #REF! | 1376 | #REF! | 0.00050502 | #REF! | 0 | #REF! | 0 | #REF! | 1 | #REF! | 9.1224e-05 | #REF! | 1 | #REF! | 47.9233 | #REF! | 0.0010825 | #REF! | 63.1179 | #REF! | 0.003665 | #REF! | #REF! | #REF! |  | #N/A | #REF! | #REF!
061000309 | Walker Flood Mapping Updates | County wide study to produce flood mappping updates including Atlas 14 rainfall. | Yes | 100 | Yes | 1 | 505 | #REF! | 0.056119 | #REF! | 437 | #REF! | 0.065333 | #REF! | 657 | #REF! | 0.00024113 | #REF! | 1 | #REF! | 0.00014102 | #REF! | 2 | #REF! | 0.00018245 | #REF! | 2 | #REF! | 25.4257 | #REF! | 0.0005743 | #REF! | 180.4647 | #REF! | 0.010479 | #REF! | #REF! | #REF! |  | #N/A | #REF! | #REF!
061000310 | Waller Flood Mapping Updates | County wide study to produce flood mappping updates including Atlas 14 rainfall. | Yes | 100 | Yes | 1 | 1067 | #REF! | 0.11857 | #REF! | 708 | #REF! | 0.10585 | #REF! | 2410 | #REF! | 0.00088452 | #REF! | 6 | #REF! | 0.00084614 | #REF! | 19 | #REF! | 0.0017333 | #REF! | 19 | #REF! | 40.9138 | #REF! | 0.00092413 | #REF! | 1357.3173 | #REF! | 0.078814 | #REF! | #REF! | #REF! |  | #N/A | #REF! | #REF!
061000311 | 37th Street, Galveston, Drainage Project | Further study and FMP development of existing storm sewer system replacement and upgrades using the city’s updated drainage criteria that now require a 25-year storm drainage capacity. | No | 0 | Yes | 1 | 40153 | #REF! | 4.4621 | #REF! | 34123 | #REF! | 5.1015 | #REF! | 150807 | #REF! | 0.055349 | #REF! | 648 | #REF! | 0.091383 | #REF! | 26 | #REF! | 0.0023718 | #REF! | 26 | #REF! | 722.7742 | #REF! | 0.016326 | #REF! | 2683.2136 | #REF! | 0.1558 | #REF! | #REF! | #REF! |  | #N/A | #REF! | #REF!
061000312 | Addicks Reservoir - Right-Of-Way Acquisition, Design and Construction of a Stormwater Detention Basin on South Mayde Creek | Develop BCA to become a FMP. This project is part of the South Mayde Creek Plan that could reduce the risk of flooding for more than 70 homes and reduce the rainfall event by more than 340 acres in a pre-Atlas 1% rainfall event. | No | 0 | Yes | 1 | 692 | #REF! | 0.0769 | #REF! | 638 | #REF! | 0.095383 | #REF! | 3061 | #REF! | 0.0011235 | #REF! | 12 | #REF! | 0.0016923 | #REF! | 0 | #REF! | 0 | #REF! | 0 | #REF! | 11.6486 | #REF! | 0.00026311 | #REF! | 27.2947 | #REF! | 0.0015849 | #REF! | #REF! | #REF! |  | #N/A | #REF! | #REF!
061000313 | Addicks Reservoir - Design and Construction of Dinner Creek Stormwater Detention Basin | Develop BCA to become a FMP. Project would provide additional stormwater detention in support of flood damage reduction and could reduce the risk of flooding for approximately 30 multi-family structures in Addicks Reservoir Watershed. | No | 0 | Yes | 1 | 692 | #REF! | 0.0769 | #REF! | 638 | #REF! | 0.095383 | #REF! | 3061 | #REF! | 0.0011235 | #REF! | 12 | #REF! | 0.0016923 | #REF! | 0 | #REF! | 0 | #REF! | 0 | #REF! | 11.6486 | #REF! | 0.00026311 | #REF! | 27.2947 | #REF! | 0.0015849 | #REF! | #REF! | #REF! |  | #N/A | #REF! | #REF!
061000315 | Addicks Reservoir - Right-Of-Way Acquisition, Design and Construction of Channel Conveyance Improvements, Bypass Channel, and Detention for South Mayde Creek | Study to develop a BCA needed for this project to become a FMP. This project is part of the South Mayde Creek Plan to reduce flood risk 70+ homes & reduce the rainfall event by 340+ acres in pre-Atlas 1% rainfall event. | No | 0 | Yes | 1 | 944 | #REF! | 0.1049 | #REF! | 854 | #REF! | 0.12768 | #REF! | 5217 | #REF! | 0.0019147 | #REF! | 21 | #REF! | 0.0029615 | #REF! | 0 | #REF! | 0 | #REF! | 0 | #REF! | 15.6626 | #REF! | 0.00035378 | #REF! | 19.4295 | #REF! | 0.0011282 | #REF! | #REF! | #REF! |  | #N/A | #REF! | #REF!
061000317 | Arcadian Gardens Subdivision Drainage Improvements | Study to develop a Cost Benefit Analysis and elevate the project to a FMP. To achieve this goal, the key features of improvments are to rehabilitate roadside swales, build new storm sewers and improve the outfall drainage conditions. | No | 0 | Yes | 1 | 5 | #REF! | 0.00055564 | #REF! | 4 | #REF! | 0.00059801 | #REF! | 5 | #REF! | 1.8351e-06 | #REF! | 0 | #REF! | 0 | #REF! | 0 | #REF! | 0 | #REF! | 0 | #REF! | 0.011843 | #REF! | 2.6751e-07 | #REF! | 0 | #REF! | 0 | #REF! | #REF! | #REF! |  | #N/A | #REF! | #REF!
061000318 | Fort Bend County Willow Fork Channel Improvements | Further study and BCA development. Combo of 11 different channel improvements were identified along Willow Fork and its tributaries as part of the Fort Bend County Master Drainage Plan that, when combined, will provide a 100-year level of service. | No | 0 | Yes | 1 | 404 | #REF! | 0.044895 | #REF! | 288 | #REF! | 0.043057 | #REF! | 1450 | #REF! | 0.00053218 | #REF! | 10 | #REF! | 0.0014102 | #REF! | 2 | #REF! | 0.00018245 | #REF! | 2 | #REF! | 8.4667 | #REF! | 0.00019124 | #REF! | 80.035 | #REF! | 0.0046473 | #REF! | #REF! | #REF! |  | #N/A | #REF! | #REF!
061000319 | Armand Bayou - Design and Construction of the B509-03-00 and B509-04-00 Stormwater Detention Basins | Study to develop a Benefit Cost Analysis needed for this project to become a FMP. Design and Construction of this stormwater detention basin could reduce the risk of flooding for over 400 structures in an Atlas 14 1% rainfall event. | No | 0 | Yes | 1 | 63 | #REF! | 0.007001 | #REF! | 16 | #REF! | 0.002392 | #REF! | 468 | #REF! | 0.00017177 | #REF! | 0 | #REF! | 0 | #REF! | 0 | #REF! | 0 | #REF! | 0 | #REF! | 2.8047 | #REF! | 6.3352e-05 | #REF! | 6.1562 | #REF! | 0.00035747 | #REF! | #REF! | #REF! |  | #N/A | #REF! | #REF!
061000320 | Warren Lake and Dam Retrofit | Further study of Retrofit dam to improve detention of flood & storm water runoff, new 137.3 ac wetlands complex added of storage capacity & conversion of fields to tallgrass prairies to add approximately 856 ac-ft of total storage during rainfall events. | No | 0 | Yes | 1 | 0 | #REF! | 0 | #REF! | 0 | #REF! | 0 | #REF! | 0 | #REF! | 0 | #REF! | 0 | #REF! | 0 | #REF! | 0 | #REF! | 0 | #REF! | 0 | #REF! | 0 | #REF! | 0 | #REF! | 183.1902 | #REF! | 0.010637 | #REF! | #REF! | #REF! |  | #N/A | #REF! | #REF!
061000321 | Armand Bayou Watershed- Basin Expansion and Extension and H&H Study (Phases 1 + 2) | Study to develop a Benefit Cost Analysis needed for this project to become a FMP. Channel modifications along B115-00-00 requires expansion of B500-04-00 and new detention property. | No | 0 | Yes | 1 | 371 | #REF! | 0.041228 | #REF! | 291 | #REF! | 0.043505 | #REF! | 2154 | #REF! | 0.00079056 | #REF! | 0 | #REF! | 0 | #REF! | 0 | #REF! | 0 | #REF! | 0 | #REF! | 3.8352 | #REF! | 8.6627e-05 | #REF! | 0 | #REF! | 0 | #REF! | #REF! | #REF! |  | #N/A | #REF! | #REF!
061000322 | Jackson Bayou Watershed Planning Project- Immediate: First Street Crossing Mitigation | Develop BCA to become a FMP. Priority ranking #1, 0.5 mile upstream along Jackson Bayou identified to fulfill mitigation efforts. Culvert upsizing recommended at First Street. Improvements produced need or 32.4 acre-feet of detention. | No | 0 | Yes | 1 | 111 | #REF! | 0.012335 | #REF! | 83 | #REF! | 0.012409 | #REF! | 598 | #REF! | 0.00021948 | #REF! | 8 | #REF! | 0.0011282 | #REF! | 0 | #REF! | 0 | #REF! | 0 | #REF! | 1.3959 | #REF! | 3.153e-05 | #REF! | 1.7424 | #REF! | 0.00010117 | #REF! | #REF! | #REF! |  | #N/A | #REF! | #REF!
061000323 | B106-WP01 & WP02 for Armand Bayou Watershed | Study to develop a Benefit Cost Analysis needed for this project to become a FMP. Conveyance improvements for B106-00-00 channel, including detention/mitigation storage. | No | 0 | Yes | 1 | 473 | #REF! | 0.052563 | #REF! | 344 | #REF! | 0.051429 | #REF! | 2199 | #REF! | 0.00080708 | #REF! | 0 | #REF! | 0 | #REF! | 0 | #REF! | 0 | #REF! | 0 | #REF! | 7.0468 | #REF! | 0.00015917 | #REF! | 20.9303 | #REF! | 0.0012153 | #REF! | #REF! | #REF! |  | #N/A | #REF! | #REF!
061000324 | Barker Reservoir Flood Risk Reduction and Park Project | Study to further the proposed project. FIF application information unavailable. | No | 0 | Yes | 1 | 115 | #REF! | 0.01278 | #REF! | 105 | #REF! | 0.015698 | #REF! | 306 | #REF! | 0.00011231 | #REF! | 2 | #REF! | 0.00028205 | #REF! | 0 | #REF! | 0 | #REF! | 0 | #REF! | 1.4075 | #REF! | 3.1791e-05 | #REF! | 20.4544 | #REF! | 0.0011877 | #REF! | #REF! | #REF! |  | #N/A | #REF! | #REF!
061000325 | #N/A | #N/A | #N/A | #N/A | #N/A | #N/A | #N/A | #N/A | #N/A | #N/A | #N/A | #N/A | #N/A | #N/A | #N/A | #N/A | #N/A | #N/A | #N/A | #N/A | #N/A | #N/A | #N/A | #N/A | #N/A | #N/A | #N/A | #N/A | #N/A | #N/A | #N/A | #N/A | #N/A | #N/A | #N/A | #N/A | #N/A | #N/A |  | #N/A | #N/A | #N/A
061000326 | I100-WP01 Vince Bayou Watershed Planning Project Recommendation | Study to develop a BCR required for this project to become a FMP. Alt-6 Detention basin and channel widening near Strawberry road on left bank of Vince Bayou. | No | 0 | Yes | 1 | 766 | #REF! | 0.085124 | #REF! | 571 | #REF! | 0.085366 | #REF! | 3202 | #REF! | 0.0011752 | #REF! | 5 | #REF! | 0.00070512 | #REF! | 0 | #REF! | 0 | #REF! | 0 | #REF! | 7.6053 | #REF! | 0.00017178 | #REF! | 0.2212 | #REF! | 1.2844e-05 | #REF! | #REF! | #REF! |  | #N/A | #REF! | #REF!
061000327 | Blalock Road Drainage Improvement Project | Study to further the proposed project that includes increasing the capacity of the drainage system with a 9’x9’ RCB to replace dual 36-inch RCP along the east side of the road and an open ditch with driveway culverts on the west side of the road. | No | 0 | Yes | 1 | 35 | #REF! | 0.0038895 | #REF! | 25 | #REF! | 0.0037376 | #REF! | 365 | #REF! | 0.00013396 | #REF! | 1 | #REF! | 0.00014102 | #REF! | 0 | #REF! | 0 | #REF! | 0 | #REF! | 0.28545 | #REF! | 6.4476e-06 | #REF! | 0 | #REF! | 0 | #REF! | #REF! | #REF! |  | #N/A | #REF! | #REF!
061000328 | Brays Bayou - Keegans Bayou (D118-00-00) Flood Risk Reduction | Study to develop a BCR required for this project to become a FMP. A project could reduce the risk flooding for over 2,500 structures and could reduce the frequency and duration of flooding along about 100 miles of roadway. | No | 0 | Yes | 1 | 2549 | #REF! | 0.28326 | #REF! | 2257 | #REF! | 0.33743 | #REF! | 30383 | #REF! | 0.011151 | #REF! | 27 | #REF! | 0.0038076 | #REF! | 0 | #REF! | 0 | #REF! | 0 | #REF! | 39.2894 | #REF! | 0.00088744 | #REF! | 3.3895 | #REF! | 0.00019681 | #REF! | #REF! | #REF! |  | #N/A | #REF! | #REF!
061000329 | I100-WP06 for Vince Bayou Watershed Planning Project | Study to develop a Benefit Cost Analysis needed for this project to become a FMP. Right-of-way acquisition, design, and construction of a stormwater detention basin and schannel widening near Strawberry Road and Young Street. | No | 0 | Yes | 1 | 948 | #REF! | 0.10535 | #REF! | 709 | #REF! | 0.106 | #REF! | 4153 | #REF! | 0.0015242 | #REF! | 8 | #REF! | 0.0011282 | #REF! | 1 | #REF! | 9.1224e-05 | #REF! | 1 | #REF! | 14.0786 | #REF! | 0.000318 | #REF! | 1.5509 | #REF! | 9.0053e-05 | #REF! | #REF! | #REF! |  | #N/A | #REF! | #REF!
061000330 | I100-WP10 for Vince Bayou Watershed Planning Project | Study to develop a Benefit Cost Analysis needed for this project to become a FMP. Right-of-way acquisition, Design, and Consruction of Two Stormwater Detention Basins near Westside Dr. and Westside. Ct. | No | 0 | Yes | 1 | 948 | #REF! | 0.10535 | #REF! | 709 | #REF! | 0.106 | #REF! | 4153 | #REF! | 0.0015242 | #REF! | 8 | #REF! | 0.0011282 | #REF! | 1 | #REF! | 9.1224e-05 | #REF! | 1 | #REF! | 14.0786 | #REF! | 0.000318 | #REF! | 1.5509 | #REF! | 9.0053e-05 | #REF! | #REF! | #REF! |  | #N/A | #REF! | #REF!
061000331 | I100-WP07 for Vince Bayou Watershed Planning Project | Study to develop a BCR needed for this project to become a FMP. Pasadena (CIP) Street Lowering (Various). Right-of-way acuisition, Design, and Consruction of Stormwaters Detention Basin and construction of Culverts near Pasadena Blvd.. | No | 0 | Yes | 1 | 948 | #REF! | 0.10535 | #REF! | 709 | #REF! | 0.106 | #REF! | 4153 | #REF! | 0.0015242 | #REF! | 8 | #REF! | 0.0011282 | #REF! | 1 | #REF! | 9.1224e-05 | #REF! | 1 | #REF! | 14.0786 | #REF! | 0.000318 | #REF! | 1.5509 | #REF! | 9.0053e-05 | #REF! | #REF! | #REF! |  | #N/A | #REF! | #REF!
061000332 | I100-WP11 for Vince Bayou Watershed Planning Project | Study to develop a Benefit Cost Analysis needed for this project to become a FMP. Right-of-way acquisition, Design, and Consruction of Stormwater Detention Basins near Spencer Hwy. and Tulip Street. | No | 0 | Yes | 1 | 948 | #REF! | 0.10535 | #REF! | 709 | #REF! | 0.106 | #REF! | 4153 | #REF! | 0.0015242 | #REF! | 8 | #REF! | 0.0011282 | #REF! | 1 | #REF! | 9.1224e-05 | #REF! | 1 | #REF! | 14.0786 | #REF! | 0.000318 | #REF! | 1.5509 | #REF! | 9.0053e-05 | #REF! | #REF! | #REF! |  | #N/A | #REF! | #REF!
061000333 | Carpenters Planing Study Cloverleaf Community Flood Risk Reduction Project (Phase 1 and 2) | Study to develop a BCR required for this project to become a FMP. Drainage system upgrade using combination of 9'x7' RCB spanning 3,000' and a 109 acre-feet detention facility providing drainage relief for this portion of the Cloverleaf Community. | No | 0 | Yes | 1 | 0 | #REF! | 0 | #REF! | 0 | #REF! | 0 | #REF! | 0 | #REF! | 0 | #REF! | 0 | #REF! | 0 | #REF! | 0 | #REF! | 0 | #REF! | 0 | #REF! | 0 | #REF! | 0 | #REF! | 0 | #REF! | 0 | #REF! | #REF! | #REF! |  | #N/A | #REF! | #REF!
061000334 | Goose Creek Flood Risk Reduction Phase 1 | Study to develop a Benefit Cost Analysis needed for this project to become a FMP. 1.65 Miles of Goose Creek channel modifications (Downstream of IH 10) with proposed detention basin "J". | No | 0 | Yes | 1 | 1883 | #REF! | 0.20925 | #REF! | 1509 | #REF! | 0.2256 | #REF! | 9371 | #REF! | 0.0034394 | #REF! | 64 | #REF! | 0.0090255 | #REF! | 1 | #REF! | 9.1224e-05 | #REF! | 1 | #REF! | 32.8241 | #REF! | 0.00074141 | #REF! | 73.128 | #REF! | 0.0042462 | #REF! | #REF! | #REF! |  | #N/A | #REF! | #REF!
061000335 | Goose Creek Flood Risk Reduction Phase 2 | Study to develop a Benefit Cost Analysis needed for this project to become a FMP. 1.00 Mile of Goose Creek channel modifications (Upstream of IH 10) with proposed detention basin "I". | No | 0 | Yes | 1 | 1883 | #REF! | 0.20925 | #REF! | 1509 | #REF! | 0.2256 | #REF! | 9371 | #REF! | 0.0034394 | #REF! | 64 | #REF! | 0.0090255 | #REF! | 1 | #REF! | 9.1224e-05 | #REF! | 1 | #REF! | 32.8241 | #REF! | 0.00074141 | #REF! | 73.128 | #REF! | 0.0042462 | #REF! | #REF! | #REF! |  | #N/A | #REF! | #REF!
061000336 | Goose Creek Flood Risk Reduction Phase 3 | Study to develop a Benefit Cost Analysis needed for this project to become a FMP. Local channel modifications and crossing structure improvements along O117 and O126. | No | 0 | Yes | 1 | 1883 | #REF! | 0.20925 | #REF! | 1509 | #REF! | 0.2256 | #REF! | 9371 | #REF! | 0.0034394 | #REF! | 64 | #REF! | 0.0090255 | #REF! | 1 | #REF! | 9.1224e-05 | #REF! | 1 | #REF! | 32.8241 | #REF! | 0.00074141 | #REF! | 73.128 | #REF! | 0.0042462 | #REF! | #REF! | #REF! |  | #N/A | #REF! | #REF!
061000337 | Spring Creek Watershed Plan- Recommended Alternative for PA-02: J131-01-00 Storm Sewer improvements & channel modification | Study to develop a BCR required for this project to become a FMP. Channel modifications along J131-01 & storm sewer improvements under Zion Road, reduces sheetflow by providing positive drainage outfall for ~200 ac of land. | No | 0 | Yes | 1 | 6 | #REF! | 0.00066676 | #REF! | 6 | #REF! | 0.00089702 | #REF! | 7 | #REF! | 2.5691e-06 | #REF! | 0 | #REF! | 0 | #REF! | 1 | #REF! | 9.1224e-05 | #REF! | 1 | #REF! | 0.34245 | #REF! | 7.735e-06 | #REF! | 0 | #REF! | 0 | #REF! | #REF! | #REF! |  | #N/A | #REF! | #REF!
061000338 | Willow Creek Watershed Plan- Immediate: Selective Clearing BNRR to Mouth | Study to develop a BCR required for this project to become a FMP. Selective clearing from BNRR to mouth to increase riverine storm water conveyance, maintain tree canopy & veg. diversity, minimize impact on riparian & uplands habitats. | No | 0 | Yes | 1 | 828 | #REF! | 0.092013 | #REF! | 581 | #REF! | 0.086861 | #REF! | 2443 | #REF! | 0.00089663 | #REF! | 6 | #REF! | 0.00084614 | #REF! | 5 | #REF! | 0.00045612 | #REF! | 5 | #REF! | 24.8491 | #REF! | 0.00056127 | #REF! | 55.8085 | #REF! | 0.0032406 | #REF! | #REF! | #REF! |  | #N/A | #REF! | #REF!
061000339 | Willow Creek Watershed Plan - M120 Detention/Preservation Site | Study to develop BCA to become a FMP. Pursue purchase of property for regional detention, floodplain preservation, & habitat preservation. | No | 0 | Yes | 1 | 828 | #REF! | 0.092013 | #REF! | 581 | #REF! | 0.086861 | #REF! | 2443 | #REF! | 0.00089663 | #REF! | 6 | #REF! | 0.00084614 | #REF! | 5 | #REF! | 0.00045612 | #REF! | 5 | #REF! | 24.8491 | #REF! | 0.00056127 | #REF! | 55.8085 | #REF! | 0.0032406 | #REF! | #REF! | #REF! |  | #N/A | #REF! | #REF!
061000340 | Willow Creek Watershed Plan- FM2920 Stormwater Detention Basin | Study to develop a Benefit Cost Analysis needed for this project to become a FMP. Proposed 826 acre-feet detention basin located near FM 2920 crossing of Willow Creek. | No | 0 | Yes | 1 | 828 | #REF! | 0.092013 | #REF! | 581 | #REF! | 0.086861 | #REF! | 2443 | #REF! | 0.00089663 | #REF! | 6 | #REF! | 0.00084614 | #REF! | 5 | #REF! | 0.00045612 | #REF! | 5 | #REF! | 24.8491 | #REF! | 0.00056127 | #REF! | 55.8085 | #REF! | 0.0032406 | #REF! | #REF! | #REF! |  | #N/A | #REF! | #REF!
061000341 | Willow Creek Watershed Plan- Kuykendahl Basin | Study to develop a Benefit Cost Analysis needed for this project to become a FMP. Proposed 727 acre-feet detention basin located near Kuykendahl Road crossing of Willow Creek. | No | 0 | Yes | 1 | 828 | #REF! | 0.092013 | #REF! | 581 | #REF! | 0.086861 | #REF! | 2443 | #REF! | 0.00089663 | #REF! | 6 | #REF! | 0.00084614 | #REF! | 5 | #REF! | 0.00045612 | #REF! | 5 | #REF! | 24.8491 | #REF! | 0.00056127 | #REF! | 55.8085 | #REF! | 0.0032406 | #REF! | #REF! | #REF! |  | #N/A | #REF! | #REF!
061000342 | Willow Creek Watershed Plan- M121 Basin Stormwater Detention Basin | Study to develop a Benefit Cost Analysis needed for this project to become a FMP. Proposed 1010 acre-feet detention basin located near M121 tributary | No | 0 | Yes | 1 | 828 | #REF! | 0.092013 | #REF! | 581 | #REF! | 0.086861 | #REF! | 2443 | #REF! | 0.00089663 | #REF! | 6 | #REF! | 0.00084614 | #REF! | 5 | #REF! | 0.00045612 | #REF! | 5 | #REF! | 24.8491 | #REF! | 0.00056127 | #REF! | 55.8085 | #REF! | 0.0032406 | #REF! | #REF! | #REF! |  | #N/A | #REF! | #REF!
061000343 | Galveston Bay Watershed Plan- PA01 (N+6) Channel & Crossing Improvements | Develop BCA to become FMP. Channel deepening from N Broadway St to N Utah St, convert open channel segment to closed conduit w/ 8'x5' concrete boxes b/w N Utah St & Main St, replace concrete pipe w/ dual 8'x5' concrete box culvert outfall to F212. | No | 0 | Yes | 1 | 259 | #REF! | 0.028782 | #REF! | 234 | #REF! | 0.034984 | #REF! | 648 | #REF! | 0.00023783 | #REF! | 7 | #REF! | 0.00098717 | #REF! | 0 | #REF! | 0 | #REF! | 0 | #REF! | 5.096 | #REF! | 0.0001151 | #REF! | 0.13704 | #REF! | 7.9572e-06 | #REF! | #REF! | #REF! |  | #N/A | #REF! | #REF!
061000344 | White Oak Bayou - Design and Construction of Woodland Trails Stormwater Detention Basin | Study to develop a BCA to become FMP. This stormwater detention basin compliments the federal project on White Oak Bayou which will reduce the risk of flooding for 1,800 structures in an Atlas 14 1% rainfall event. | No | 0 | Yes | 1 | 11098 | #REF! | 1.2333 | #REF! | 9581 | #REF! | 1.4324 | #REF! | 90865 | #REF! | 0.033349 | #REF! | 90 | #REF! | 0.012692 | #REF! | 0 | #REF! | 0 | #REF! | 0 | #REF! | 163.8038 | #REF! | 0.0036999 | #REF! | 24.3062 | #REF! | 0.0014114 | #REF! | #REF! | #REF! |  | #N/A | #REF! | #REF!
061000345 | Spring Gully Watershed Planning Project- Project Phase I | Develop BCA to become FMP. 108 ac-ft of detention storage. Basin A w/ 95 ac-ft of storage, 10 ft depth, inlet & outlet structures consist of 2 culverts & weir. Basin B w/ 13 ac-ft of storage, 10.5 ft depth, inlet & outlet structures of culvert & weir. | No | 0 | Yes | 1 | 346 | #REF! | 0.03845 | #REF! | 266 | #REF! | 0.039768 | #REF! | 917 | #REF! | 0.00033656 | #REF! | 0 | #REF! | 0 | #REF! | 0 | #REF! | 0 | #REF! | 0 | #REF! | 2.4146 | #REF! | 5.4539e-05 | #REF! | 0 | #REF! | 0 | #REF! | #REF! | #REF! |  | #N/A | #REF! | #REF!
061000346 | Spring Gully Watershed Planning Project- Project Phase II | Develop BCA to become a FMP. Independent of Phase I. Phase II includes addition of Stormwater Detention Basin C, with 80 acre-feet of detention storage w/ 9.5 ft depth & an inlet and outlet structure consisting of a culvert & a weir. | No | 0 | Yes | 1 | 346 | #REF! | 0.03845 | #REF! | 266 | #REF! | 0.039768 | #REF! | 917 | #REF! | 0.00033656 | #REF! | 0 | #REF! | 0 | #REF! | 0 | #REF! | 0 | #REF! | 0 | #REF! | 2.4146 | #REF! | 5.4539e-05 | #REF! | 0 | #REF! | 0 | #REF! | #REF! | #REF! |  | #N/A | #REF! | #REF!
061000347 | Spring Gully Watershed Planning Project- Project Phase III | Complete after phase 2. Relief channel intended to outfall into Stormwater Detention Basin C from Phase 2. Consists of trapezoidal 850-foot channel with cross culvert sized at Prairie Street. Upstream of the culvert crossing, the bottom width is 8 ft. | No | 0 | Yes | 1 | 346 | #REF! | 0.03845 | #REF! | 266 | #REF! | 0.039768 | #REF! | 917 | #REF! | 0.00033656 | #REF! | 0 | #REF! | 0 | #REF! | 0 | #REF! | 0 | #REF! | 0 | #REF! | 2.4146 | #REF! | 5.4539e-05 | #REF! | 0 | #REF! | 0 | #REF! | #REF! | #REF! |  | #N/A | #REF! | #REF!
061000348 | Galveston Bay - Right-of-Way Acquisition, Design and Construction of General Drainage Improvements Along F216-00-00 | Study to develop a Benefit Cost Analysis needed for this project to become a FMP. The project could reduce the risk of flooding for more than 450 structures in an Atlas 14 1% rainfall event. | No | 0 | Yes | 1 | 215 | #REF! | 0.023892 | #REF! | 124 | #REF! | 0.018538 | #REF! | 604 | #REF! | 0.00022168 | #REF! | 0 | #REF! | 0 | #REF! | 0 | #REF! | 0 | #REF! | 0 | #REF! | 4.0905 | #REF! | 9.2393e-05 | #REF! | 0.22162 | #REF! | 1.2869e-05 | #REF! | #REF! | #REF! |  | #N/A | #REF! | #REF!
061000349 | Galveston Bay - Right-of-Way Acquisition, Design and Construction of General Drainage Improvements Along F101-06-00 | Study to develop a Benefit Cost Analysis needed for this project to become a FMP. The project could reduce the risk of flooding for over 40 structures in an Atlas 14 1% rainfall event. | No | 0 | Yes | 1 | 0 | #REF! | 0 | #REF! | 0 | #REF! | 0 | #REF! | 0 | #REF! | 0 | #REF! | 0 | #REF! | 0 | #REF! | 0 | #REF! | 0 | #REF! | 0 | #REF! | 0 | #REF! | 0 | #REF! | 0 | #REF! | 0 | #REF! | #REF! | #REF! |  | #N/A | #REF! | #REF!
061000350 | Galveston Bay Watershed Plan- PA04 (S+4) Crossing Improvements | Recommended alternative directly addresses need for improved channel conveyance by increasing the size of the crossings at El Jardin Dr and Youpon Dr. to 8'x5' box culverts. | No | 0 | Yes | 1 | 190 | #REF! | 0.021114 | #REF! | 185 | #REF! | 0.027658 | #REF! | 391 | #REF! | 0.00014351 | #REF! | 0 | #REF! | 0 | #REF! | 0 | #REF! | 0 | #REF! | 0 | #REF! | 2.7617 | #REF! | 6.2379e-05 | #REF! | 0.41368 | #REF! | 2.4021e-05 | #REF! | #REF! | #REF! |  | #N/A | #REF! | #REF!
061000353 | TC Jester Detention Basin | Study to develop a Benefit Cost Analysis needed for this project to become a FMP. Construction of a 25 acre stormwater detention basin. Estimated construction cost is $10,047,910. This application is requesting $10,000,000.00 of these funds. | No | 0 | Yes | 1 | 2995 | #REF! | 0.33283 | #REF! | 2413 | #REF! | 0.36075 | #REF! | 18540 | #REF! | 0.0068046 | #REF! | 53 | #REF! | 0.0074743 | #REF! | 4 | #REF! | 0.0003649 | #REF! | 4 | #REF! | 59.8598 | #REF! | 0.0013521 | #REF! | 44.0742 | #REF! | 0.0025592 | #REF! | #REF! | #REF! |  | #N/A | #REF! | #REF!
061000354 | Halls Bayou Drainage Project Bond C-26 & C-27 | Study to develop a Benefit Cost Analysis needed for this project to become a FMP. FIF application information unavailable. | No | 0 | Yes | 1 | 1432 | #REF! | 0.15913 | #REF! | 1009 | #REF! | 0.15085 | #REF! | 5511 | #REF! | 0.0020227 | #REF! | 8 | #REF! | 0.0011282 | #REF! | 1 | #REF! | 9.1224e-05 | #REF! | 1 | #REF! | 9.6468 | #REF! | 0.0002179 | #REF! | 0 | #REF! | 0 | #REF! | #REF! | #REF! |  | #N/A | #REF! | #REF!
061000355 | Halls Bayou Drainage Project Bond C-01 | Study to develop a Benefit Cost Analysis needed for this project to become a FMP. FIF application information unavailable. | No | 0 | Yes | 1 | 3188 | #REF! | 0.35427 | #REF! | 2296 | #REF! | 0.34326 | #REF! | 10940 | #REF! | 0.0040152 | #REF! | 13 | #REF! | 0.0018333 | #REF! | 1 | #REF! | 9.1224e-05 | #REF! | 1 | #REF! | 31.8388 | #REF! | 0.00071915 | #REF! | 0.22157 | #REF! | 1.2866e-05 | #REF! | #REF! | #REF! |  | #N/A | #REF! | #REF!
061000356 | Westador Stormwater Detention Basin | Study to develop a BCR required for this project to become a FMP. The Westador Detention Basin is a proposed detention mitigation project within the Cypress Creek Watershed and located south of Cypress Creek and east and west of K141‐00‐00. | No | 0 | Yes | 1 | 2995 | #REF! | 0.33283 | #REF! | 2413 | #REF! | 0.36075 | #REF! | 18540 | #REF! | 0.0068046 | #REF! | 53 | #REF! | 0.0074743 | #REF! | 4 | #REF! | 0.0003649 | #REF! | 4 | #REF! | 59.8598 | #REF! | 0.0013521 | #REF! | 44.0742 | #REF! | 0.0025592 | #REF! | #REF! | #REF! |  | #N/A | #REF! | #REF!
061000357 | Cypress Creek Implementation Plan - Various Detention Sites | Study to develop a Benefit Cost Analysis needed for this project to become a FMP. The Implementation Plan identifies that approximately 14,000 acre-feet of stormwater detention volume across 23 different sites reducing flooding risk. | No | 0 | Yes | 1 | 4100 | #REF! | 0.45562 | #REF! | 3398 | #REF! | 0.50801 | #REF! | 21959 | #REF! | 0.0080594 | #REF! | 73 | #REF! | 0.010295 | #REF! | 3 | #REF! | 0.00027367 | #REF! | 3 | #REF! | 80.1973 | #REF! | 0.0018114 | #REF! | 75.1647 | #REF! | 0.0043645 | #REF! | #REF! | #REF! |  | #N/A | #REF! | #REF!
061000358 | Little Cypress Creek - Management, Right-of-Way Acquisition, Design and Construction of the Little Cypress Creek Frontier Program | Study to develop a BCR required for this to become a FMP. The Little Cypress Creek Frontier program will reduce the risk of flooding and include detention, sediment control, vegetation management and other flood risk management projects. | No | 0 | Yes | 1 | 1213 | #REF! | 0.1348 | #REF! | 1029 | #REF! | 0.15384 | #REF! | 2896 | #REF! | 0.0010629 | #REF! | 15 | #REF! | 0.0021154 | #REF! | 4 | #REF! | 0.0003649 | #REF! | 4 | #REF! | 18.5899 | #REF! | 0.0004199 | #REF! | 192.0175 | #REF! | 0.01115 | #REF! | #REF! | #REF! |  | #N/A | #REF! | #REF!
061000360 | G103-38-00 (Kingwood Diversion Ditch) | Study to develop a BCR required for this to become a FMP. Improvements to the Kingwood Diversion Ditch include channel modifications, flow diversion from Bens Branch, bridge replacements, as well as a new outfall to the West Fork San Jacinto River. | No | 0 | Yes | 1 | 3464 | #REF! | 0.38494 | #REF! | 3027 | #REF! | 0.45255 | #REF! | 17400 | #REF! | 0.0063862 | #REF! | 54 | #REF! | 0.0076153 | #REF! | 2 | #REF! | 0.00018245 | #REF! | 2 | #REF! | 60.6099 | #REF! | 0.001369 | #REF! | 9.4894 | #REF! | 0.00055101 | #REF! | #REF! | #REF! |  | #N/A | #REF! | #REF!
061000361 | G103-80-03.1B (Taylor Gully) | Study to develop a BCR required for this project to become a FMP. Improvements to Taylor Gully include two miles of channel conveyance improvements to the upper limits of Taylor Gully and a concrete low flow structure. | No | 0 | Yes | 1 | 3223 | #REF! | 0.35816 | #REF! | 2962 | #REF! | 0.44283 | #REF! | 16230 | #REF! | 0.0059568 | #REF! | 47 | #REF! | 0.0066281 | #REF! | 2 | #REF! | 0.00018245 | #REF! | 2 | #REF! | 57.8739 | #REF! | 0.0013072 | #REF! | 8.8643 | #REF! | 0.00051471 | #REF! | #REF! | #REF! |  | #N/A | #REF! | #REF!
061000362 | Goose Creek O119-00-00-P001 (Alt 2A1) | Study to develop a Benefit Cost Analysis needed for this project to become a FMP. Construction of channel modifications and in-line stormwater detention along O119 to facilitate Harris County drainage improvements in Highland Mobile Estates. | No | 0 | Yes | 1 | 0 | #REF! | 0 | #REF! | 0 | #REF! | 0 | #REF! | 0 | #REF! | 0 | #REF! | 0 | #REF! | 0 | #REF! | 0 | #REF! | 0 | #REF! | 0 | #REF! | 0 | #REF! | 0 | #REF! | 0 | #REF! | 0 | #REF! | #REF! | #REF! |  | #N/A | #REF! | #REF!
061000363 | Goose Creek O119-00-00-P001 (Alt 2A3) | Study to develop a Benefit Cost Analysis needed for this project to become a FMP. Secondary option for the recommended alternative with less benefits and project cost. | No | 0 | Yes | 1 | 0 | #REF! | 0 | #REF! | 0 | #REF! | 0 | #REF! | 0 | #REF! | 0 | #REF! | 0 | #REF! | 0 | #REF! | 0 | #REF! | 0 | #REF! | 0 | #REF! | 0 | #REF! | 0 | #REF! | 0 | #REF! | 0 | #REF! | #REF! | #REF! |  | #N/A | #REF! | #REF!
061000364 | Sims Bayou C116 Storm Sewer Improvement (C116-00-00-P001) From Mykawa Road to Telephone Road | Study to develop a BCR required for this project to become a FMP. To increase the system C116 capacity, Alternative 1 adds capacity to the C116 system trunkline through an additional parallel trunkline, from Dixie Drive to Sims Bayou. | No | 0 | Yes | 1 | 0 | #REF! | 0 | #REF! | 0 | #REF! | 0 | #REF! | 0 | #REF! | 0 | #REF! | 0 | #REF! | 0 | #REF! | 0 | #REF! | 0 | #REF! | 0 | #REF! | 0 | #REF! | 0 | #REF! | 0 | #REF! | 0 | #REF! | #REF! | #REF! |  | #N/A | #REF! | #REF!
061000365 | #N/A | #N/A | #N/A | #N/A | #N/A | #N/A | #N/A | #N/A | #N/A | #N/A | #N/A | #N/A | #N/A | #N/A | #N/A | #N/A | #N/A | #N/A | #N/A | #N/A | #N/A | #N/A | #N/A | #N/A | #N/A | #N/A | #N/A | #N/A | #N/A | #N/A | #N/A | #N/A | #N/A | #N/A | #N/A | #N/A | #N/A | #N/A |  | #N/A | #N/A | #N/A
061000366 | Greens Bayou - Planning, Right-of-Way Acquisition, Design and Construction of Channel Conveyance Improvements along P138-01-01 | Study to develop a Benefit Cost Analysis needed for this project to become a FMP. Potential federal funded project, the risk of flooding could be reduced for approximately 100 structures in a pre-Atlas 1% rainfall event. | No | 0 | Yes | 1 | 7 | #REF! | 0.00077789 | #REF! | 5 | #REF! | 0.00074751 | #REF! | 74 | #REF! | 2.716e-05 | #REF! | 0 | #REF! | 0 | #REF! | 0 | #REF! | 0 | #REF! | 0 | #REF! | 0.020733 | #REF! | 4.6831e-07 | #REF! | 0 | #REF! | 0 | #REF! | #REF! | #REF! |  | #N/A | #REF! | #REF!
061000367 | Cedar Bayou Flood Risk Reduction Study - Property Acquisition in segment from SH 146 to Galveston Bay along Cedar Bayou (Q100-00-00) | Study to develop a Benefit Cost Analysis needed for this project to become a FMP. Property Acquisition in segment from SH 146 to Galveston Bay along Cedar Bayou. | No | 0 | Yes | 1 | 230 | #REF! | 0.025559 | #REF! | 174 | #REF! | 0.026014 | #REF! | 1046 | #REF! | 0.0003839 | #REF! | 7 | #REF! | 0.00098717 | #REF! | 0 | #REF! | 0 | #REF! | 0 | #REF! | 7.6221 | #REF! | 0.00017216 | #REF! | 47.4024 | #REF! | 0.0027525 | #REF! | #REF! | #REF! |  | #N/A | #REF! | #REF!
061000368 | Cedar Bayou Flood Risk Reduction Study - Q130 Channel improvements from Crosby Eastgate Rd. to Q100 Confluence | Study to develop a Benefit Cost Analysis needed for this project to become a FMP. Cedar Bayou Flood Risk Reduction Study - Q130 Channel improvements from Crosby Eastgate Rd. to Q100 Confluence. | No | 0 | Yes | 1 | 174 | #REF! | 0.019336 | #REF! | 138 | #REF! | 0.020631 | #REF! | 241 | #REF! | 8.8452e-05 | #REF! | 0 | #REF! | 0 | #REF! | 0 | #REF! | 0 | #REF! | 0 | #REF! | 3.1316 | #REF! | 7.0733e-05 | #REF! | 141.0839 | #REF! | 0.0081922 | #REF! | #REF! | #REF! |  | #N/A | #REF! | #REF!
061000369 | Cedar Bayou Flood Risk Reduction Study - Property Acquisition in segment from IH-10 to SH 146 along Cedar Bayou (Q100-00-00) | Study to develop a Benefit Cost Analysis needed for this project to become a FMP. Property Acquisition in segment from IH-10 to SH 146 along Cedar Bayou. | No | 0 | Yes | 1 | 319 | #REF! | 0.03545 | #REF! | 260 | #REF! | 0.038871 | #REF! | 1274 | #REF! | 0.00046759 | #REF! | 0 | #REF! | 0 | #REF! | 0 | #REF! | 0 | #REF! | 0 | #REF! | 5.2541 | #REF! | 0.00011868 | #REF! | 25.3285 | #REF! | 0.0014707 | #REF! | #REF! | #REF! |  | #N/A | #REF! | #REF!
061000370 | #N/A | #N/A | #N/A | #N/A | #N/A | #N/A | #N/A | #N/A | #N/A | #N/A | #N/A | #N/A | #N/A | #N/A | #N/A | #N/A | #N/A | #N/A | #N/A | #N/A | #N/A | #N/A | #N/A | #N/A | #N/A | #N/A | #N/A | #N/A | #N/A | #N/A | #N/A | #N/A | #N/A | #N/A | #N/A | #N/A | #N/A | #N/A |  | #N/A | #N/A | #N/A
061000371 | #N/A | #N/A | #N/A | #N/A | #N/A | #N/A | #N/A | #N/A | #N/A | #N/A | #N/A | #N/A | #N/A | #N/A | #N/A | #N/A | #N/A | #N/A | #N/A | #N/A | #N/A | #N/A | #N/A | #N/A | #N/A | #N/A | #N/A | #N/A | #N/A | #N/A | #N/A | #N/A | #N/A | #N/A | #N/A | #N/A | #N/A | #N/A |  | #N/A | #N/A | #N/A
061000372 | #N/A | #N/A | #N/A | #N/A | #N/A | #N/A | #N/A | #N/A | #N/A | #N/A | #N/A | #N/A | #N/A | #N/A | #N/A | #N/A | #N/A | #N/A | #N/A | #N/A | #N/A | #N/A | #N/A | #N/A | #N/A | #N/A | #N/A | #N/A | #N/A | #N/A | #N/A | #N/A | #N/A | #N/A | #N/A | #N/A | #N/A | #N/A |  | #N/A | #N/A | #N/A
061000373 | City of Tomball Drainage Improvements | Study to the the drainage project for the City of Tomball is comprised of building storm sewer systems and channel conveyance to enable flood waters to be removed from portions of the city bounded by Holderrieth Road, SH 249, UPRR, and FM 2920. | No | 0 | Yes | 1 | 47 | #REF! | 0.005223 | #REF! | 29 | #REF! | 0.0043356 | #REF! | 607 | #REF! | 0.00022278 | #REF! | 0 | #REF! | 0 | #REF! | 0 | #REF! | 0 | #REF! | 0 | #REF! | 3.7131 | #REF! | 8.387e-05 | #REF! | 4.596 | #REF! | 0.00026687 | #REF! | #REF! | #REF! |  | #N/A | #REF! | #REF!
061000374 | Cedar Bayou Flood Risk Reduction Study - Q128 Channel Improvements from US 90 to Q100 Confluence | Study to develop a Benefit Cost Analysis needed for this project to become a FMP. Cedar Bayou channel improvements from US 90 to Confluence with Q100. | No | 0 | Yes | 1 | 142 | #REF! | 0.01578 | #REF! | 81 | #REF! | 0.01211 | #REF! | 199 | #REF! | 7.3037e-05 | #REF! | 0 | #REF! | 0 | #REF! | 0 | #REF! | 0 | #REF! | 0 | #REF! | 6.2482 | #REF! | 0.00014113 | #REF! | 160.9647 | #REF! | 0.0093466 | #REF! | #REF! | #REF! |  | #N/A | #REF! | #REF!
061000376 | Cedar Bayou Flood Risk Reduction Study - Channel improvements from US 90 to FM 1942 | Study to develop a Benefit Cost Analysis needed for this project to become a FMP. Cedar Bayou channel improvements from US 90 to FM 1942. | No | 0 | Yes | 1 | 228 | #REF! | 0.025337 | #REF! | 119 | #REF! | 0.017791 | #REF! | 345 | #REF! | 0.00012662 | #REF! | 0 | #REF! | 0 | #REF! | 0 | #REF! | 0 | #REF! | 0 | #REF! | 11.8363 | #REF! | 0.00026735 | #REF! | 891.7798 | #REF! | 0.051782 | #REF! | #REF! | #REF! |  | #N/A | #REF! | #REF!
061000379 | Cedar Bayou Flood Risk Reduction Study - Channel improvements upstream of FM 1960 | Study to develop a Benefit Cost Analysis needed for this project to become a FMP. Cedar Bayou channel improvements upstream of FM 1960. | No | 0 | Yes | 1 | 75 | #REF! | 0.0083345 | #REF! | 51 | #REF! | 0.0076247 | #REF! | 147 | #REF! | 5.3952e-05 | #REF! | 0 | #REF! | 0 | #REF! | 0 | #REF! | 0 | #REF! | 0 | #REF! | 4.9219 | #REF! | 0.00011117 | #REF! | 463.4785 | #REF! | 0.026912 | #REF! | #REF! | #REF! |  | #N/A | #REF! | #REF!
061000384 | Houston Braeburn Glen Area Flood Mitigation | Further study of a proposed project that includes upsizing of the existing stormwater system with new pipes, inlets, and manholes. Lateral improvement will be completed on Mahoning Drive and Valley View Lane. | No | 0 | Yes | 1 | 32129 | #REF! | 3.5704 | #REF! | 29534 | #REF! | 4.4154 | #REF! | 267993 | #REF! | 0.098359 | #REF! | 448 | #REF! | 0.063179 | #REF! | 1 | #REF! | 9.1224e-05 | #REF! | 1 | #REF! | 412.1999 | #REF! | 0.0093105 | #REF! | 41.8258 | #REF! | 0.0024287 | #REF! | #REF! | #REF! |  | #N/A | #REF! | #REF!
061000388 | Roman Forest Boulevard Bridge Elevation Project | Further study of this project involves the study, design, elevation, and replacement of the Roman Forest Boulevard Bridge to mitigate the risks associated with storms and riverine flooding for the approximate 15,000 citizens. | No | 0 | Yes | 1 | 86 | #REF! | 0.0095569 | #REF! | 73 | #REF! | 0.010914 | #REF! | 270 | #REF! | 9.9096e-05 | #REF! | 0 | #REF! | 0 | #REF! | 0 | #REF! | 0 | #REF! | 0 | #REF! | 3.1773 | #REF! | 7.1768e-05 | #REF! | 0 | #REF! | 0 | #REF! | #REF! | #REF! |  | #N/A | #REF! | #REF!
061000389 | White Oak - SPT and E116 (E116-00-00) Improvements : PA01 thru PA-05 | Study to develop a Benefit Cost Analysis needed for these projects to become a FMP. The "E116-00-00 Flood Reduction Feasibilty Study" was completed in March 2022 and provides a decrease riverine and urban flood risk in the area. | No | 0 | Yes | 1 | 1174 | #REF! | 0.13046 | #REF! | 1074 | #REF! | 0.16057 | #REF! | 4852 | #REF! | 0.0017808 | #REF! | 7 | #REF! | 0.00098717 | #REF! | 0 | #REF! | 0 | #REF! | 0 | #REF! | 14.7971 | #REF! | 0.00033423 | #REF! | 4.9462 | #REF! | 0.0002872 | #REF! | #REF! | #REF! |  | #N/A | #REF! | #REF!
061000394 | Halls Bayou - Right-Of-Way, Design, and Construction of Channel Conveyance Improvements on P118-08-00 | Develop BCA to become a FMP. This project could reduce the risk of flooding for over 210 structures and could reduce the 1% rainfall event for over 170 acres as part of the Halls Ahead Bond Implementation Program. | No | 0 | Yes | 1 | 39 | #REF! | 0.004334 | #REF! | 36 | #REF! | 0.0053821 | #REF! | 64 | #REF! | 2.3489e-05 | #REF! | 2 | #REF! | 0.00028205 | #REF! | 0 | #REF! | 0 | #REF! | 0 | #REF! | 0.67308 | #REF! | 1.5203e-05 | #REF! | 0.045808 | #REF! | 2.6599e-06 | #REF! | #REF! | #REF! |  | #N/A | #REF! | #REF!
061000395 | Halls Bayou - Right-Of-Way, Design, and Construction of Channel Conveyance Improvements on P118-09-00 | Develop BCA to become a FMP. Part of Halls Ahead Bond Implementation Program, could reduce flood risk for 80+ structures, size of the floodplain by 30+ acres & frequency & duration of flooding of up to half a mile of roadway in an Atlas 14 1% event. | No | 0 | Yes | 1 | 260 | #REF! | 0.028893 | #REF! | 211 | #REF! | 0.031545 | #REF! | 446 | #REF! | 0.00016369 | #REF! | 3 | #REF! | 0.00042307 | #REF! | 0 | #REF! | 0 | #REF! | 0 | #REF! | 4.3908 | #REF! | 9.9177e-05 | #REF! | 0.19472 | #REF! | 1.1307e-05 | #REF! | #REF! | #REF! |  | #N/A | #REF! | #REF!
061000396 | Halls Bayou - Right-Of-Way, Design, and Construction of Channel Conveyance Improvements on P118-21-00 | Develop BCA to become a FMP. Part of Halls Ahead Bond Implementation Program, could reduce flood risk for 60+ structures & floodplain by 40+ acres. | No | 0 | Yes | 1 | 3555 | #REF! | 0.39506 | #REF! | 3132 | #REF! | 0.46824 | #REF! | 12360 | #REF! | 0.0045364 | #REF! | 35 | #REF! | 0.0049358 | #REF! | 1 | #REF! | 9.1224e-05 | #REF! | 1 | #REF! | 29.3118 | #REF! | 0.00066207 | #REF! | 1.6733 | #REF! | 9.7161e-05 | #REF! | #REF! | #REF! |  | #N/A | #REF! | #REF!
061000397 | Halls Bayou - Right-Of-Way, Design, and Construction of Channel Conveyance Improvements on P118-23-00 and P118-23-02 | Study to develop a BCR required for this project to become a FMP. Would reduce flood risk for 300+ structures, size of floodplain by 200+ acres. Facilitates future drainage projects by more outfall depth. | No | 0 | Yes | 1 | 1432 | #REF! | 0.15913 | #REF! | 1009 | #REF! | 0.15085 | #REF! | 5511 | #REF! | 0.0020227 | #REF! | 8 | #REF! | 0.0011282 | #REF! | 1 | #REF! | 9.1224e-05 | #REF! | 1 | #REF! | 9.6468 | #REF! | 0.0002179 | #REF! | 0 | #REF! | 0 | #REF! | #REF! | #REF! |  | #N/A | #REF! | #REF!
061000399 | Halls Bayou - Right-Of-Way, Design, and Construction of Channel Conveyance Improvements on P118-25-00 & P118-25-01 | Study to develop a BCR required for this project to become a FMP. Would reduce flood risk for 600+ structures. Facilitates future drainage projects by more outfall depth. | No | 0 | Yes | 1 | 3188 | #REF! | 0.35427 | #REF! | 2296 | #REF! | 0.34326 | #REF! | 10940 | #REF! | 0.0040152 | #REF! | 13 | #REF! | 0.0018333 | #REF! | 1 | #REF! | 9.1224e-05 | #REF! | 1 | #REF! | 31.8388 | #REF! | 0.00071915 | #REF! | 0.22157 | #REF! | 1.2866e-05 | #REF! | #REF! | #REF! |  | #N/A | #REF! | #REF!
061000400 | Halls Bayou - Right-Of-Way, Design, and Construction of Channel Conveyance Improvements on P118-27-00 | Develop BCA to become a FMP. Part of Halls Ahead Bond Implementation Program, could reduce flood risk for 150+ structures, size of the floodplain by 90+ acres, frequency & duration of flooding along 3+ miles of roadway in an Atlas 14 1% event. | No | 0 | Yes | 1 | 3188 | #REF! | 0.35427 | #REF! | 2296 | #REF! | 0.34326 | #REF! | 10940 | #REF! | 0.0040152 | #REF! | 13 | #REF! | 0.0018333 | #REF! | 1 | #REF! | 9.1224e-05 | #REF! | 1 | #REF! | 31.8388 | #REF! | 0.00071915 | #REF! | 0.22157 | #REF! | 1.2866e-05 | #REF! | #REF! | #REF! |  | #N/A | #REF! | #REF!
061000402 | Carpenters (N100-00-00) Channel Improvements | Study to develop a Cost Benefit Analysis and elevate the project to a FMP. Carpenters Bayou (N100-00-00) channel conveyance improvements. | No | 0 | Yes | 1 | 153 | #REF! | 0.017002 | #REF! | 148 | #REF! | 0.022126 | #REF! | 531 | #REF! | 0.00019489 | #REF! | 3 | #REF! | 0.00042307 | #REF! | 0 | #REF! | 0 | #REF! | 0 | #REF! | 2.019 | #REF! | 4.5604e-05 | #REF! | 0 | #REF! | 0 | #REF! | #REF! | #REF! |  | #N/A | #REF! | #REF!
061000403 | Halls Bayou - Design and Construction of a Stormwater Detention Basin in Brock Park | Develop BCA to become a FMP. Provides additional stormwater detention in support of flood damage reduction as part of the Halls Ahead Bond Implementation Program. The project will be a partnership with the City of Houston. | No | 0 | Yes | 1 | 12422 | #REF! | 1.3804 | #REF! | 10065 | #REF! | 1.5047 | #REF! | 43171 | #REF! | 0.015845 | #REF! | 98 | #REF! | 0.01382 | #REF! | 7 | #REF! | 0.00063857 | #REF! | 7 | #REF! | 121.9914 | #REF! | 0.0027555 | #REF! | 9.6442 | #REF! | 0.00056 | #REF! | #REF! | #REF! |  | #N/A | #REF! | #REF!
061000404 | Halls Bayou - Planning, Right-Of-Way, Design and Construction of Halls Bayou Flood Risk Management Project | Develop BCA to become a FMP. Projects as part of the Halls Ahead Bond Implementation Program, could reduce the risk of flooding for more than 700 structures in an Atlas 14 1% rainfall event. | No | 0 | Yes | 1 | 12422 | #REF! | 1.3804 | #REF! | 10065 | #REF! | 1.5047 | #REF! | 43171 | #REF! | 0.015845 | #REF! | 98 | #REF! | 0.01382 | #REF! | 7 | #REF! | 0.00063857 | #REF! | 7 | #REF! | 121.9914 | #REF! | 0.0027555 | #REF! | 9.6442 | #REF! | 0.00056 | #REF! | #REF! | #REF! |  | #N/A | #REF! | #REF!
061000405 | Hunting Bayou Wallisville Outfall (H103-00-00) - Gellhorn Drive | Study to develop a Benefit Cost Analysis needed for this project to become a FMP. Diversion channel expansion for Gellhorn Drive flood reductions. | No | 0 | Yes | 1 | 396 | #REF! | 0.044006 | #REF! | 328 | #REF! | 0.049037 | #REF! | 10304 | #REF! | 0.0037818 | #REF! | 1 | #REF! | 0.00014102 | #REF! | 2 | #REF! | 0.00018245 | #REF! | 2 | #REF! | 13.0283 | #REF! | 0.00029427 | #REF! | 0.66479 | #REF! | 3.8602e-05 | #REF! | #REF! | #REF! |  | #N/A | #REF! | #REF!
061000406 | Hunting Bayou Wallisville Outfall (H103-00-00) - Denver Harbor | Study to develop a Benefit Cost Analysis needed for this project to become a FMP. Denver Harbor drainage system improvements. | No | 0 | Yes | 1 | 396 | #REF! | 0.044006 | #REF! | 328 | #REF! | 0.049037 | #REF! | 10304 | #REF! | 0.0037818 | #REF! | 1 | #REF! | 0.00014102 | #REF! | 2 | #REF! | 0.00018245 | #REF! | 2 | #REF! | 13.0283 | #REF! | 0.00029427 | #REF! | 0.66479 | #REF! | 3.8602e-05 | #REF! | #REF! | #REF! |  | #N/A | #REF! | #REF!
061000407 | Luce Bayou (Z100-00-00-P026) Bypass Channel | Study to develop a Benefit Cost Analysis needed for this project to become a FMP. Construction of channel bypass to provide Luce main stem upstream and local overland flooding relief. | No | 0 | Yes | 1 | 1939 | #REF! | 0.21548 | #REF! | 1465 | #REF! | 0.21902 | #REF! | 5763 | #REF! | 0.0021151 | #REF! | 25 | #REF! | 0.0035256 | #REF! | 0 | #REF! | 0 | #REF! | 0 | #REF! | 39.7733 | #REF! | 0.00089837 | #REF! | 1122.3877 | #REF! | 0.065172 | #REF! | #REF! | #REF! |  | #N/A | #REF! | #REF!
061000412 | Luce Bayou (Z100-00-00-P026) Channelization | Study to develop a Benefit Cost Analysis needed for this project to become a FMP. Construction of channel improvements along Luce main stem. | No | 0 | Yes | 1 | 1939 | #REF! | 0.21548 | #REF! | 1465 | #REF! | 0.21902 | #REF! | 5763 | #REF! | 0.0021151 | #REF! | 25 | #REF! | 0.0035256 | #REF! | 0 | #REF! | 0 | #REF! | 0 | #REF! | 39.7733 | #REF! | 0.00089837 | #REF! | 1122.3877 | #REF! | 0.065172 | #REF! | #REF! | #REF! |  | #N/A | #REF! | #REF!
061000413 | Luce Bayou (Z100-00-00-P026) Upstream Detention | Study to develop a Benefit Cost Analysis needed for this project to become a FMP. Construction of regional detention upstream of Luce Bayou, including acquiring open land north of Harris County. | No | 0 | Yes | 1 | 1939 | #REF! | 0.21548 | #REF! | 1465 | #REF! | 0.21902 | #REF! | 5763 | #REF! | 0.0021151 | #REF! | 25 | #REF! | 0.0035256 | #REF! | 0 | #REF! | 0 | #REF! | 0 | #REF! | 39.7733 | #REF! | 0.00089837 | #REF! | 1122.3877 | #REF! | 0.065172 | #REF! | #REF! | #REF! |  | #N/A | #REF! | #REF!
061000414 | #N/A | #N/A | #N/A | #N/A | #N/A | #N/A | #N/A | #N/A | #N/A | #N/A | #N/A | #N/A | #N/A | #N/A | #N/A | #N/A | #N/A | #N/A | #N/A | #N/A | #N/A | #N/A | #N/A | #N/A | #N/A | #N/A | #N/A | #N/A | #N/A | #N/A | #N/A | #N/A | #N/A | #N/A | #N/A | #N/A | #N/A | #N/A |  | #N/A | #N/A | #N/A
061000415 | City of Manvel Rogers Rd. Drainage Improvements | Further study Alleluia Trail Rogers Rd & All Roads off Rogers drainage improvements, including storm sewer rehabilitation and ditch deepening. | No | 0 | Yes | 1 | 1250 | #REF! | 0.13891 | #REF! | 966 | #REF! | 0.14442 | #REF! | 8190 | #REF! | 0.0030059 | #REF! | 8 | #REF! | 0.0011282 | #REF! | 0 | #REF! | 0 | #REF! | 0 | #REF! | 43.3129 | #REF! | 0.00097832 | #REF! | 178.8015 | #REF! | 0.010382 | #REF! | #REF! | #REF! |  | #N/A | #REF! | #REF!
061000416 | #N/A | #N/A | #N/A | #N/A | #N/A | #N/A | #N/A | #N/A | #N/A | #N/A | #N/A | #N/A | #N/A | #N/A | #N/A | #N/A | #N/A | #N/A | #N/A | #N/A | #N/A | #N/A | #N/A | #N/A | #N/A | #N/A | #N/A | #N/A | #N/A | #N/A | #N/A | #N/A | #N/A | #N/A | #N/A | #N/A | #N/A | #N/A |  | #N/A | #N/A | #N/A
061000417 | #N/A | #N/A | #N/A | #N/A | #N/A | #N/A | #N/A | #N/A | #N/A | #N/A | #N/A | #N/A | #N/A | #N/A | #N/A | #N/A | #N/A | #N/A | #N/A | #N/A | #N/A | #N/A | #N/A | #N/A | #N/A | #N/A | #N/A | #N/A | #N/A | #N/A | #N/A | #N/A | #N/A | #N/A | #N/A | #N/A | #N/A | #N/A |  | #N/A | #N/A | #N/A
061000418 | #N/A | #N/A | #N/A | #N/A | #N/A | #N/A | #N/A | #N/A | #N/A | #N/A | #N/A | #N/A | #N/A | #N/A | #N/A | #N/A | #N/A | #N/A | #N/A | #N/A | #N/A | #N/A | #N/A | #N/A | #N/A | #N/A | #N/A | #N/A | #N/A | #N/A | #N/A | #N/A | #N/A | #N/A | #N/A | #N/A | #N/A | #N/A |  | #N/A | #N/A | #N/A
061000419 | Houston Huntington Village Area Flood Mitigation | Further study to develop this project into a FMP. The project includes storm sewer improvements in the Huntington Village neighborhood to reduce structural flood loss. | No | 0 | Yes | 1 | 32129 | #REF! | 3.5704 | #REF! | 29534 | #REF! | 4.4154 | #REF! | 267993 | #REF! | 0.098359 | #REF! | 448 | #REF! | 0.063179 | #REF! | 1 | #REF! | 9.1224e-05 | #REF! | 1 | #REF! | 412.1999 | #REF! | 0.0093105 | #REF! | 41.8258 | #REF! | 0.0024287 | #REF! | #REF! | #REF! |  | #N/A | #REF! | #REF!
061000420 | Clear Creek - Friendswood Detention Basin Near FM 528 in Friendswood | Develop BCA to become a FMP. ROW acquisition, design, and construction of 39 ac stormwater detention basin holding 500 ac-ft near FM 528; Additional solutions include buyouts, improving channel conveyance, and tributary detention. | No | 0 | Yes | 1 | 14917 | #REF! | 1.6577 | #REF! | 13124 | #REF! | 1.9621 | #REF! | 72758 | #REF! | 0.026704 | #REF! | 155 | #REF! | 0.021859 | #REF! | 9 | #REF! | 0.00082102 | #REF! | 9 | #REF! | 264.1785 | #REF! | 0.0059671 | #REF! | 161.8218 | #REF! | 0.0093963 | #REF! | #REF! | #REF! |  | #N/A | #REF! | #REF!
061000421 | Clear Creek - Hughes Stormwater Detention (SWD) Basin | Develop BCA to become a FMP. Project identified in Clear Creek Federal Project study for flood management but did not yield high enough cost benefit ratio for Federal funding. Therefore, Harris and Galveston County have decided to fund this effort. | No | 0 | Yes | 1 | 27164 | #REF! | 3.0187 | #REF! | 22913 | #REF! | 3.4256 | #REF! | 120966 | #REF! | 0.044397 | #REF! | 233 | #REF! | 0.032859 | #REF! | 12 | #REF! | 0.0010947 | #REF! | 12 | #REF! | 458.1355 | #REF! | 0.010348 | #REF! | 532.7203 | #REF! | 0.030933 | #REF! | #REF! | #REF! |  | #N/A | #REF! | #REF!
061000422 | Danubina Drainage Improvements | Study to further this project and develop an FMP. This CDBG-MIT application involves the installation and construction of various storm sewer and detention infrastructure. | No | 0 | Yes | 1 | 550 | #REF! | 0.06112 | #REF! | 440 | #REF! | 0.065781 | #REF! | 2324 | #REF! | 0.00085296 | #REF! | 7 | #REF! | 0.00098717 | #REF! | 0 | #REF! | 0 | #REF! | 0 | #REF! | 13.8222 | #REF! | 0.0003122 | #REF! | 98.2421 | #REF! | 0.0057045 | #REF! | #REF! | #REF! |  | #N/A | #REF! | #REF!
061000423 | North Alexander Drainage Improvements | Further study to develop this project into a FMP. This CDBG-MIT application involves the installation and construction of various storm sewer and detention infrastructure. | No | 0 | Yes | 1 | 550 | #REF! | 0.06112 | #REF! | 440 | #REF! | 0.065781 | #REF! | 2324 | #REF! | 0.00085296 | #REF! | 7 | #REF! | 0.00098717 | #REF! | 0 | #REF! | 0 | #REF! | 0 | #REF! | 13.8222 | #REF! | 0.0003122 | #REF! | 98.2421 | #REF! | 0.0057045 | #REF! | #REF! | #REF! |  | #N/A | #REF! | #REF!
061000424 | City of Friendswood - Clear Creek Inline & Offline Detention - Bay Area Blvd. Phase I | This project, which includes terraces, detention, and a trail network, will reduce water surface elevations on Clear Creek within the City of Friendswood and will make the Blackhawk Wastewater Treatment Facility more resilient. | No | 0 | Yes | 1 | 1680 | #REF! | 0.18669 | #REF! | 1601 | #REF! | 0.23935 | #REF! | 5467 | #REF! | 0.0020065 | #REF! | 2 | #REF! | 0.00028205 | #REF! | 5 | #REF! | 0.00045612 | #REF! | 5 | #REF! | 37.7204 | #REF! | 0.000852 | #REF! | 18.3731 | #REF! | 0.0010669 | #REF! | #REF! | #REF! |  | #N/A | #REF! | #REF!
061000425 | Clear Creek - Rehabilitation of the A214-00-00 channel to Restore Channel Conveyance Capacity | Major maintenance to restore channel conveyance capacity. | No | 0 | Yes | 1 | 424 | #REF! | 0.047118 | #REF! | 421 | #REF! | 0.062941 | #REF! | 1319 | #REF! | 0.0004841 | #REF! | 0 | #REF! | 0 | #REF! | 0 | #REF! | 0 | #REF! | 0 | #REF! | 8.9099 | #REF! | 0.00020125 | #REF! | 3.3783 | #REF! | 0.00019617 | #REF! | #REF! | #REF! |  | #N/A | #REF! | #REF!
061000426 | Sawdust Road Bridge Elevation Project | Further study of study, design, elevation, & replacement of the Sawdust Road Bridge to mitigate the risks associated with riverine flooding for the citizens residing in the Grogan’s Point and Timberlakes - Timberridge Subdivisions. | No | 0 | Yes | 1 | 794 | #REF! | 0.088235 | #REF! | 633 | #REF! | 0.094635 | #REF! | 5042 | #REF! | 0.0018505 | #REF! | 5 | #REF! | 0.00070512 | #REF! | 0 | #REF! | 0 | #REF! | 0 | #REF! | 18.3722 | #REF! | 0.00041498 | #REF! | 15.1531 | #REF! | 0.00087988 | #REF! | #REF! | #REF! |  | #N/A | #REF! | #REF!
061000427 | #N/A | #N/A | #N/A | #N/A | #N/A | #N/A | #N/A | #N/A | #N/A | #N/A | #N/A | #N/A | #N/A | #N/A | #N/A | #N/A | #N/A | #N/A | #N/A | #N/A | #N/A | #N/A | #N/A | #N/A | #N/A | #N/A | #N/A | #N/A | #N/A | #N/A | #N/A | #N/A | #N/A | #N/A | #N/A | #N/A | #N/A | #N/A |  | #N/A | #N/A | #N/A
061000431 | #N/A | #N/A | #N/A | #N/A | #N/A | #N/A | #N/A | #N/A | #N/A | #N/A | #N/A | #N/A | #N/A | #N/A | #N/A | #N/A | #N/A | #N/A | #N/A | #N/A | #N/A | #N/A | #N/A | #N/A | #N/A | #N/A | #N/A | #N/A | #N/A | #N/A | #N/A | #N/A | #N/A | #N/A | #N/A | #N/A | #N/A | #N/A |  | #N/A | #N/A | #N/A
061000432 | #N/A | #N/A | #N/A | #N/A | #N/A | #N/A | #N/A | #N/A | #N/A | #N/A | #N/A | #N/A | #N/A | #N/A | #N/A | #N/A | #N/A | #N/A | #N/A | #N/A | #N/A | #N/A | #N/A | #N/A | #N/A | #N/A | #N/A | #N/A | #N/A | #N/A | #N/A | #N/A | #N/A | #N/A | #N/A | #N/A | #N/A | #N/A |  | #N/A | #N/A | #N/A
061000433 | Spring Shadows South | Study to develop a Benefit Cost Analysis needed to elevate project to a FMP. FIF application information unavailable. | No | 0 | Yes | 1 | 1006 | #REF! | 0.11179 | #REF! | 935 | #REF! | 0.13979 | #REF! | 4553 | #REF! | 0.001671 | #REF! | 6 | #REF! | 0.00084614 | #REF! | 0 | #REF! | 0 | #REF! | 0 | #REF! | 11.761 | #REF! | 0.00026565 | #REF! | 0 | #REF! | 0 | #REF! | #REF! | #REF! |  | #N/A | #REF! | #REF!
061000434 | #N/A | #N/A | #N/A | #N/A | #N/A | #N/A | #N/A | #N/A | #N/A | #N/A | #N/A | #N/A | #N/A | #N/A | #N/A | #N/A | #N/A | #N/A | #N/A | #N/A | #N/A | #N/A | #N/A | #N/A | #N/A | #N/A | #N/A | #N/A | #N/A | #N/A | #N/A | #N/A | #N/A | #N/A | #N/A | #N/A | #N/A | #N/A |  | #N/A | #N/A | #N/A
061000435 | City of Southside Place - Auden Street Drainage Improvement Project | This project provides for design and construction of a new stormwater conveyance system for the City of Southside Place, that will have the capacity to covey a City standard storm event (2-year storm). | No | 0 | Yes | 1 | 8855 | #REF! | 0.98403 | #REF! | 8148 | #REF! | 1.2182 | #REF! | 93959 | #REF! | 0.034485 | #REF! | 146 | #REF! | 0.020589 | #REF! | 1 | #REF! | 9.1224e-05 | #REF! | 1 | #REF! | 124.9714 | #REF! | 0.0028228 | #REF! | 8.6752 | #REF! | 0.00050374 | #REF! | #REF! | #REF! |  | #N/A | #REF! | #REF!
061000436 | Unincorporated Areas of Bacliff and San Leon Roadside Ditches & Driveway Culverts Improvements | Further study of this unfunded CDBG-MIT project consists of various areas of roadside ditch and driveway culvert improvements in Bacliff and San Leon. | No | 0 | Yes | 1 | 3337 | #REF! | 0.37083 | #REF! | 2777 | #REF! | 0.41517 | #REF! | 5906 | #REF! | 0.0021676 | #REF! | 5 | #REF! | 0.00070512 | #REF! | 0 | #REF! | 0 | #REF! | 0 | #REF! | 50.3564 | #REF! | 0.0011374 | #REF! | 48.6221 | #REF! | 0.0028233 | #REF! | #REF! | #REF! |  | #N/A | #REF! | #REF!
061000437 | Evaluation of Dredging of Channels that Exit Into Lake Houston | Study to develop a Benefit Cost Analysis needed for this project to become a FMP. FIF application information unavailable. | No | 0 | Yes | 1 | 6662 | #REF! | 0.74033 | #REF! | 5121 | #REF! | 0.7656 | #REF! | 25574 | #REF! | 0.0093862 | #REF! | 64 | #REF! | 0.0090255 | #REF! | 1 | #REF! | 9.1224e-05 | #REF! | 1 | #REF! | 169.0808 | #REF! | 0.0038191 | #REF! | 326.6515 | #REF! | 0.018967 | #REF! | #REF! | #REF! |  | #N/A | #REF! | #REF!
061000438 | Greens Bayou, Jackson Bayou, White Oak Bayou, Cypress Creek and San Jacinto River Areas Subdivision Drainage Mitigation Project | This proposed solution recommends establishing positive drainage and clear flow lines, which are expected to reduce the water surface elevation in the subdivision to mitigate the structural flood risk for all 1,445 beneficiaries. | No | 0 | Yes | 1 | 53765 | #REF! | 5.9748 | #REF! | 42231 | #REF! | 6.3137 | #REF! | 335950 | #REF! | 0.1233 | #REF! | 937 | #REF! | 0.13214 | #REF! | 47 | #REF! | 0.0042875 | #REF! | 47 | #REF! | 1051.7412 | #REF! | 0.023756 | #REF! | 2742.0369 | #REF! | 0.15922 | #REF! | #REF! | #REF! |  | #N/A | #REF! | #REF!
061000439 | Greens Bayou, White Oak Bayou and Cypress Creek Areas Subdivision Drainage Mitigation Project | The mitigation solution for Cypress Creek Estates is to install storm sewer systems along West Shadow Lake, East Shadow Lake, North Shadow Lake and Winding Lane, to re-grade the roadside ditches, and to remove and replace of all driveways and culverts. | No | 0 | Yes | 1 | 33860 | #REF! | 3.7628 | #REF! | 27436 | #REF! | 4.1018 | #REF! | 267186 | #REF! | 0.098063 | #REF! | 562 | #REF! | 0.079255 | #REF! | 32 | #REF! | 0.0029192 | #REF! | 32 | #REF! | 601.4052 | #REF! | 0.013584 | #REF! | 1841.8568 | #REF! | 0.10695 | #REF! | #REF! | #REF! |  | #N/A | #REF! | #REF!
061000440 | Brazoria County Camp Mohawk County Park Development | Develop Benefit Cost Analysis in support of the purchase of approximately 160 acres of flood prone area adjacent to and surrounding Camp Mohawk County Park to be used as open space. | No | 0 | Yes | 1 | 18848 | #REF! | 2.0945 | #REF! | 14344 | #REF! | 2.1445 | #REF! | 65547 | #REF! | 0.024057 | #REF! | 248 | #REF! | 0.034974 | #REF! | 0 | #REF! | 0 | #REF! | 0 | #REF! | 328.0633 | #REF! | 0.0074101 | #REF! | 8584.1602 | #REF! | 0.49845 | #REF! | #REF! | #REF! |  | #N/A | #REF! | #REF!
061000441 | Addicks Reservoir - Design and Construction of a Bridge Replacement for Greenhouse Road at South Mayde Creek | Develop BCA to become a FMP. This project is part of the South Mayde Creek Plan that could reduce the risk of flooding for more than 70 homes and reduce the rainfall event by more than 340 acres in a pre-Atlas 1% rainfall event. | No | 0 | Yes | 1 | 692 | #REF! | 0.0769 | #REF! | 638 | #REF! | 0.095383 | #REF! | 3061 | #REF! | 0.0011235 | #REF! | 12 | #REF! | 0.0016923 | #REF! | 0 | #REF! | 0 | #REF! | 0 | #REF! | 11.6486 | #REF! | 0.00026311 | #REF! | 27.2947 | #REF! | 0.0015849 | #REF! | #REF! | #REF! |  | #N/A | #REF! | #REF!
061000442 | Forest Estates - Live Oak Creek Watershed Artesian Forest 1 - Artesian Creek Watershed | Develop a benefits cost analysis in support of this project identied in the City of Conroe Master Drainage Plan. | No | 0 | Yes | 1 | 99 | #REF! | 0.011002 | #REF! | 83 | #REF! | 0.012409 | #REF! | 531 | #REF! | 0.00019489 | #REF! | 0 | #REF! | 0 | #REF! | 0 | #REF! | 0 | #REF! | 0 | #REF! | 2.2649 | #REF! | 5.1159e-05 | #REF! | 0.69726 | #REF! | 4.0487e-05 | #REF! | #REF! | #REF! |  | #N/A | #REF! | #REF!
061000443 | Artesian Forest 1 - Artesian Creek Watershed | Develop a benefits cost analysis in support of this project identied in the City of Conroe Master Drainage Plan. | No | 0 | Yes | 1 | 40 | #REF! | 0.0044451 | #REF! | 36 | #REF! | 0.0053821 | #REF! | 69 | #REF! | 2.5324e-05 | #REF! | 1 | #REF! | 0.00014102 | #REF! | 0 | #REF! | 0 | #REF! | 0 | #REF! | 0.89069 | #REF! | 2.0118e-05 | #REF! | 6.5784 | #REF! | 0.00038198 | #REF! | #REF! | #REF! |  | #N/A | #REF! | #REF!
061000444 | Artesian Forest East - Artesian Creek Watershed | Develop a benefits cost analysis in support of this project identied in the City of Conroe Master Drainage Plan. | No | 0 | Yes | 1 | 40 | #REF! | 0.0044451 | #REF! | 36 | #REF! | 0.0053821 | #REF! | 69 | #REF! | 2.5324e-05 | #REF! | 1 | #REF! | 0.00014102 | #REF! | 0 | #REF! | 0 | #REF! | 0 | #REF! | 0.89069 | #REF! | 2.0118e-05 | #REF! | 6.5784 | #REF! | 0.00038198 | #REF! | #REF! | #REF! |  | #N/A | #REF! | #REF!
061000445 | Lilly - Alligator Creek Watershed | Develop a benefits cost analysis in support of this project identied in the City of Conroe Master Drainage Plan. | No | 0 | Yes | 1 | 516 | #REF! | 0.057342 | #REF! | 426 | #REF! | 0.063688 | #REF! | 3099 | #REF! | 0.0011374 | #REF! | 2 | #REF! | 0.00028205 | #REF! | 9 | #REF! | 0.00082102 | #REF! | 9 | #REF! | 9.8994 | #REF! | 0.0002236 | #REF! | 2.4495 | #REF! | 0.00014223 | #REF! | #REF! | #REF! |  | #N/A | #REF! | #REF!
061000446 | East Fork North - Alligator Creek Watershed " | Develop a benefits cost analysis in support of this project identied in the City of Conroe Master Drainage Plan. | No | 0 | Yes | 1 | 516 | #REF! | 0.057342 | #REF! | 426 | #REF! | 0.063688 | #REF! | 3099 | #REF! | 0.0011374 | #REF! | 2 | #REF! | 0.00028205 | #REF! | 9 | #REF! | 0.00082102 | #REF! | 9 | #REF! | 9.8994 | #REF! | 0.0002236 | #REF! | 2.4495 | #REF! | 0.00014223 | #REF! | #REF! | #REF! |  | #N/A | #REF! | #REF!
061000447 | East Fork South - Alligator Creek Watershed " | Develop a benefits cost analysis in support of this project identied in the City of Conroe Master Drainage Plan. | No | 0 | Yes | 1 | 516 | #REF! | 0.057342 | #REF! | 426 | #REF! | 0.063688 | #REF! | 3099 | #REF! | 0.0011374 | #REF! | 2 | #REF! | 0.00028205 | #REF! | 9 | #REF! | 0.00082102 | #REF! | 9 | #REF! | 9.8994 | #REF! | 0.0002236 | #REF! | 2.4495 | #REF! | 0.00014223 | #REF! | #REF! | #REF! |  | #N/A | #REF! | #REF!
061000448 | West Branch - Alligator Creek Watershed | Develop a benefits cost analysis in support of this project identied in the City of Conroe Master Drainage Plan. | No | 0 | Yes | 1 | 516 | #REF! | 0.057342 | #REF! | 426 | #REF! | 0.063688 | #REF! | 3099 | #REF! | 0.0011374 | #REF! | 2 | #REF! | 0.00028205 | #REF! | 9 | #REF! | 0.00082102 | #REF! | 9 | #REF! | 9.8994 | #REF! | 0.0002236 | #REF! | 2.4495 | #REF! | 0.00014223 | #REF! | #REF! | #REF! |  | #N/A | #REF! | #REF!
061000449 | Oak Hollow - Alligator Creek Watershed | Develop a benefits cost analysis in support of this project identied in the City of Conroe Master Drainage Plan. | No | 0 | Yes | 1 | 516 | #REF! | 0.057342 | #REF! | 426 | #REF! | 0.063688 | #REF! | 3099 | #REF! | 0.0011374 | #REF! | 2 | #REF! | 0.00028205 | #REF! | 9 | #REF! | 0.00082102 | #REF! | 9 | #REF! | 9.8994 | #REF! | 0.0002236 | #REF! | 2.4495 | #REF! | 0.00014223 | #REF! | #REF! | #REF! |  | #N/A | #REF! | #REF!
061000450 | Cable - Alligator Creek Watershed | Develop a benefits cost analysis in support of this project identied in the City of Conroe Master Drainage Plan. | No | 0 | Yes | 1 | 516 | #REF! | 0.057342 | #REF! | 426 | #REF! | 0.063688 | #REF! | 3099 | #REF! | 0.0011374 | #REF! | 2 | #REF! | 0.00028205 | #REF! | 9 | #REF! | 0.00082102 | #REF! | 9 | #REF! | 9.8994 | #REF! | 0.0002236 | #REF! | 2.4495 | #REF! | 0.00014223 | #REF! | #REF! | #REF! |  | #N/A | #REF! | #REF!
061000451 | South Frazier - Grand Lake Creek Watershed | Develop a benefits cost analysis in support of this project identied in the City of Conroe Master Drainage Plan. | No | 0 | Yes | 1 | 365 | #REF! | 0.040561 | #REF! | 257 | #REF! | 0.038422 | #REF! | 1873 | #REF! | 0.00068743 | #REF! | 6 | #REF! | 0.00084614 | #REF! | 0 | #REF! | 0 | #REF! | 0 | #REF! | 6.664 | #REF! | 0.00015052 | #REF! | 2.981 | #REF! | 0.00017309 | #REF! | #REF! | #REF! |  | #N/A | #REF! | #REF!
061000452 | Rivershire East - Grand Lake Creek Watershed | Develop a benefits cost analysis in support of this project identied in the City of Conroe Master Drainage Plan. | No | 0 | Yes | 1 | 365 | #REF! | 0.040561 | #REF! | 257 | #REF! | 0.038422 | #REF! | 1873 | #REF! | 0.00068743 | #REF! | 6 | #REF! | 0.00084614 | #REF! | 0 | #REF! | 0 | #REF! | 0 | #REF! | 6.664 | #REF! | 0.00015052 | #REF! | 2.981 | #REF! | 0.00017309 | #REF! | #REF! | #REF! |  | #N/A | #REF! | #REF!
061000453 | Rivershire West - Grand Lake Creek Watershed | Develop a benefits cost analysis in support of this project identied in the City of Conroe Master Drainage Plan. | No | 0 | Yes | 1 | 879 | #REF! | 0.097681 | #REF! | 682 | #REF! | 0.10196 | #REF! | 4662 | #REF! | 0.0017111 | #REF! | 6 | #REF! | 0.00084614 | #REF! | 9 | #REF! | 0.00082102 | #REF! | 9 | #REF! | 16.5634 | #REF! | 0.00037412 | #REF! | 5.4304 | #REF! | 0.00031532 | #REF! | #REF! | #REF! |  | #N/A | #REF! | #REF!
061000454 | Baretta - Grand Lake Creek Watershed | Develop a benefits cost analysis in support of this project identied in the City of Conroe Master Drainage Plan. | No | 0 | Yes | 1 | 102 | #REF! | 0.011335 | #REF! | 63 | #REF! | 0.0094187 | #REF! | 283 | #REF! | 0.00010387 | #REF! | 0 | #REF! | 0 | #REF! | 1 | #REF! | 9.1224e-05 | #REF! | 1 | #REF! | 5.9456 | #REF! | 0.00013429 | #REF! | 3.954 | #REF! | 0.0002296 | #REF! | #REF! | #REF! |  | #N/A | #REF! | #REF!
061000455 | Valley - Stewarts Creek Watershed | Develop a benefits cost analysis in support of this project identied in the City of Conroe Master Drainage Plan. | No | 0 | Yes | 1 | 374 | #REF! | 0.041562 | #REF! | 277 | #REF! | 0.041412 | #REF! | 2384 | #REF! | 0.00087498 | #REF! | 7 | #REF! | 0.00098717 | #REF! | 7 | #REF! | 0.00063857 | #REF! | 7 | #REF! | 10.3103 | #REF! | 0.00023288 | #REF! | 6.7241 | #REF! | 0.00039044 | #REF! | #REF! | #REF! |  | #N/A | #REF! | #REF!
061000456 | Hunnington - Stewarts Creek Watershed | Develop a benefits cost analysis in support of this project identied in the City of Conroe Master Drainage Plan. | No | 0 | Yes | 1 | 374 | #REF! | 0.041562 | #REF! | 277 | #REF! | 0.041412 | #REF! | 2384 | #REF! | 0.00087498 | #REF! | 7 | #REF! | 0.00098717 | #REF! | 7 | #REF! | 0.00063857 | #REF! | 7 | #REF! | 10.3103 | #REF! | 0.00023288 | #REF! | 6.7241 | #REF! | 0.00039044 | #REF! | #REF! | #REF! |  | #N/A | #REF! | #REF!
061000457 | Avenue M - Stewarts Creek Watershed | Develop a benefits cost analysis in support of this project identied in the City of Conroe Master Drainage Plan. | No | 0 | Yes | 1 | 374 | #REF! | 0.041562 | #REF! | 277 | #REF! | 0.041412 | #REF! | 2384 | #REF! | 0.00087498 | #REF! | 7 | #REF! | 0.00098717 | #REF! | 7 | #REF! | 0.00063857 | #REF! | 7 | #REF! | 10.3103 | #REF! | 0.00023288 | #REF! | 6.7241 | #REF! | 0.00039044 | #REF! | #REF! | #REF! |  | #N/A | #REF! | #REF!
061000458 | South 3rd - Stewarts Creek Watershed | Develop a benefits cost analysis in support of this project identied in the City of Conroe Master Drainage Plan. | No | 0 | Yes | 1 | 374 | #REF! | 0.041562 | #REF! | 277 | #REF! | 0.041412 | #REF! | 2384 | #REF! | 0.00087498 | #REF! | 7 | #REF! | 0.00098717 | #REF! | 7 | #REF! | 0.00063857 | #REF! | 7 | #REF! | 10.3103 | #REF! | 0.00023288 | #REF! | 6.7241 | #REF! | 0.00039044 | #REF! | #REF! | #REF! |  | #N/A | #REF! | #REF!
061000459 | Toby - Little Caney Creek Watershed | Develop a benefits cost analysis in support of this project identied in the City of Conroe Master Drainage Plan. | No | 0 | Yes | 1 | 271 | #REF! | 0.030115 | #REF! | 204 | #REF! | 0.030499 | #REF! | 571 | #REF! | 0.00020957 | #REF! | 0 | #REF! | 0 | #REF! | 0 | #REF! | 0 | #REF! | 0 | #REF! | 6.5345 | #REF! | 0.0001476 | #REF! | 3.8967 | #REF! | 0.00022627 | #REF! | #REF! | #REF! |  | #N/A | #REF! | #REF!
061000460 | Southern Oak - Little Laney Creek | Develop a benefits cost analysis in support of this project identied in the City of Conroe Master Drainage Plan. | No | 0 | Yes | 1 | 271 | #REF! | 0.030115 | #REF! | 204 | #REF! | 0.030499 | #REF! | 571 | #REF! | 0.00020957 | #REF! | 0 | #REF! | 0 | #REF! | 0 | #REF! | 0 | #REF! | 0 | #REF! | 6.5345 | #REF! | 0.0001476 | #REF! | 3.8967 | #REF! | 0.00022627 | #REF! | #REF! | #REF! |  | #N/A | #REF! | #REF!
061000461 | Rush Creek Lake - Lake Conroe Estates Watershed | Develop a benefits cost analysis in support of this project identied in the City of Conroe Master Drainage Plan. | No | 0 | Yes | 1 | 80 | #REF! | 0.0088902 | #REF! | 73 | #REF! | 0.010914 | #REF! | 130 | #REF! | 4.7713e-05 | #REF! | 0 | #REF! | 0 | #REF! | 1 | #REF! | 9.1224e-05 | #REF! | 1 | #REF! | 0.37901 | #REF! | 8.5608e-06 | #REF! | 1.1711 | #REF! | 6.8001e-05 | #REF! | #REF! | #REF! |  | #N/A | #REF! | #REF!
061000462 | Longmire and SH-105 - Live Oak Creek Watershed | Develop a benefits cost analysis in support of this project identied in the City of Conroe Master Drainage Plan. | No | 0 | Yes | 1 | 99 | #REF! | 0.011002 | #REF! | 83 | #REF! | 0.012409 | #REF! | 531 | #REF! | 0.00019489 | #REF! | 0 | #REF! | 0 | #REF! | 0 | #REF! | 0 | #REF! | 0 | #REF! | 2.2649 | #REF! | 5.1159e-05 | #REF! | 0.69726 | #REF! | 4.0487e-05 | #REF! | #REF! | #REF! |  | #N/A | #REF! | #REF!
061000463 | Southeast Montgomery County Master Drainage Plan | Study to develop Master Drainage Plan using future and existing land use and flood/storm water drainage needs including Atlas 14 rainfall. | No | 0 | Yes | 1 | 10021 | #REF! | 1.1136 | #REF! | 7836 | #REF! | 1.1715 | #REF! | 22126 | #REF! | 0.0081207 | #REF! | 39 | #REF! | 0.0054999 | #REF! | 17 | #REF! | 0.0015508 | #REF! | 17 | #REF! | 212.7867 | #REF! | 0.0048063 | #REF! | 296.6737 | #REF! | 0.017227 | #REF! | #REF! | #REF! |  | #N/A | #REF! | #REF!
061000464 | Carpenters Bayou (West Acres, Shadowglen & Old River Terrace Neighborhood) | Further study to develop a BCA required to elevate project to FMP. The project is to reduce flooding in the Problem Area #5 identified by the Carpenters Bayou Watershed Planning Project Report, 2021. | No | 0 | Yes | 1 | 812 | #REF! | 0.090235 | #REF! | 489 | #REF! | 0.073107 | #REF! | 4689 | #REF! | 0.001721 | #REF! | 24 | #REF! | 0.0033846 | #REF! | 2 | #REF! | 0.00018245 | #REF! | 2 | #REF! | 18.8263 | #REF! | 0.00042524 | #REF! | 96.263 | #REF! | 0.0055896 | #REF! | #REF! | #REF! |  | #N/A | #REF! | #REF!
061000465 | Catalina | Study to develop a BCR and other data needed to elevate project to a FMP. FIF application information unavailable. | No | 0 | Yes | 1 | 33653 | #REF! | 3.7398 | #REF! | 28408 | #REF! | 4.2471 | #REF! | 155360 | #REF! | 0.05702 | #REF! | 395 | #REF! | 0.055704 | #REF! | 16 | #REF! | 0.0014596 | #REF! | 16 | #REF! | 578.0193 | #REF! | 0.013056 | #REF! | 596.6868 | #REF! | 0.034647 | #REF! | #REF! | #REF! |  | #N/A | #REF! | #REF!
061000466 | #N/A | #N/A | #N/A | #N/A | #N/A | #N/A | #N/A | #N/A | #N/A | #N/A | #N/A | #N/A | #N/A | #N/A | #N/A | #N/A | #N/A | #N/A | #N/A | #N/A | #N/A | #N/A | #N/A | #N/A | #N/A | #N/A | #N/A | #N/A | #N/A | #N/A | #N/A | #N/A | #N/A | #N/A | #N/A | #N/A | #N/A | #N/A |  | #N/A | #N/A | #N/A
061000467 | #N/A | #N/A | #N/A | #N/A | #N/A | #N/A | #N/A | #N/A | #N/A | #N/A | #N/A | #N/A | #N/A | #N/A | #N/A | #N/A | #N/A | #N/A | #N/A | #N/A | #N/A | #N/A | #N/A | #N/A | #N/A | #N/A | #N/A | #N/A | #N/A | #N/A | #N/A | #N/A | #N/A | #N/A | #N/A | #N/A | #N/A | #N/A |  | #N/A | #N/A | #N/A
061000468 | #N/A | #N/A | #N/A | #N/A | #N/A | #N/A | #N/A | #N/A | #N/A | #N/A | #N/A | #N/A | #N/A | #N/A | #N/A | #N/A | #N/A | #N/A | #N/A | #N/A | #N/A | #N/A | #N/A | #N/A | #N/A | #N/A | #N/A | #N/A | #N/A | #N/A | #N/A | #N/A | #N/A | #N/A | #N/A | #N/A | #N/A | #N/A |  | #N/A | #N/A | #N/A
061000469 | #N/A | #N/A | #N/A | #N/A | #N/A | #N/A | #N/A | #N/A | #N/A | #N/A | #N/A | #N/A | #N/A | #N/A | #N/A | #N/A | #N/A | #N/A | #N/A | #N/A | #N/A | #N/A | #N/A | #N/A | #N/A | #N/A | #N/A | #N/A | #N/A | #N/A | #N/A | #N/A | #N/A | #N/A | #N/A | #N/A | #N/A | #N/A |  | #N/A | #N/A | #N/A
101000001 | Willow-Gazley Local Drainage Alternative 3 | Drainage System Improvements | No | 0 | No | 0 | 0 | #REF! | 0 | #REF! | 0 | #REF! | 0 | #REF! | 0 | #REF! | 0 | #REF! | 0 | #REF! | 0 | #REF! | 0 | #REF! | 0 | #REF! | 0 | #REF! | 0 | #REF! | 0 | #REF! | 0 | #REF! | 0 | #REF! | #REF! | #REF! |  | #N/A | #REF! | #REF!
101000002 | Shiloh Road Bridge West of State HWY 304 | Upgrade flow capacity | No | 0 | No | 0 | 1 | #REF! | 0.00011113 | #REF! | 1 | #REF! | 0.0001495 | #REF! | 2 | #REF! | 7.3404e-07 | #REF! | 0 | #REF! | 0 | #REF! | 0 | #REF! | 0 | #REF! | 0 | #REF! | 0.14571 | #REF! | 3.2913e-06 | #REF! | 56.0389 | #REF! | 0.0032539 | #REF! | #REF! | #REF! |  | #N/A | #REF! | #REF!
101000003 | Willie May Way in Precinct 4 at Trib | Replace CMPs with larger multi-box culvert | No | 0 | No | 0 | 0 | #REF! | 0 | #REF! | 0 | #REF! | 0 | #REF! | 0 | #REF! | 0 | #REF! | 0 | #REF! | 0 | #REF! | 0 | #REF! | 0 | #REF! | 0 | #REF! | 0 | #REF! | 0 | #REF! | 0 | #REF! | 0 | #REF! | #REF! | #REF! |  | #N/A | #REF! | #REF!
101000004 | Gotier Trace Low Water Crossing | Replace LWCs with box culverts | No | 0 | No | 0 | 2 | #REF! | 0.00022225 | #REF! | 2 | #REF! | 0.00029901 | #REF! | 3 | #REF! | 1.1011e-06 | #REF! | 0 | #REF! | 0 | #REF! | 0 | #REF! | 0 | #REF! | 0 | #REF! | 1.3419 | #REF! | 3.031e-05 | #REF! | 162.9138 | #REF! | 0.0094597 | #REF! | #REF! | #REF! |  | #N/A | #REF! | #REF!
101000005 | Lakeview Drive & Tuck Street | Drainage system improvements | No | 0 | No | 0 | 47 | #REF! | 0.005223 | #REF! | 40 | #REF! | 0.0059801 | #REF! | 115 | #REF! | 4.2207e-05 | #REF! | 0 | #REF! | 0 | #REF! | 0 | #REF! | 0 | #REF! | 0 | #REF! | 0.37732 | #REF! | 8.5227e-06 | #REF! | 61.8442 | #REF! | 0.003591 | #REF! | #REF! | #REF! |  | #N/A | #REF! | #REF!
101000006 | Green Valley Drive in Precinct 1 | LWC upgrade, Bridge | No | 0 | No | 0 | 38 | #REF! | 0.0042228 | #REF! | 35 | #REF! | 0.0052326 | #REF! | 67 | #REF! | 2.459e-05 | #REF! | 0 | #REF! | 0 | #REF! | 0 | #REF! | 0 | #REF! | 0 | #REF! | 0.32684 | #REF! | 7.3824e-06 | #REF! | 49.4767 | #REF! | 0.0028729 | #REF! | #REF! | #REF! |  | #N/A | #REF! | #REF!
101000007 | Old McDade Rd in Precinct 4 near Norwood Rd | Box culvert replacement | No | 0 | No | 0 | 4 | #REF! | 0.00044451 | #REF! | 4 | #REF! | 0.00059801 | #REF! | 6 | #REF! | 2.2021e-06 | #REF! | 0 | #REF! | 0 | #REF! | 0 | #REF! | 0 | #REF! | 0 | #REF! | 0.11974 | #REF! | 2.7047e-06 | #REF! | 4.9548 | #REF! | 0.0002877 | #REF! | #REF! | #REF! |  | #N/A | #REF! | #REF!
101000008 | Clear Springs Lake Dam | Design & implement Clear Springs Lake Dam Improvements | No | 0 | No | 0 | 0 | #REF! | 0 | #REF! | 0 | #REF! | 0 | #REF! | 0 | #REF! | 0 | #REF! | 0 | #REF! | 0 | #REF! | 0 | #REF! | 0 | #REF! | 0 | #REF! | 0 | #REF! | 0 | #REF! | 0.12127 | #REF! | 7.0414e-06 | #REF! | #REF! | #REF! |  | #N/A | #REF! | #REF!
101000009 | Pecan Shores Subdivision | Voluntary buyout of homes in 100-year FP (48 homes) | No | 0 | No | 0 | 12 | #REF! | 0.0013335 | #REF! | 10 | #REF! | 0.001495 | #REF! | 22 | #REF! | 8.0745e-06 | #REF! | 0 | #REF! | 0 | #REF! | 0 | #REF! | 0 | #REF! | 0 | #REF! | 0.43061 | #REF! | 9.7262e-06 | #REF! | 17.6785 | #REF! | 0.0010265 | #REF! | #REF! | #REF! |  | #N/A | #REF! | #REF!
101000010 | Hidden Shores Subdivision | Voluntary buyout of homes in floodway (22 homes) | No | 0 | No | 0 | 39 | #REF! | 0.004334 | #REF! | 39 | #REF! | 0.0058306 | #REF! | 68 | #REF! | 2.4957e-05 | #REF! | 0 | #REF! | 0 | #REF! | 0 | #REF! | 0 | #REF! | 0 | #REF! | 1.1319 | #REF! | 2.5567e-05 | #REF! | 67.8941 | #REF! | 0.0039423 | #REF! | #REF! | #REF! |  | #N/A | #REF! | #REF!
101000011 | Waters Edge Terrace Subdivision | Voluntary buyout of homes in 100-year FP (12 homes) | No | 0 | No | 0 | 43 | #REF! | 0.0047785 | #REF! | 41 | #REF! | 0.0061296 | #REF! | 120 | #REF! | 4.4043e-05 | #REF! | 0 | #REF! | 0 | #REF! | 0 | #REF! | 0 | #REF! | 0 | #REF! | 0.46129 | #REF! | 1.0419e-05 | #REF! | 17.668 | #REF! | 0.0010259 | #REF! | #REF! | #REF! |  | #N/A | #REF! | #REF!
101000012 | Old Sayers Rd & Little Sandy Creek | LWC upgrade, Box culvert | No | 0 | No | 0 | 0 | #REF! | 0 | #REF! | 0 | #REF! | 0 | #REF! | 0 | #REF! | 0 | #REF! | 0 | #REF! | 0 | #REF! | 1 | #REF! | 9.1224e-05 | #REF! | 0 | #REF! | 0.1895 | #REF! | 4.2804e-06 | #REF! | 105.4669 | #REF! | 0.006124 | #REF! | #REF! | #REF! |  | #N/A | #REF! | #REF!
101000013 | Paffen Rd & Grassy Creek Draw | CMP Upgrade, Cast-in-place multi-box (2) culvert-bridge | No | 0 | No | 0 | 0 | #REF! | 0 | #REF! | 0 | #REF! | 0 | #REF! | 0 | #REF! | 0 | #REF! | 0 | #REF! | 0 | #REF! | 0 | #REF! | 0 | #REF! | 0 | #REF! | 0.053692 | #REF! | 1.2128e-06 | #REF! | 39.2556 | #REF! | 0.0022794 | #REF! | #REF! | #REF! |  | #N/A | #REF! | #REF!
101000014 | Meduna Rd & Barton Oaks Draw 1 | LWC to Culvert, Cast-in-place box culvert-bridge | No | 0 | No | 0 | 0 | #REF! | 0 | #REF! | 0 | #REF! | 0 | #REF! | 0 | #REF! | 0 | #REF! | 0 | #REF! | 0 | #REF! | 0 | #REF! | 0 | #REF! | 0 | #REF! | 0.062634 | #REF! | 1.4147e-06 | #REF! | 1.5472 | #REF! | 8.9837e-05 | #REF! | #REF! | #REF! |  | #N/A | #REF! | #REF!
101000015 | Pine Canyon Dr & Wet Weather Creek | LWC to Culvert, Cast-in-place multi-box (2) culvert-bridge | No | 0 | No | 0 | 0 | #REF! | 0 | #REF! | 0 | #REF! | 0 | #REF! | 0 | #REF! | 0 | #REF! | 0 | #REF! | 0 | #REF! | 0 | #REF! | 0 | #REF! | 0 | #REF! | 0 | #REF! | 0 | #REF! | 0 | #REF! | 0 | #REF! | #REF! | #REF! |  | #N/A | #REF! | #REF!
101000016 | Hall Rd & Young's Branch | Upgrade Box-culvert bridge | No | 0 | No | 0 | 0 | #REF! | 0 | #REF! | 0 | #REF! | 0 | #REF! | 0 | #REF! | 0 | #REF! | 0 | #REF! | 0 | #REF! | 0 | #REF! | 0 | #REF! | 0 | #REF! | 0.047016 | #REF! | 1.062e-06 | #REF! | 1.5022 | #REF! | 8.7226e-05 | #REF! | #REF! | #REF! |  | #N/A | #REF! | #REF!
101000017 | Friendship Rd & Turner Creek A and B | LWC to Culvert, Cast-in-place multi-box (3) culvert-bridge | No | 0 | No | 0 | 0 | #REF! | 0 | #REF! | 0 | #REF! | 0 | #REF! | 0 | #REF! | 0 | #REF! | 0 | #REF! | 0 | #REF! | 0 | #REF! | 0 | #REF! | 0 | #REF! | 0.14289 | #REF! | 3.2275e-06 | #REF! | 209.3228 | #REF! | 0.012155 | #REF! | #REF! | #REF! |  | #N/A | #REF! | #REF!
101000018 | Patterson Rd & Barton's Creek | Wooden Bridge Upgrade, Box-culvert bridge | No | 0 | No | 0 | 1 | #REF! | 0.00011113 | #REF! | 1 | #REF! | 0.0001495 | #REF! | 3 | #REF! | 1.1011e-06 | #REF! | 0 | #REF! | 0 | #REF! | 0 | #REF! | 0 | #REF! | 0 | #REF! | 0.11197 | #REF! | 2.5292e-06 | #REF! | 479.7714 | #REF! | 0.027858 | #REF! | #REF! | #REF! |  | #N/A | #REF! | #REF!
101000019 | Upper Elgin River Rd & Cotton Creek | LWC to Culvert Cast-in-place multi-box (2) culvert-bridge | No | 0 | No | 0 | 0 | #REF! | 0 | #REF! | 0 | #REF! | 0 | #REF! | 0 | #REF! | 0 | #REF! | 0 | #REF! | 0 | #REF! | 0 | #REF! | 0 | #REF! | 0 | #REF! | 0.05885 | #REF! | 1.3293e-06 | #REF! | 32.0285 | #REF! | 0.0018598 | #REF! | #REF! | #REF! |  | #N/A | #REF! | #REF!
101000020 | Old Sayers Rd & Big Sandy Creek | LWC to Culvert Cast-in-place multi-box (2) culvert-bridge | No | 0 | No | 0 | 90 | #REF! | 0.010001 | #REF! | 72 | #REF! | 0.010764 | #REF! | 191 | #REF! | 7.0101e-05 | #REF! | 0 | #REF! | 0 | #REF! | 1 | #REF! | 9.1224e-05 | #REF! | 0 | #REF! | 2.3206 | #REF! | 5.2417e-05 | #REF! | 894.3233 | #REF! | 0.05193 | #REF! | #REF! | #REF! |  | #N/A | #REF! | #REF!
101000021 | Caldwell Rd & Wet Weather Creek | LWC to Culvert Cast-in-place multi-box (2) culvert-bridge | No | 0 | No | 0 | 0 | #REF! | 0 | #REF! | 0 | #REF! | 0 | #REF! | 0 | #REF! | 0 | #REF! | 0 | #REF! | 0 | #REF! | 0 | #REF! | 0 | #REF! | 0 | #REF! | 0.056245 | #REF! | 1.2704e-06 | #REF! | 6.5443 | #REF! | 0.00038 | #REF! | #REF! | #REF! |  | #N/A | #REF! | #REF!
101000022 | #N/A | #N/A | #N/A | #N/A | #N/A | #N/A | #N/A | #N/A | #N/A | #N/A | #N/A | #N/A | #N/A | #N/A | #N/A | #N/A | #N/A | #N/A | #N/A | #N/A | #N/A | #N/A | #N/A | #N/A | #N/A | #N/A | #N/A | #N/A | #N/A | #N/A | #N/A | #N/A | #N/A | #N/A | #N/A | #N/A | #N/A | #N/A |  | #N/A | #N/A | #N/A
101000023 | #N/A | #N/A | #N/A | #N/A | #N/A | #N/A | #N/A | #N/A | #N/A | #N/A | #N/A | #N/A | #N/A | #N/A | #N/A | #N/A | #N/A | #N/A | #N/A | #N/A | #N/A | #N/A | #N/A | #N/A | #N/A | #N/A | #N/A | #N/A | #N/A | #N/A | #N/A | #N/A | #N/A | #N/A | #N/A | #N/A | #N/A | #N/A |  | #N/A | #N/A | #N/A
101000026 | Smithville Recreation Center Expansion | Expand center to improve shelter-in-place capability | No | 0 | No | 0 | 0 | #REF! | 0 | #REF! | 0 | #REF! | 0 | #REF! | 0 | #REF! | 0 | #REF! | 0 | #REF! | 0 | #REF! | 0 | #REF! | 0 | #REF! | 0 | #REF! | 0 | #REF! | 0 | #REF! | 0 | #REF! | 0 | #REF! | #REF! | #REF! |  | #N/A | #REF! | #REF!
101000027 | FM 812 at Little Alum Creek | 200-ft by 35-ft bridge, 2200 LF of channelization | No | 0 | No | 0 | 25 | #REF! | 0.0027782 | #REF! | 23 | #REF! | 0.0034386 | #REF! | 69 | #REF! | 2.5324e-05 | #REF! | 0 | #REF! | 0 | #REF! | 0 | #REF! | 0 | #REF! | 0 | #REF! | 0.30715 | #REF! | 6.9376e-06 | #REF! | 59.9802 | #REF! | 0.0034828 | #REF! | #REF! | #REF! |  | #N/A | #REF! | #REF!
101000028 | FM 812 at Alum Creek South | 100-ft bridge, 1700 LF of channelization | No | 0 | No | 0 | 1 | #REF! | 0.00011113 | #REF! | 1 | #REF! | 0.0001495 | #REF! | 2 | #REF! | 7.3404e-07 | #REF! | 0 | #REF! | 0 | #REF! | 0 | #REF! | 0 | #REF! | 0 | #REF! | 0.083302 | #REF! | 1.8816e-06 | #REF! | 27.8906 | #REF! | 0.0016195 | #REF! | #REF! | #REF! |  | #N/A | #REF! | #REF!
101000029 | Magnolia St | Magnolia Ditch Project, Construction of ditch & culvert | No | 0 | No | 0 | 27 | #REF! | 0.0030004 | #REF! | 27 | #REF! | 0.0040366 | #REF! | 276 | #REF! | 0.0001013 | #REF! | 0 | #REF! | 0 | #REF! | 0 | #REF! | 0 | #REF! | 0 | #REF! | 0.65585 | #REF! | 1.4814e-05 | #REF! | 7.2071 | #REF! | 0.00041849 | #REF! | #REF! | #REF! |  | #N/A | #REF! | #REF!
101000031 | #N/A | #N/A | #N/A | #N/A | #N/A | #N/A | #N/A | #N/A | #N/A | #N/A | #N/A | #N/A | #N/A | #N/A | #N/A | #N/A | #N/A | #N/A | #N/A | #N/A | #N/A | #N/A | #N/A | #N/A | #N/A | #N/A | #N/A | #N/A | #N/A | #N/A | #N/A | #N/A | #N/A | #N/A | #N/A | #N/A | #N/A | #N/A |  | #N/A | #N/A | #N/A
101000032 | Mission Hills Street | Build bridge at Mission Hills Street creek x-ing | No | 0 | No | 0 | 60 | #REF! | 0.0066676 | #REF! | 2 | #REF! | 0.00029901 | #REF! | 748 | #REF! | 0.00027453 | #REF! | 0 | #REF! | 0 | #REF! | 3 | #REF! | 0.00027367 | #REF! | 0 | #REF! | 0.80998 | #REF! | 1.8295e-05 | #REF! | 147.1793 | #REF! | 0.0085461 | #REF! | #REF! | #REF! |  | #N/A | #REF! | #REF!
101000034 | Lump Rd, Hilltop Rd, FM 2919 N | Feasibility study of LWCs | No | 0 | No | 0 | 11 | #REF! | 0.0012224 | #REF! | 9 | #REF! | 0.0013455 | #REF! | 14 | #REF! | 5.1383e-06 | #REF! | 0 | #REF! | 0 | #REF! | 0 | #REF! | 0 | #REF! | 0 | #REF! | 0.84983 | #REF! | 1.9195e-05 | #REF! | 69.4108 | #REF! | 0.0040304 | #REF! | #REF! | #REF! |  | #N/A | #REF! | #REF!
101000035 | Drainage Improvements to Crawford Outlet Right-of-Way | Drainage Improvements to Crawford Outlet Right-of-Way | No | 0 | No | 0 | 11 | #REF! | 0.0012224 | #REF! | 9 | #REF! | 0.0013455 | #REF! | 14 | #REF! | 5.1383e-06 | #REF! | 0 | #REF! | 0 | #REF! | 0 | #REF! | 0 | #REF! | 0 | #REF! | 0.84983 | #REF! | 1.9195e-05 | #REF! | 69.4108 | #REF! | 0.0040304 | #REF! | #REF! | #REF! |  | #N/A | #REF! | #REF!
101000037 | Gene and Church Streets | Install Culverts | No | 0 | No | 0 | 0 | #REF! | 0 | #REF! | 0 | #REF! | 0 | #REF! | 0 | #REF! | 0 | #REF! | 0 | #REF! | 0 | #REF! | 0 | #REF! | 0 | #REF! | 0 | #REF! | 0 | #REF! | 0 | #REF! | 0 | #REF! | 0 | #REF! | #REF! | #REF! |  | #N/A | #REF! | #REF!
101000038 | 800 Block W San Antonio | Channels, drop structures, & 2 box culverts: 7' x 4' | No | 0 | No | 0 | 0 | #REF! | 0 | #REF! | 0 | #REF! | 0 | #REF! | 0 | #REF! | 0 | #REF! | 0 | #REF! | 0 | #REF! | 0 | #REF! | 0 | #REF! | 0 | #REF! | 0 | #REF! | 0 | #REF! | 0 | #REF! | 0 | #REF! | #REF! | #REF! |  | #N/A | #REF! | #REF!
101000039 | South End of Acorn Street | Rollup curb at driveway edge | No | 0 | No | 0 | 0 | #REF! | 0 | #REF! | 0 | #REF! | 0 | #REF! | 0 | #REF! | 0 | #REF! | 0 | #REF! | 0 | #REF! | 0 | #REF! | 0 | #REF! | 0 | #REF! | 0 | #REF! | 0 | #REF! | 0.0019231 | #REF! | 1.1167e-07 | #REF! | #REF! | #REF! |  | #N/A | #REF! | #REF!
101000042 | Bowie & Peach Street | Storm sewer system & curb inlets with two 36" RCPs | No | 0 | No | 0 | 0 | #REF! | 0 | #REF! | 0 | #REF! | 0 | #REF! | 0 | #REF! | 0 | #REF! | 0 | #REF! | 0 | #REF! | 0 | #REF! | 0 | #REF! | 0 | #REF! | 0 | #REF! | 0 | #REF! | 0 | #REF! | 0 | #REF! | #REF! | #REF! |  | #N/A | #REF! | #REF!
101000043 | Edison & Creek Street | Replace culverts: two 8' x 3' box culverts Add concrete channel | No | 0 | No | 0 | 0 | #REF! | 0 | #REF! | 0 | #REF! | 0 | #REF! | 0 | #REF! | 0 | #REF! | 0 | #REF! | 0 | #REF! | 0 | #REF! | 0 | #REF! | 0 | #REF! | 0 | #REF! | 0 | #REF! | 0 | #REF! | 0 | #REF! | #REF! | #REF! |  | #N/A | #REF! | #REF!
101000044 | 112 W Park | Extend curb to direct water to new vegetated channel with drop structure outfall to Barons Creek | No | 0 | No | 0 | 0 | #REF! | 0 | #REF! | 0 | #REF! | 0 | #REF! | 0 | #REF! | 0 | #REF! | 0 | #REF! | 0 | #REF! | 0 | #REF! | 0 | #REF! | 0 | #REF! | 0 | #REF! | 0 | #REF! | 0 | #REF! | 0 | #REF! | #REF! | #REF! |  | #N/A | #REF! | #REF!
101000047 | #N/A | #N/A | #N/A | #N/A | #N/A | #N/A | #N/A | #N/A | #N/A | #N/A | #N/A | #N/A | #N/A | #N/A | #N/A | #N/A | #N/A | #N/A | #N/A | #N/A | #N/A | #N/A | #N/A | #N/A | #N/A | #N/A | #N/A | #N/A | #N/A | #N/A | #N/A | #N/A | #N/A | #N/A | #N/A | #N/A | #N/A | #N/A |  | #N/A | #N/A | #N/A
101000048 | Trailmoor near Llano Hwy | Add stormwater system throughout watershed | No | 0 | No | 0 | 11 | #REF! | 0.0012224 | #REF! | 7 | #REF! | 0.0010465 | #REF! | 213 | #REF! | 7.8176e-05 | #REF! | 0 | #REF! | 0 | #REF! | 0 | #REF! | 0 | #REF! | 0 | #REF! | 0 | #REF! | 0 | #REF! | 11.5053 | #REF! | 0.00066806 | #REF! | #REF! | #REF! |  | #N/A | #REF! | #REF!
101000050 | Drainage Channel near EMS Building | Drop structure with utility encasement | No | 0 | No | 0 | 0 | #REF! | 0 | #REF! | 0 | #REF! | 0 | #REF! | 0 | #REF! | 0 | #REF! | 0 | #REF! | 0 | #REF! | 0 | #REF! | 0 | #REF! | 0 | #REF! | 0 | #REF! | 0 | #REF! | 0 | #REF! | 0 | #REF! | #REF! | #REF! |  | #N/A | #REF! | #REF!
101000051 | Bob White Trail | Replace ex culverts with two 24" RCPs; regrade channel; replace driveway culverts | No | 0 | No | 0 | 0 | #REF! | 0 | #REF! | 0 | #REF! | 0 | #REF! | 0 | #REF! | 0 | #REF! | 0 | #REF! | 0 | #REF! | 0 | #REF! | 0 | #REF! | 0 | #REF! | 0 | #REF! | 0 | #REF! | 0 | #REF! | 0 | #REF! | #REF! | #REF! |  | #N/A | #REF! | #REF!
101000053 | N Edison Low Water Crossing | Raise N Edison at Schubert; redesign intersection; install FEWS with automatic gates & flashers | No | 0 | No | 0 | 0 | #REF! | 0 | #REF! | 0 | #REF! | 0 | #REF! | 0 | #REF! | 0 | #REF! | 0 | #REF! | 0 | #REF! | 1 | #REF! | 9.1224e-05 | #REF! | 0 | #REF! | 0 | #REF! | 0 | #REF! | 0 | #REF! | 0 | #REF! | #REF! | #REF! |  | #N/A | #REF! | #REF!
101000054 | Schubert Low Water Crossing | Lower channel by 4-5' with drop structures; install five 9'x5' culverts | No | 0 | No | 0 | 44 | #REF! | 0.0048896 | #REF! | 26 | #REF! | 0.0038871 | #REF! | 59 | #REF! | 2.1654e-05 | #REF! | 0 | #REF! | 0 | #REF! | 3 | #REF! | 0.00027367 | #REF! | 0 | #REF! | 0 | #REF! | 0 | #REF! | 112.1844 | #REF! | 0.0065141 | #REF! | #REF! | #REF! |  | #N/A | #REF! | #REF!
101000055 | 200 Block N Orange | Concrete apron; pedestrian/guard rail; relocate DS concrete encased utility or extend protection to cover utility | No | 0 | No | 0 | 3 | #REF! | 0.00033338 | #REF! | 3 | #REF! | 0.00044851 | #REF! | 3 | #REF! | 1.1011e-06 | #REF! | 0 | #REF! | 0 | #REF! | 1 | #REF! | 9.1224e-05 | #REF! | 0 | #REF! | 0 | #REF! | 0 | #REF! | 0 | #REF! | 0 | #REF! | #REF! | #REF! |  | #N/A | #REF! | #REF!
101000056 | Crockett Street South of Travis | Capture flow with curb/drop inlets along Travis, Crockett, Austin St | No | 0 | No | 0 | 0 | #REF! | 0 | #REF! | 0 | #REF! | 0 | #REF! | 0 | #REF! | 0 | #REF! | 0 | #REF! | 0 | #REF! | 0 | #REF! | 0 | #REF! | 0 | #REF! | 0 | #REF! | 0 | #REF! | 0 | #REF! | 0 | #REF! | #REF! | #REF! |  | #N/A | #REF! | #REF!
101000057 | Cross Mountain West | Drainage channel | No | 0 | No | 0 | 0 | #REF! | 0 | #REF! | 0 | #REF! | 0 | #REF! | 0 | #REF! | 0 | #REF! | 0 | #REF! | 0 | #REF! | 0 | #REF! | 0 | #REF! | 0 | #REF! | 0 | #REF! | 0 | #REF! | 0 | #REF! | 0 | #REF! | #REF! | #REF! |  | #N/A | #REF! | #REF!
101000058 | N Milam at West Travis | Curb inlets along Milam St | No | 0 | No | 0 | 0 | #REF! | 0 | #REF! | 0 | #REF! | 0 | #REF! | 0 | #REF! | 0 | #REF! | 0 | #REF! | 0 | #REF! | 0 | #REF! | 0 | #REF! | 0 | #REF! | 0 | #REF! | 0 | #REF! | 0 | #REF! | 0 | #REF! | #REF! | #REF! |  | #N/A | #REF! | #REF!
101000059 | Repair of Little Barton Creek Dam | Continue working with FEMA on repair of Little Barton Creek Dam | No | 0 | No | 0 | 0 | #REF! | 0 | #REF! | 0 | #REF! | 0 | #REF! | 0 | #REF! | 0 | #REF! | 0 | #REF! | 0 | #REF! | 0 | #REF! | 0 | #REF! | 0 | #REF! | 0 | #REF! | 0 | #REF! | 1.658 | #REF! | 9.6271e-05 | #REF! | #REF! | #REF! |  | #N/A | #REF! | #REF!
101000060 | Floodplain/Floodway Audit | Floodplain/floodway audit | No | 0 | No | 0 | 1 | #REF! | 0.00011113 | #REF! | 1 | #REF! | 0.0001495 | #REF! | 3 | #REF! | 1.1011e-06 | #REF! | 0 | #REF! | 0 | #REF! | 0 | #REF! | 0 | #REF! | 0 | #REF! | 0.038949 | #REF! | 8.7976e-07 | #REF! | 4.048 | #REF! | 0.00023505 | #REF! | #REF! | #REF! |  | #N/A | #REF! | #REF!
101000061 | Prepare Evacuation Plan | Evacuation plan development | No | 0 | No | 0 | 0 | #REF! | 0 | #REF! | 0 | #REF! | 0 | #REF! | 0 | #REF! | 0 | #REF! | 0 | #REF! | 0 | #REF! | 0 | #REF! | 0 | #REF! | 0 | #REF! | 0 | #REF! | 0 | #REF! | 0.38037 | #REF! | 2.2087e-05 | #REF! | #REF! | #REF! |  | #N/A | #REF! | #REF!
101000062 | MLK Blvd to Mexico Street | Replace culverts with larger box culverts & parallel wings; MLK Blvd to Mexico St | No | 0 | No | 0 | 223 | #REF! | 0.024781 | #REF! | 173 | #REF! | 0.025864 | #REF! | 689 | #REF! | 0.00025288 | #REF! | 0 | #REF! | 0 | #REF! | 0 | #REF! | 0 | #REF! | 0 | #REF! | 5.3424 | #REF! | 0.00012067 | #REF! | 169.8895 | #REF! | 0.0098648 | #REF! | #REF! | #REF! |  | #N/A | #REF! | #REF!
101000063 | Stormwater Diversion Project | Develop stormwater diversion project through town | No | 0 | No | 0 | 1223 | #REF! | 0.13591 | #REF! | 1010 | #REF! | 0.151 | #REF! | 1908 | #REF! | 0.00070028 | #REF! | 2 | #REF! | 0.00028205 | #REF! | 1 | #REF! | 9.1224e-05 | #REF! | 0 | #REF! | 26.2554 | #REF! | 0.00059304 | #REF! | 137.2614 | #REF! | 0.0079702 | #REF! | #REF! | #REF! |  | #N/A | #REF! | #REF!
101000064 | Land Purchase for New EMS/Fire/Police Building | Purchase land; design/construct hardened EMS/Fire/Police facility | No | 0 | No | 0 | 28 | #REF! | 0.0031116 | #REF! | 17 | #REF! | 0.0025416 | #REF! | 77 | #REF! | 2.8261e-05 | #REF! | 0 | #REF! | 0 | #REF! | 0 | #REF! | 0 | #REF! | 0 | #REF! | 0.42465 | #REF! | 9.5917e-06 | #REF! | 27.7281 | #REF! | 0.0016101 | #REF! | #REF! | #REF! |  | #N/A | #REF! | #REF!
101000065 | Jackson County Hospital District | Jackson County Hospital Flood Plan | No | 0 | No | 0 | 3 | #REF! | 0.00033338 | #REF! | 0 | #REF! | 0 | #REF! | 5 | #REF! | 1.8351e-06 | #REF! | 0 | #REF! | 0 | #REF! | 1 | #REF! | 9.1224e-05 | #REF! | 0 | #REF! | 0.11882 | #REF! | 2.6838e-06 | #REF! | 0 | #REF! | 0 | #REF! | #REF! | #REF! |  | #N/A | #REF! | #REF!
101000066 | County Road 480 | Strengthen County Road 480 with development of headwall | No | 0 | No | 0 | 10 | #REF! | 0.0011113 | #REF! | 5 | #REF! | 0.00074751 | #REF! | 16 | #REF! | 5.8723e-06 | #REF! | 0 | #REF! | 0 | #REF! | 0 | #REF! | 0 | #REF! | 0 | #REF! | 0.6121 | #REF! | 1.3826e-05 | #REF! | 14.5608 | #REF! | 0.00084549 | #REF! | #REF! | #REF! |  | #N/A | #REF! | #REF!
101000067 | Various Streets - Install Flood Early Warning System | Local Flood Warning System | No | 0 | No | 0 | 51 | #REF! | 0.0056675 | #REF! | 4 | #REF! | 0.00059801 | #REF! | 49 | #REF! | 1.7984e-05 | #REF! | 0 | #REF! | 0 | #REF! | 4 | #REF! | 0.0003649 | #REF! | 0 | #REF! | 0.19601 | #REF! | 4.4274e-06 | #REF! | 10644.2568 | #REF! | 0.61807 | #REF! | #REF! | #REF! |  | #N/A | #REF! | #REF!
101000068 | Lake Junction Dredging | Dredge Lake Junction | No | 0 | No | 0 | 0 | #REF! | 0 | #REF! | 0 | #REF! | 0 | #REF! | 0 | #REF! | 0 | #REF! | 0 | #REF! | 0 | #REF! | 0 | #REF! | 0 | #REF! | 0 | #REF! | 0 | #REF! | 0 | #REF! | 14.4725 | #REF! | 0.00084036 | #REF! | #REF! | #REF! |  | #N/A | #REF! | #REF!
101000069 | Llano River Erosion | Develop/implement projects to prevent erosion | No | 0 | No | 0 | 130 | #REF! | 0.014447 | #REF! | 83 | #REF! | 0.012409 | #REF! | 192 | #REF! | 7.0468e-05 | #REF! | 0 | #REF! | 0 | #REF! | 0 | #REF! | 0 | #REF! | 0 | #REF! | 0.043006 | #REF! | 9.7138e-07 | #REF! | 426.635 | #REF! | 0.024773 | #REF! | #REF! | #REF! |  | #N/A | #REF! | #REF!
101000070 | Llano River Channel Maintenance/Improvements | Implement a new program to clear and clean creeks/drains and Llano River bed | No | 0 | No | 0 | 181 | #REF! | 0.020114 | #REF! | 104 | #REF! | 0.015548 | #REF! | 445 | #REF! | 0.00016332 | #REF! | 0 | #REF! | 0 | #REF! | 1 | #REF! | 9.1224e-05 | #REF! | 0 | #REF! | 3.4783 | #REF! | 7.8565e-05 | #REF! | 463.7784 | #REF! | 0.02693 | #REF! | #REF! | #REF! |  | #N/A | #REF! | #REF!
101000071 | Drainage Ditch Maintenance/Improvements | Clean out and deepen the stormwater drainage ditches | No | 0 | No | 0 | 330 | #REF! | 0.036672 | #REF! | 309 | #REF! | 0.046196 | #REF! | 422 | #REF! | 0.00015488 | #REF! | 0 | #REF! | 0 | #REF! | 0 | #REF! | 0 | #REF! | 0 | #REF! | 0.82048 | #REF! | 1.8532e-05 | #REF! | 100.6619 | #REF! | 0.005845 | #REF! | #REF! | #REF! |  | #N/A | #REF! | #REF!
101000072 | Prepare Evacuation Plan | Create evacuation plan | No | 0 | No | 0 | 2739 | #REF! | 0.30438 | #REF! | 2078 | #REF! | 0.31067 | #REF! | 3718 | #REF! | 0.0013646 | #REF! | 3 | #REF! | 0.00042307 | #REF! | 142 | #REF! | 0.012954 | #REF! | 0 | #REF! | 15.1712 | #REF! | 0.00034268 | #REF! | 44594.168 | #REF! | 2.5894 | #REF! | #REF! | #REF! |  | #N/A | #REF! | #REF!
101000073 | Comanche Rancherias Subdivision | Address severe flooding created by drainage from adjacent lands to Comanche Rancherias Subdivision | No | 0 | No | 0 | 20 | #REF! | 0.0022225 | #REF! | 17 | #REF! | 0.0025416 | #REF! | 17 | #REF! | 6.2394e-06 | #REF! | 0 | #REF! | 0 | #REF! | 3 | #REF! | 0.00027367 | #REF! | 0 | #REF! | 0 | #REF! | 0 | #REF! | 216.4632 | #REF! | 0.012569 | #REF! | #REF! | #REF! |  | #N/A | #REF! | #REF!
101000074 | Construct Emergency Operation Center | Construct emergency operation center | No | 0 | No | 0 | 247 | #REF! | 0.027448 | #REF! | 137 | #REF! | 0.020482 | #REF! | 305 | #REF! | 0.00011194 | #REF! | 0 | #REF! | 0 | #REF! | 0 | #REF! | 0 | #REF! | 0 | #REF! | 6.8767 | #REF! | 0.00015533 | #REF! | 47.8156 | #REF! | 0.0027765 | #REF! | #REF! | #REF! |  | #N/A | #REF! | #REF!
101000075 | Airport Drainage Improvements | Increase drainage for airport property | No | 0 | No | 0 | 3 | #REF! | 0.00033338 | #REF! | 0 | #REF! | 0 | #REF! | 2 | #REF! | 7.3404e-07 | #REF! | 0 | #REF! | 0 | #REF! | 0 | #REF! | 0 | #REF! | 0 | #REF! | 0 | #REF! | 0 | #REF! | 4.3877 | #REF! | 0.00025477 | #REF! | #REF! | #REF! |  | #N/A | #REF! | #REF!
101000076 | Tres Palacios River | Install automated flood warning systems on Tres Palacios River | No | 0 | No | 0 | 1805 | #REF! | 0.20058 | #REF! | 1207 | #REF! | 0.18045 | #REF! | 3840 | #REF! | 0.0014094 | #REF! | 1 | #REF! | 0.00014102 | #REF! | 5 | #REF! | 0.00045612 | #REF! | 0 | #REF! | 75.8345 | #REF! | 0.0017129 | #REF! | 28385.5879 | #REF! | 1.6482 | #REF! | #REF! | #REF! |  | #N/A | #REF! | #REF!
101000077 | Update Flood Insurance Study & Flood Insurance Rate Maps | Update flood insurance study & FIRMS | No | 0 | No | 0 | 7017 | #REF! | 0.77978 | #REF! | 4945 | #REF! | 0.73929 | #REF! | 10584 | #REF! | 0.0038846 | #REF! | 6 | #REF! | 0.00084614 | #REF! | 3 | #REF! | 0.00027367 | #REF! | 0 | #REF! | 183.2236 | #REF! | 0.0041385 | #REF! | 124178.5234 | #REF! | 7.2105 | #REF! | #REF! | #REF! |  | #N/A | #REF! | #REF!
101000078 | Hooten Holler in Richland Springs | Develop engineering sutdy of 'Hooten Holler' | No | 0 | No | 0 | 43 | #REF! | 0.0047785 | #REF! | 24 | #REF! | 0.0035881 | #REF! | 34 | #REF! | 1.2479e-05 | #REF! | 0 | #REF! | 0 | #REF! | 0 | #REF! | 0 | #REF! | 0 | #REF! | 1.8679 | #REF! | 4.2192e-05 | #REF! | 695.0016 | #REF! | 0.040356 | #REF! | #REF! | #REF! |  | #N/A | #REF! | #REF!
101000080 | Community Evacuation Plan | Community Evacuation Plan | No | 0 | No | 0 | 321 | #REF! | 0.035672 | #REF! | 255 | #REF! | 0.038123 | #REF! | 562 | #REF! | 0.00020627 | #REF! | 0 | #REF! | 0 | #REF! | 2 | #REF! | 0.00018245 | #REF! | 0 | #REF! | 2.4765 | #REF! | 5.5938e-05 | #REF! | 422.6857 | #REF! | 0.024544 | #REF! | #REF! | #REF! |  | #N/A | #REF! | #REF!
101000082 | Citywide Drainage Study | Conduct a drainage study and disseminate study results | No | 0 | No | 0 | 543 | #REF! | 0.060342 | #REF! | 424 | #REF! | 0.063389 | #REF! | 754 | #REF! | 0.00027673 | #REF! | 1 | #REF! | 0.00014102 | #REF! | 0 | #REF! | 0 | #REF! | 0 | #REF! | 10.4835 | #REF! | 0.00023679 | #REF! | 657.7674 | #REF! | 0.038194 | #REF! | #REF! | #REF! |  | #N/A | #REF! | #REF!
101000083 | Community Evacuation Plan | Community Evacuation Plan | No | 0 | No | 0 | 543 | #REF! | 0.060342 | #REF! | 424 | #REF! | 0.063389 | #REF! | 754 | #REF! | 0.00027673 | #REF! | 1 | #REF! | 0.00014102 | #REF! | 0 | #REF! | 0 | #REF! | 0 | #REF! | 10.4835 | #REF! | 0.00023679 | #REF! | 657.7674 | #REF! | 0.038194 | #REF! | #REF! | #REF! |  | #N/A | #REF! | #REF!
101000084 | Bee Creek Drainage Improvements | Complete Little Bee Creek Drainage Improvement Project | No | 0 | No | 0 | 14 | #REF! | 0.0015558 | #REF! | 13 | #REF! | 0.0019435 | #REF! | 31 | #REF! | 1.1378e-05 | #REF! | 0 | #REF! | 0 | #REF! | 2 | #REF! | 0.00018245 | #REF! | 0 | #REF! | 0.46936 | #REF! | 1.0601e-05 | #REF! | 18.3623 | #REF! | 0.0010662 | #REF! | #REF! | #REF! |  | #N/A | #REF! | #REF!
101000085 | Create Emergency Evacuation Plan | Create emergency evacuation plan | No | 0 | No | 0 | 167 | #REF! | 0.018558 | #REF! | 144 | #REF! | 0.021528 | #REF! | 403 | #REF! | 0.00014791 | #REF! | 0 | #REF! | 0 | #REF! | 0 | #REF! | 0 | #REF! | 0 | #REF! | 0.64792 | #REF! | 1.4635e-05 | #REF! | 80.2607 | #REF! | 0.0046604 | #REF! | #REF! | #REF! |  | #N/A | #REF! | #REF!
101000086 | Citywide Drainage Study | Complete engineering studies and determine project designs for stormwater flood prevention | No | 0 | No | 0 | 8 | #REF! | 0.00088902 | #REF! | 8 | #REF! | 0.001196 | #REF! | 10 | #REF! | 3.6702e-06 | #REF! | 0 | #REF! | 0 | #REF! | 0 | #REF! | 0 | #REF! | 0 | #REF! | 0.10302 | #REF! | 2.3269e-06 | #REF! | 4.9767 | #REF! | 0.00028898 | #REF! | #REF! | #REF! |  | #N/A | #REF! | #REF!
101000088 | Review and Update Floodplain Management Plan | Review and update floodplain management plan; review annually | No | 0 | No | 0 | 150 | #REF! | 0.016669 | #REF! | 139 | #REF! | 0.020781 | #REF! | 279 | #REF! | 0.0001024 | #REF! | 0 | #REF! | 0 | #REF! | 0 | #REF! | 0 | #REF! | 0 | #REF! | 0.1992 | #REF! | 4.4993e-06 | #REF! | 135.682 | #REF! | 0.0078785 | #REF! | #REF! | #REF! |  | #N/A | #REF! | #REF!
101000089 | Develop an Emergency Operations and Evacuation Plan | Develop an Emergency Operations and Evacuation Plan | No | 0 | No | 0 | 150 | #REF! | 0.016669 | #REF! | 139 | #REF! | 0.020781 | #REF! | 279 | #REF! | 0.0001024 | #REF! | 0 | #REF! | 0 | #REF! | 0 | #REF! | 0 | #REF! | 0 | #REF! | 0.1992 | #REF! | 4.4993e-06 | #REF! | 135.682 | #REF! | 0.0078785 | #REF! | #REF! | #REF! |  | #N/A | #REF! | #REF!
101000090 | Various Streets - Upgrade Existing Roadway Crossings | Increase dimensions of drainage culverts in flood prone areas | No | 0 | No | 0 | 0 | #REF! | 0 | #REF! | 0 | #REF! | 0 | #REF! | 0 | #REF! | 0 | #REF! | 0 | #REF! | 0 | #REF! | 0 | #REF! | 0 | #REF! | 0 | #REF! | 0 | #REF! | 0 | #REF! | 0 | #REF! | 0 | #REF! | #REF! | #REF! |  | #N/A | #REF! | #REF!
101000091 | Harden City Buildings, Critical Infrastructure | Harden city buildings, critical infrastructure | No | 0 | No | 0 | 368 | #REF! | 0.040895 | #REF! | 224 | #REF! | 0.033489 | #REF! | 1942 | #REF! | 0.00071276 | #REF! | 1 | #REF! | 0.00014102 | #REF! | 0 | #REF! | 0 | #REF! | 0 | #REF! | 0 | #REF! | 0 | #REF! | 849.0537 | #REF! | 0.049301 | #REF! | #REF! | #REF! |  | #N/A | #REF! | #REF!
101000092 | Citywide Drainage Study | Initiate study of storm water drainage system to assess impacts from flooding & flash flooding | No | 0 | No | 0 | 776 | #REF! | 0.086235 | #REF! | 521 | #REF! | 0.077891 | #REF! | 2432 | #REF! | 0.0008926 | #REF! | 3 | #REF! | 0.00042307 | #REF! | 9 | #REF! | 0.00082102 | #REF! | 0 | #REF! | 0.10309 | #REF! | 2.3285e-06 | #REF! | 37405.8398 | #REF! | 2.172 | #REF! | #REF! | #REF! |  | #N/A | #REF! | #REF!
101000093 | Various Streets - Upgrade Existing Roadway Crossings and Bridges | Increase dimensions of drainage culverts | No | 0 | No | 0 | 776 | #REF! | 0.086235 | #REF! | 521 | #REF! | 0.077891 | #REF! | 2432 | #REF! | 0.0008926 | #REF! | 3 | #REF! | 0.00042307 | #REF! | 9 | #REF! | 0.00082102 | #REF! | 0 | #REF! | 0.10309 | #REF! | 2.3285e-06 | #REF! | 37405.8398 | #REF! | 2.172 | #REF! | #REF! | #REF! |  | #N/A | #REF! | #REF!
101000095 | Identify and Buyout Repetitive Loss Properties | Implement a voluntary acquisition program for repetitive flood properties | No | 0 | No | 0 | 776 | #REF! | 0.086235 | #REF! | 521 | #REF! | 0.077891 | #REF! | 2432 | #REF! | 0.0008926 | #REF! | 3 | #REF! | 0.00042307 | #REF! | 9 | #REF! | 0.00082102 | #REF! | 0 | #REF! | 0.10309 | #REF! | 2.3285e-06 | #REF! | 37405.8398 | #REF! | 2.172 | #REF! | #REF! | #REF! |  | #N/A | #REF! | #REF!
101000096 | Harden County Buildings, Critical Infrastructure, and Government Buildings | Harden county buildings, critical infrastructure, and government buildings | No | 0 | No | 0 | 776 | #REF! | 0.086235 | #REF! | 521 | #REF! | 0.077891 | #REF! | 2432 | #REF! | 0.0008926 | #REF! | 3 | #REF! | 0.00042307 | #REF! | 9 | #REF! | 0.00082102 | #REF! | 0 | #REF! | 0.10309 | #REF! | 2.3285e-06 | #REF! | 37405.8398 | #REF! | 2.172 | #REF! | #REF! | #REF! |  | #N/A | #REF! | #REF!
101000098 | Tres Palacios, Blue Creek, East Mustang Creek | Construct regional detention/retention ponds | No | 0 | No | 0 | 1589 | #REF! | 0.17658 | #REF! | 1139 | #REF! | 0.17028 | #REF! | 4199 | #REF! | 0.0015411 | #REF! | 1 | #REF! | 0.00014102 | #REF! | 3 | #REF! | 0.00027367 | #REF! | 0 | #REF! | 34.7179 | #REF! | 0.00078418 | #REF! | 873.9836 | #REF! | 0.050749 | #REF! | #REF! | #REF! |  | #N/A | #REF! | #REF!
101000099 | Use Digital Maps of All Hazards and Educate Residents | Use GIS mapping to overlay peoperties with known hazards; notifiy residents | No | 0 | No | 0 | 1589 | #REF! | 0.17658 | #REF! | 1139 | #REF! | 0.17028 | #REF! | 4199 | #REF! | 0.0015411 | #REF! | 1 | #REF! | 0.00014102 | #REF! | 3 | #REF! | 0.00027367 | #REF! | 0 | #REF! | 34.7179 | #REF! | 0.00078418 | #REF! | 873.9836 | #REF! | 0.050749 | #REF! | #REF! | #REF! |  | #N/A | #REF! | #REF!
101000100 | Pecan Street | Install larger storm drainage | No | 0 | No | 0 | 0 | #REF! | 0 | #REF! | 0 | #REF! | 0 | #REF! | 0 | #REF! | 0 | #REF! | 0 | #REF! | 0 | #REF! | 0 | #REF! | 0 | #REF! | 0 | #REF! | 0 | #REF! | 0 | #REF! | 0 | #REF! | 0 | #REF! | #REF! | #REF! |  | #N/A | #REF! | #REF!
101000101 | Town & Country Drive | Install largre storm drainage | No | 0 | No | 0 | 0 | #REF! | 0 | #REF! | 0 | #REF! | 0 | #REF! | 0 | #REF! | 0 | #REF! | 0 | #REF! | 0 | #REF! | 0 | #REF! | 0 | #REF! | 0 | #REF! | 0 | #REF! | 0 | #REF! | 0 | #REF! | 0 | #REF! | #REF! | #REF! |  | #N/A | #REF! | #REF!
101000102 | Piney Creek Benching | 4,430 LF channel benching | No | 0 | No | 0 | 9 | #REF! | 0.0010001 | #REF! | 5 | #REF! | 0.00074751 | #REF! | 44 | #REF! | 1.6149e-05 | #REF! | 0 | #REF! | 0 | #REF! | 1 | #REF! | 9.1224e-05 | #REF! | 0 | #REF! | 0.19197 | #REF! | 4.336e-06 | #REF! | 36.8938 | #REF! | 0.0021423 | #REF! | #REF! | #REF! |  | #N/A | #REF! | #REF!
101000103 | Drainage System Improvements - JC Madison Addition | Drainage System Improvements - JC Madison Addition | No | 0 | No | 0 | 103 | #REF! | 0.011446 | #REF! | 78 | #REF! | 0.011661 | #REF! | 241 | #REF! | 8.8452e-05 | #REF! | 0 | #REF! | 0 | #REF! | 0 | #REF! | 0 | #REF! | 0 | #REF! | 3.6773 | #REF! | 8.3059e-05 | #REF! | 5786.3804 | #REF! | 0.33599 | #REF! | #REF! | #REF! |  | #N/A | #REF! | #REF!
101000104 | Citywide Drainage System Improvements | Citywide Drainage System Improvements | No | 0 | No | 0 | 83 | #REF! | 0.0092236 | #REF! | 48 | #REF! | 0.0071761 | #REF! | 616 | #REF! | 0.00022609 | #REF! | 0 | #REF! | 0 | #REF! | 0 | #REF! | 0 | #REF! | 0 | #REF! | 3.7901 | #REF! | 8.5609e-05 | #REF! | 335.3632 | #REF! | 0.019473 | #REF! | #REF! | #REF! |  | #N/A | #REF! | #REF!
101000105 | Update and Maintain Emergency Management Plan | Update and Maintain Emergency Management Plan | No | 0 | No | 0 | 294 | #REF! | 0.032671 | #REF! | 181 | #REF! | 0.02706 | #REF! | 592 | #REF! | 0.00021728 | #REF! | 0 | #REF! | 0 | #REF! | 35 | #REF! | 0.0031928 | #REF! | 0 | #REF! | 5.9332 | #REF! | 0.00013401 | #REF! | 25477.8145 | #REF! | 1.4794 | #REF! | #REF! | #REF! |  | #N/A | #REF! | #REF!
101000106 | Various Locations - Upgrade Low Water Crossings | Various Locations - Upgrade Low Water Crossings | No | 0 | No | 0 | 294 | #REF! | 0.032671 | #REF! | 181 | #REF! | 0.02706 | #REF! | 592 | #REF! | 0.00021728 | #REF! | 0 | #REF! | 0 | #REF! | 35 | #REF! | 0.0031928 | #REF! | 0 | #REF! | 5.9332 | #REF! | 0.00013401 | #REF! | 25477.8145 | #REF! | 1.4794 | #REF! | #REF! | #REF! |  | #N/A | #REF! | #REF!
101000107 | Citywide Drainage Plan | City Drainage Plan | No | 0 | No | 0 | 48 | #REF! | 0.0053341 | #REF! | 29 | #REF! | 0.0043356 | #REF! | 394 | #REF! | 0.00014461 | #REF! | 0 | #REF! | 0 | #REF! | 3 | #REF! | 0.00027367 | #REF! | 0 | #REF! | 0 | #REF! | 0 | #REF! | 67.4955 | #REF! | 0.0039192 | #REF! | #REF! | #REF! |  | #N/A | #REF! | #REF!
101000108 | Develop New/Updated Floodplain Maps | Develop New/Updated Floodplain Maps | No | 0 | No | 0 | 48 | #REF! | 0.0053341 | #REF! | 29 | #REF! | 0.0043356 | #REF! | 394 | #REF! | 0.00014461 | #REF! | 0 | #REF! | 0 | #REF! | 3 | #REF! | 0.00027367 | #REF! | 0 | #REF! | 0 | #REF! | 0 | #REF! | 67.4955 | #REF! | 0.0039192 | #REF! | #REF! | #REF! |  | #N/A | #REF! | #REF!
101000109 | CR 332 Drainage Improvements | Implement drainage improvement program along CR 332 | No | 0 | No | 0 | 9 | #REF! | 0.0010001 | #REF! | 8 | #REF! | 0.001196 | #REF! | 16 | #REF! | 5.8723e-06 | #REF! | 0 | #REF! | 0 | #REF! | 0 | #REF! | 0 | #REF! | 0 | #REF! | 2.8922 | #REF! | 6.5326e-05 | #REF! | 14.6725 | #REF! | 0.00085197 | #REF! | #REF! | #REF! |  | #N/A | #REF! | #REF!
101000110 | Various Culverts Along Stevenson Slough | Enlarge culverts along Stevenson Slough | No | 0 | No | 0 | 205 | #REF! | 0.022781 | #REF! | 165 | #REF! | 0.024668 | #REF! | 296 | #REF! | 0.00010864 | #REF! | 0 | #REF! | 0 | #REF! | 0 | #REF! | 0 | #REF! | 0 | #REF! | 3.796 | #REF! | 8.5741e-05 | #REF! | 334.6013 | #REF! | 0.019429 | #REF! | #REF! | #REF! |  | #N/A | #REF! | #REF!
101000111 | Adopt Flood Insurance Rate Maps | Adopt DFIRM | No | 0 | No | 0 | 1220 | #REF! | 0.13558 | #REF! | 889 | #REF! | 0.13291 | #REF! | 4826 | #REF! | 0.0017712 | #REF! | 2 | #REF! | 0.00028205 | #REF! | 12 | #REF! | 0.0010947 | #REF! | 0 | #REF! | 29.4424 | #REF! | 0.00066502 | #REF! | 1404.3951 | #REF! | 0.081548 | #REF! | #REF! | #REF! |  | #N/A | #REF! | #REF!
101000112 | Willis Creek Detention | Willis Creek Detention construction | No | 0 | No | 0 | 758 | #REF! | 0.084234 | #REF! | 661 | #REF! | 0.098821 | #REF! | 2415 | #REF! | 0.00088636 | #REF! | 1 | #REF! | 0.00014102 | #REF! | 2 | #REF! | 0.00018245 | #REF! | 0 | #REF! | 14.1321 | #REF! | 0.0003192 | #REF! | 1350.158 | #REF! | 0.078398 | #REF! | #REF! | #REF! |  | #N/A | #REF! | #REF!
101000113 | #N/A | #N/A | #N/A | #N/A | #N/A | #N/A | #N/A | #N/A | #N/A | #N/A | #N/A | #N/A | #N/A | #N/A | #N/A | #N/A | #N/A | #N/A | #N/A | #N/A | #N/A | #N/A | #N/A | #N/A | #N/A | #N/A | #N/A | #N/A | #N/A | #N/A | #N/A | #N/A | #N/A | #N/A | #N/A | #N/A | #N/A | #N/A |  | #N/A | #N/A | #N/A
101000114 | #N/A | #N/A | #N/A | #N/A | #N/A | #N/A | #N/A | #N/A | #N/A | #N/A | #N/A | #N/A | #N/A | #N/A | #N/A | #N/A | #N/A | #N/A | #N/A | #N/A | #N/A | #N/A | #N/A | #N/A | #N/A | #N/A | #N/A | #N/A | #N/A | #N/A | #N/A | #N/A | #N/A | #N/A | #N/A | #N/A | #N/A | #N/A |  | #N/A | #N/A | #N/A
101000116 | Whitman Branch Bypass; Oak Ridge Drive Creek | This project is installing a 50-foot wide by 5-foot deep bypass channel to the east along Oak Ridge Drive Creek to increase water capacity and minimize flooding. | No | 0 | No | 0 | 5 | #REF! | 0.00055564 | #REF! | 0 | #REF! | 0 | #REF! | 107 | #REF! | 3.9271e-05 | #REF! | 0 | #REF! | 0 | #REF! | 0 | #REF! | 0 | #REF! | 0 | #REF! | 0.28904 | #REF! | 6.5286e-06 | #REF! | 126.3565 | #REF! | 0.007337 | #REF! | #REF! | #REF! |  | #N/A | #REF! | #REF!
101000118 | Sandy Oaks Subdivision | Sandy Oaks Subdivision | No | 0 | No | 0 | 2103 | #REF! | 0.2337 | #REF! | 1079 | #REF! | 0.16131 | #REF! | 3616 | #REF! | 0.0013271 | #REF! | 6 | #REF! | 0.00084614 | #REF! | 11 | #REF! | 0.0010035 | #REF! | 0 | #REF! | 118.8103 | #REF! | 0.0026836 | #REF! | 105661.7656 | #REF! | 6.1353 | #REF! | #REF! | #REF! |  | #N/A | #REF! | #REF!
101000119 | Frisch Auf Buyout | Buyout all property in Frisch Auf Floodplain | No | 0 | No | 0 | 91 | #REF! | 0.010113 | #REF! | 49 | #REF! | 0.0073256 | #REF! | 85 | #REF! | 3.1197e-05 | #REF! | 0 | #REF! | 0 | #REF! | 1 | #REF! | 9.1224e-05 | #REF! | 0 | #REF! | 4.0013 | #REF! | 9.0379e-05 | #REF! | 5822.6343 | #REF! | 0.3381 | #REF! | #REF! | #REF! |  | #N/A | #REF! | #REF!
101000120 | Flood Proof Wastewater Treatment Plants | Flood Proof Wastewater Treatment Plants | No | 0 | No | 0 | 0 | #REF! | 0 | #REF! | 0 | #REF! | 0 | #REF! | 0 | #REF! | 0 | #REF! | 0 | #REF! | 0 | #REF! | 0 | #REF! | 0 | #REF! | 0 | #REF! | 0 | #REF! | 0 | #REF! | 0 | #REF! | 0 | #REF! | #REF! | #REF! |  | #N/A | #REF! | #REF!
101000121 | Various Streets - Install Flood Early Warning Systems | High water barricades in several locations | No | 0 | No | 0 | 582 | #REF! | 0.064676 | #REF! | 393 | #REF! | 0.058755 | #REF! | 628 | #REF! | 0.00023049 | #REF! | 0 | #REF! | 0 | #REF! | 0 | #REF! | 0 | #REF! | 0 | #REF! | 26.0266 | #REF! | 0.00058787 | #REF! | 15359.0576 | #REF! | 0.89184 | #REF! | #REF! | #REF! |  | #N/A | #REF! | #REF!
101000122 | Carriage Hills | Replace curb, add vegetated channel, increase capacity at Crabapple Pond, replace outlet structure | No | 0 | No | 0 | 0 | #REF! | 0 | #REF! | 0 | #REF! | 0 | #REF! | 0 | #REF! | 0 | #REF! | 0 | #REF! | 0 | #REF! | 0 | #REF! | 0 | #REF! | 0 | #REF! | 0 | #REF! | 0 | #REF! | 0 | #REF! | 0 | #REF! | #REF! | #REF! |  | #N/A | #REF! | #REF!
101000123 | Post Oak Subdivision | Improve channel from outlet to Pyka Rd; raise rd by 1/2 ft; add six 7'x3' box culverts | No | 0 | No | 0 | 0 | #REF! | 0 | #REF! | 0 | #REF! | 0 | #REF! | 0 | #REF! | 0 | #REF! | 0 | #REF! | 0 | #REF! | 0 | #REF! | 0 | #REF! | 0 | #REF! | 0 | #REF! | 0 | #REF! | 0 | #REF! | 0 | #REF! | #REF! | #REF! |  | #N/A | #REF! | #REF!
101000125 | Alum Creek - Tributary 8, Bowie Drive | Replace CMPs with larger multi-box culvert | No | 0 | No | 0 | 0 | #REF! | 0 | #REF! | 0 | #REF! | 0 | #REF! | 0 | #REF! | 0 | #REF! | 0 | #REF! | 0 | #REF! | 0 | #REF! | 0 | #REF! | 0 | #REF! | 0.01929 | #REF! | 4.3571e-07 | #REF! | 6.0834 | #REF! | 0.00035324 | #REF! | #REF! | #REF! |  | #N/A | #REF! | #REF!
101000126 | Flood Proofing Repetitive Loss Structures | Flood-proofing repetitive loss structures identified by FEMA | No | 0 | No | 0 | 0 | #REF! | 0 | #REF! | 0 | #REF! | 0 | #REF! | 0 | #REF! | 0 | #REF! | 0 | #REF! | 0 | #REF! | 0 | #REF! | 0 | #REF! | 0 | #REF! | 0 | #REF! | 0 | #REF! | 0.38037 | #REF! | 2.2087e-05 | #REF! | #REF! | #REF! |  | #N/A | #REF! | #REF!
101000127 | Wastewater Treatment Plant Flooding | Wastewater Treatment Plant Floodproofing | No | 0 | No | 0 | 1223 | #REF! | 0.13591 | #REF! | 1010 | #REF! | 0.151 | #REF! | 1908 | #REF! | 0.00070028 | #REF! | 2 | #REF! | 0.00028205 | #REF! | 1 | #REF! | 9.1224e-05 | #REF! | 0 | #REF! | 26.2554 | #REF! | 0.00059304 | #REF! | 137.2614 | #REF! | 0.0079702 | #REF! | #REF! | #REF! |  | #N/A | #REF! | #REF!
101000128 | City Hall Hardening and Safe Room | City Hall Hardening and Safe Room | No | 0 | No | 0 | 0 | #REF! | 0 | #REF! | 0 | #REF! | 0 | #REF! | 0 | #REF! | 0 | #REF! | 0 | #REF! | 0 | #REF! | 0 | #REF! | 0 | #REF! | 0 | #REF! | 0 | #REF! | 0 | #REF! | 0 | #REF! | 0 | #REF! | #REF! | #REF! |  | #N/A | #REF! | #REF!
101000129 | Palmetto Bend Spillway | Emergency Stop Log Deployment System | No | 0 | No | 0 | 0 | #REF! | 0 | #REF! | 0 | #REF! | 0 | #REF! | 0 | #REF! | 0 | #REF! | 0 | #REF! | 0 | #REF! | 0 | #REF! | 0 | #REF! | 0 | #REF! | 0.097901 | #REF! | 2.2113e-06 | #REF! | 13.3426 | #REF! | 0.00077475 | #REF! | #REF! | #REF! |  | #N/A | #REF! | #REF!
101000130 | Relocate Fire Department Building | Relocate Kingsland VFD building outside 100-year floodplain | No | 0 | No | 0 | 0 | #REF! | 0 | #REF! | 0 | #REF! | 0 | #REF! | 0 | #REF! | 0 | #REF! | 0 | #REF! | 0 | #REF! | 0 | #REF! | 0 | #REF! | 0 | #REF! | 0 | #REF! | 0 | #REF! | 0 | #REF! | 0 | #REF! | #REF! | #REF! |  | #N/A | #REF! | #REF!
101000131 | Police Station Relocation and Safe Room | Relocate police station outside flood zone B; build safe room inside | No | 0 | No | 0 | 0 | #REF! | 0 | #REF! | 0 | #REF! | 0 | #REF! | 0 | #REF! | 0 | #REF! | 0 | #REF! | 0 | #REF! | 0 | #REF! | 0 | #REF! | 0 | #REF! | 0 | #REF! | 0 | #REF! | 0 | #REF! | 0 | #REF! | #REF! | #REF! |  | #N/A | #REF! | #REF!
101000136 | Highway Drainage | Highway 36 drainage ditches to be widened/reshaped, upgrade culverts | No | 0 | No | 0 | 999 | #REF! | 0.11102 | #REF! | 797 | #REF! | 0.11915 | #REF! | 1420 | #REF! | 0.00052117 | #REF! | 3 | #REF! | 0.00042307 | #REF! | 0 | #REF! | 0 | #REF! | 0 | #REF! | 23.1026 | #REF! | 0.00052182 | #REF! | 2546.6816 | #REF! | 0.14788 | #REF! | #REF! | #REF! |  | #N/A | #REF! | #REF!
101000137 | CR257 at Pecan Bayou (Tenmile Crossing) | Upgrade CR 257 over Pecan Bayou to higher level of service (per TxDOT HDM) | No | 0 | No | 0 | 0 | #REF! | 0 | #REF! | 0 | #REF! | 0 | #REF! | 0 | #REF! | 0 | #REF! | 0 | #REF! | 0 | #REF! | 0 | #REF! | 0 | #REF! | 0 | #REF! | 0.04589 | #REF! | 1.0365e-06 | #REF! | 0.10874 | #REF! | 6.3142e-06 | #REF! | #REF! | #REF! |  | #N/A | #REF! | #REF!
101000138 | Dam Emergency Action Plan | Dam Emergency Action Plan | No | 0 | No | 0 | 187 | #REF! | 0.020781 | #REF! | 127 | #REF! | 0.018987 | #REF! | 514 | #REF! | 0.00018865 | #REF! | 0 | #REF! | 0 | #REF! | 8 | #REF! | 0.00072979 | #REF! | 0 | #REF! | 4.1814 | #REF! | 9.4445e-05 | #REF! | 589.1605 | #REF! | 0.03421 | #REF! | #REF! | #REF! |  | #N/A | #REF! | #REF!
101000153 | City of Buda Garlic Creek Culvert | Culvert improvements to Garlic Creek RM 967, TxDOT upgraded the road but chose not to touch the culvert, Needs to be upsized. Current roadway inundation just north of creekside by Hailey's Way | No | 0 | No | 0 | 16 | #REF! | 0.001778 | #REF! | 13 | #REF! | 0.0019435 | #REF! | 17 | #REF! | 6.2394e-06 | #REF! | 0 | #REF! | 0 | #REF! | 2 | #REF! | 0.00018245 | #REF! | 0 | #REF! | 0.37819 | #REF! | 8.5424e-06 | #REF! | 195.1989 | #REF! | 0.011334 | #REF! | #REF! | #REF! |  | #N/A | #REF! | #REF!
101000155 | Taylor Lane Drainage Improvements | Upgrade to stormwater drainage system in the northeastern part of the city; capacity of existing drainage infrastructure in this area is insufficient as per current city drainage requirements | No | 0 | No | 0 | 14 | #REF! | 0.0015558 | #REF! | 14 | #REF! | 0.002093 | #REF! | 50 | #REF! | 1.8351e-05 | #REF! | 0 | #REF! | 0 | #REF! | 0 | #REF! | 0 | #REF! | 0 | #REF! | 0.1811 | #REF! | 4.0906e-06 | #REF! | 111.6944 | #REF! | 0.0064856 | #REF! | #REF! | #REF! |  | #N/A | #REF! | #REF!
101000156 | Storm Water Detention at Morris Park | Storm Water Detention at Morris Park | No | 0 | No | 0 | 0 | #REF! | 0 | #REF! | 0 | #REF! | 0 | #REF! | 0 | #REF! | 0 | #REF! | 0 | #REF! | 0 | #REF! | 0 | #REF! | 0 | #REF! | 0 | #REF! | 0 | #REF! | 0 | #REF! | 0 | #REF! | 0 | #REF! | #REF! | #REF! |  | #N/A | #REF! | #REF!
101000158 | Citywide Storm Drain Infrastructure Modeling | The goal of this project is to prepare 1D and 2D storm drain models for the entire City. | No | 0 | No | 0 | 5694 | #REF! | 0.63276 | #REF! | 4028 | #REF! | 0.6022 | #REF! | 45817 | #REF! | 0.016816 | #REF! | 10 | #REF! | 0.0014102 | #REF! | 128 | #REF! | 0.011677 | #REF! | 0 | #REF! | 111.7577 | #REF! | 0.0025243 | #REF! | 7305.6636 | #REF! | 0.42421 | #REF! | #REF! | #REF! |  | #N/A | #REF! | #REF!
101000159 | Wastewater Treatment Plant Flood Study | Flood-prone problem area in need of flood study, indentified on sponsor outreach call. Area also in need of a generator | No | 0 | No | 0 | 3 | #REF! | 0.00033338 | #REF! | 0 | #REF! | 0 | #REF! | 3 | #REF! | 1.1011e-06 | #REF! | 0 | #REF! | 0 | #REF! | 0 | #REF! | 0 | #REF! | 0 | #REF! | 0.15354 | #REF! | 3.4679e-06 | #REF! | 11.989 | #REF! | 0.00069615 | #REF! | #REF! | #REF! |  | #N/A | #REF! | #REF!
101000160 | Delaware Creek Flood Study | Flood-prone problem area in need of flood study, indentified on sponsor outreach call. Lift station here also in need of a generator | No | 0 | No | 0 | 54 | #REF! | 0.0060009 | #REF! | 34 | #REF! | 0.0050831 | #REF! | 74 | #REF! | 2.716e-05 | #REF! | 0 | #REF! | 0 | #REF! | 0 | #REF! | 0 | #REF! | 0 | #REF! | 2.2117 | #REF! | 4.9955e-05 | #REF! | 760.2451 | #REF! | 0.044144 | #REF! | #REF! | #REF! |  | #N/A | #REF! | #REF!
101000161 | VFW Flood Study | Flood-prone problem area in need of flood study, indentified on sponsor outreach call. | No | 0 | No | 0 | 0 | #REF! | 0 | #REF! | 0 | #REF! | 0 | #REF! | 0 | #REF! | 0 | #REF! | 0 | #REF! | 0 | #REF! | 0 | #REF! | 0 | #REF! | 0 | #REF! | 0 | #REF! | 0 | #REF! | 0 | #REF! | 0 | #REF! | #REF! | #REF! |  | #N/A | #REF! | #REF!
101000162 | Citywide Floodplain Map Update | Approx 70 homes are flooded along the San Bernard River during large storm events | No | 0 | No | 0 | 158 | #REF! | 0.017558 | #REF! | 142 | #REF! | 0.021229 | #REF! | 223 | #REF! | 8.1846e-05 | #REF! | 0 | #REF! | 0 | #REF! | 0 | #REF! | 0 | #REF! | 0 | #REF! | 4.1435 | #REF! | 9.3591e-05 | #REF! | 253.202 | #REF! | 0.014702 | #REF! | #REF! | #REF! |  | #N/A | #REF! | #REF!
101000163 | Jones Brothers Park Flooding | Study area/ infrastructure often flooded during large storm events. Could also potentially be a buyout situation | No | 0 | No | 0 | 297 | #REF! | 0.033005 | #REF! | 269 | #REF! | 0.040216 | #REF! | 397 | #REF! | 0.00014571 | #REF! | 0 | #REF! | 0 | #REF! | 7 | #REF! | 0.00063857 | #REF! | 0 | #REF! | 3.9057 | #REF! | 8.8219e-05 | #REF! | 1595.4089 | #REF! | 0.092639 | #REF! | #REF! | #REF! |  | #N/A | #REF! | #REF!
101000164 | East Reed Park Road Flooding | Low water crossing upgrade for one of the most commonly closed low water crossings in Jonestown. The city has to section off road when it floods. | No | 0 | No | 0 | 2 | #REF! | 0.00022225 | #REF! | 1 | #REF! | 0.0001495 | #REF! | 1 | #REF! | 3.6702e-07 | #REF! | 0 | #REF! | 0 | #REF! | 0 | #REF! | 0 | #REF! | 0 | #REF! | 0.14513 | #REF! | 3.278e-06 | #REF! | 44.6724 | #REF! | 0.0025939 | #REF! | #REF! | #REF! |  | #N/A | #REF! | #REF!
101000165 | Whitman Branch Regional Detention Pond | Regional Detention Pond Along Whitman Branch | No | 0 | No | 0 | 0 | #REF! | 0 | #REF! | 0 | #REF! | 0 | #REF! | 0 | #REF! | 0 | #REF! | 0 | #REF! | 0 | #REF! | 0 | #REF! | 0 | #REF! | 0 | #REF! | 0.18301 | #REF! | 4.1338e-06 | #REF! | 23.2024 | #REF! | 0.0013473 | #REF! | #REF! | #REF! |  | #N/A | #REF! | #REF!
101000166 | Ave J Bridge Replacement | Replace bridge that heavily floods and was damaged during 2018 flood event. | No | 0 | No | 0 | 405 | #REF! | 0.045007 | #REF! | 233 | #REF! | 0.034834 | #REF! | 2006 | #REF! | 0.00073624 | #REF! | 1 | #REF! | 0.00014102 | #REF! | 29 | #REF! | 0.0026455 | #REF! | 0 | #REF! | 10.6256 | #REF! | 0.00024 | #REF! | 1984.2437 | #REF! | 0.11522 | #REF! | #REF! | #REF! |  | #N/A | #REF! | #REF!
101000167 | Broadway Street at Whitman Branch Low Water Crossing | Low Water Crossing upgrade for one of the most commonly closed low water crossings in Marble Falls. It is a heavily trafficked street, providing an alternative route to 281/1431 intersection | No | 0 | No | 0 | 75 | #REF! | 0.0083345 | #REF! | 3 | #REF! | 0.00044851 | #REF! | 809 | #REF! | 0.00029692 | #REF! | 0 | #REF! | 0 | #REF! | 10 | #REF! | 0.00091224 | #REF! | 0 | #REF! | 1.4273 | #REF! | 3.2239e-05 | #REF! | 170.98 | #REF! | 0.0099281 | #REF! | #REF! | #REF! |  | #N/A | #REF! | #REF!
101000168 | 1431/281 Detention | This project would be in partnership with TxDOT. TxDOT is looking at installing a right turn lane on northbound 281 onto 1431. This would require acquisition of the properties in the vicinity, as the businesses would no longer be able to function. | No | 0 | No | 0 | 5 | #REF! | 0.00055564 | #REF! | 1 | #REF! | 0.0001495 | #REF! | 16 | #REF! | 5.8723e-06 | #REF! | 0 | #REF! | 0 | #REF! | 1 | #REF! | 9.1224e-05 | #REF! | 0 | #REF! | 0.1215 | #REF! | 2.7444e-06 | #REF! | 23.4412 | #REF! | 0.0013611 | #REF! | #REF! | #REF! |  | #N/A | #REF! | #REF!
101000169 | Backbone Branch Detention Pond | Regional Detention Pond Along Backbone Creek | No | 0 | No | 0 | 172 | #REF! | 0.019114 | #REF! | 120 | #REF! | 0.01794 | #REF! | 173 | #REF! | 6.3495e-05 | #REF! | 0 | #REF! | 0 | #REF! | 3 | #REF! | 0.00027367 | #REF! | 0 | #REF! | 4.1068 | #REF! | 9.276e-05 | #REF! | 1647.465 | #REF! | 0.095662 | #REF! | #REF! | #REF! |  | #N/A | #REF! | #REF!
101000170 | Marble Falls Creek Walk | The creek walk would be on the Whitman Branch in Downtown Marble Falls. It would include flood reduction, pedestrian access/trails, and education | No | 0 | No | 0 | 80 | #REF! | 0.0088902 | #REF! | 5 | #REF! | 0.00074751 | #REF! | 821 | #REF! | 0.00030132 | #REF! | 0 | #REF! | 0 | #REF! | 14 | #REF! | 0.0012771 | #REF! | 0 | #REF! | 2.069 | #REF! | 4.6734e-05 | #REF! | 171.4233 | #REF! | 0.0099539 | #REF! | #REF! | #REF! |  | #N/A | #REF! | #REF!
101000171 | Citywide Floodplain Remapping | Floodplain remapping of the entire city using Atlas 14 rainfall data. | No | 0 | No | 0 | 158 | #REF! | 0.017558 | #REF! | 157 | #REF! | 0.023472 | #REF! | 322 | #REF! | 0.00011818 | #REF! | 0 | #REF! | 0 | #REF! | 1 | #REF! | 9.1224e-05 | #REF! | 0 | #REF! | 2.2855 | #REF! | 5.1623e-05 | #REF! | 331.7929 | #REF! | 0.019266 | #REF! | #REF! | #REF! |  | #N/A | #REF! | #REF!
101000172 | 2nd Street at Backbone Creek Low Water Crossing | This route regularly floods and is an emergency vehicle response route as well as a truck route. | No | 0 | No | 0 | 78 | #REF! | 0.0086679 | #REF! | 8 | #REF! | 0.001196 | #REF! | 717 | #REF! | 0.00026315 | #REF! | 0 | #REF! | 0 | #REF! | 13 | #REF! | 0.0011859 | #REF! | 0 | #REF! | 1.8694 | #REF! | 4.2225e-05 | #REF! | 45.0668 | #REF! | 0.0026168 | #REF! | #REF! | #REF! |  | #N/A | #REF! | #REF!
101000173 | Ave L at Whitman Creek Low Water Crossing | This crossing is regularly closed due to flooding. | No | 0 | No | 0 | 86 | #REF! | 0.0095569 | #REF! | 14 | #REF! | 0.002093 | #REF! | 724 | #REF! | 0.00026572 | #REF! | 0 | #REF! | 0 | #REF! | 14 | #REF! | 0.0012771 | #REF! | 0 | #REF! | 2.394 | #REF! | 5.4075e-05 | #REF! | 45.0668 | #REF! | 0.0026168 | #REF! | #REF! | #REF! |  | #N/A | #REF! | #REF!
101000174 | Broadway at Backbone Creek Low Water Crossing | This crossing frequently floods and is right by Marble Falls Elementary. | No | 0 | No | 0 | 202 | #REF! | 0.022448 | #REF! | 141 | #REF! | 0.02108 | #REF! | 966 | #REF! | 0.00035454 | #REF! | 1 | #REF! | 0.00014102 | #REF! | 6 | #REF! | 0.00054735 | #REF! | 0 | #REF! | 4.7702 | #REF! | 0.00010775 | #REF! | 1749.2667 | #REF! | 0.10157 | #REF! | #REF! | #REF! |  | #N/A | #REF! | #REF!
101000175 | 102 Beach Dr Low Water Crossing | Flood-prone problem low water crossing in need of flood study and solution, identified on sponsor outreach call. | No | 0 | No | 0 | 0 | #REF! | 0 | #REF! | 0 | #REF! | 0 | #REF! | 0 | #REF! | 0 | #REF! | 0 | #REF! | 0 | #REF! | 0 | #REF! | 0 | #REF! | 0 | #REF! | 0 | #REF! | 0 | #REF! | 0 | #REF! | 0 | #REF! | #REF! | #REF! |  | #N/A | #REF! | #REF!
101000176 | 124 Sunrise Drive Low Water Crossing | Flood-prone problem low water crossing in need of flood study and solution, identified on sponsor outreach call. | No | 0 | No | 0 | 0 | #REF! | 0 | #REF! | 0 | #REF! | 0 | #REF! | 0 | #REF! | 0 | #REF! | 0 | #REF! | 0 | #REF! | 0 | #REF! | 0 | #REF! | 0 | #REF! | 0 | #REF! | 0 | #REF! | 0 | #REF! | 0 | #REF! | #REF! | #REF! |  | #N/A | #REF! | #REF!
101000177 | Countywide Floodplain Map Update | Update floodplain maps with Atlas 14 data and provided detailed study | No | 0 | No | 0 | 863 | #REF! | 0.095903 | #REF! | 308 | #REF! | 0.046047 | #REF! | 885 | #REF! | 0.00032481 | #REF! | 3 | #REF! | 0.00042307 | #REF! | 115 | #REF! | 0.010491 | #REF! | 0 | #REF! | 9.9308 | #REF! | 0.00022431 | #REF! | 71866.5703 | #REF! | 4.173 | #REF! | #REF! | #REF! |  | #N/A | #REF! | #REF!
101000178 | Low Water Crossings at 4 locations | Low water crossings turned into bridges in these areas | No | 0 | No | 0 | 863 | #REF! | 0.095903 | #REF! | 308 | #REF! | 0.046047 | #REF! | 885 | #REF! | 0.00032481 | #REF! | 3 | #REF! | 0.00042307 | #REF! | 115 | #REF! | 0.010491 | #REF! | 0 | #REF! | 9.9308 | #REF! | 0.00022431 | #REF! | 71866.5703 | #REF! | 4.173 | #REF! | #REF! | #REF! |  | #N/A | #REF! | #REF!
101000179 | Various Streets - Install Flood Early Warning System | Detection warnings at low water crossings across the county | No | 0 | No | 0 | 1 | #REF! | 0.00011113 | #REF! | 0 | #REF! | 0 | #REF! | 0 | #REF! | 0 | #REF! | 0 | #REF! | 0 | #REF! | 0 | #REF! | 0 | #REF! | 0 | #REF! | 0 | #REF! | 0 | #REF! | 637.3353 | #REF! | 0.037007 | #REF! | #REF! | #REF! |  | #N/A | #REF! | #REF!
101000180 | Countywide Floodplain Map Update | Update floodplain maps with Atlas 14 data and provided detailed study | No | 0 | No | 0 | 896 | #REF! | 0.09957 | #REF! | 450 | #REF! | 0.067276 | #REF! | 1256 | #REF! | 0.00046098 | #REF! | 5 | #REF! | 0.00070512 | #REF! | 31 | #REF! | 0.002828 | #REF! | 0 | #REF! | 12.1547 | #REF! | 0.00027454 | #REF! | 93034.9766 | #REF! | 5.4022 | #REF! | #REF! | #REF! |  | #N/A | #REF! | #REF!
101000181 | Harris Hollow Neighborhood Flooding | Study area often flooded during large storm events. | No | 0 | No | 0 | 107 | #REF! | 0.011891 | #REF! | 97 | #REF! | 0.014502 | #REF! | 104 | #REF! | 3.817e-05 | #REF! | 1 | #REF! | 0.00014102 | #REF! | 10 | #REF! | 0.00091224 | #REF! | 0 | #REF! | 0 | #REF! | 0 | #REF! | 25.1247 | #REF! | 0.0014589 | #REF! | #REF! | #REF! |  | #N/A | #REF! | #REF!
101000183 | South Polk Street Study | Flooding study of South east side of the City of Giddings between South Polk Street and Madison. | No | 0 | No | 0 | 17 | #REF! | 0.0018892 | #REF! | 15 | #REF! | 0.0022425 | #REF! | 24 | #REF! | 8.8085e-06 | #REF! | 0 | #REF! | 0 | #REF! | 0 | #REF! | 0 | #REF! | 0 | #REF! | 0.31765 | #REF! | 7.1749e-06 | #REF! | 0 | #REF! | 0 | #REF! | #REF! | #REF! |  | #N/A | #REF! | #REF!
101000184 | City-wide Flood Warning Systems | Implement warning systems | No | 0 | No | 0 | 1901 | #REF! | 0.21125 | #REF! | 1455 | #REF! | 0.21753 | #REF! | 6429 | #REF! | 0.0023596 | #REF! | 6 | #REF! | 0.00084614 | #REF! | 0 | #REF! | 0 | #REF! | 0 | #REF! | 57.1004 | #REF! | 0.0012897 | #REF! | 1117.7175 | #REF! | 0.064901 | #REF! | #REF! | #REF! |  | #N/A | #REF! | #REF!
101000185 | City-wide Drainage Master Plan | Update/implement Drainage Master Plan | No | 0 | No | 0 | 1901 | #REF! | 0.21125 | #REF! | 1455 | #REF! | 0.21753 | #REF! | 6429 | #REF! | 0.0023596 | #REF! | 6 | #REF! | 0.00084614 | #REF! | 0 | #REF! | 0 | #REF! | 0 | #REF! | 57.1004 | #REF! | 0.0012897 | #REF! | 1117.7175 | #REF! | 0.064901 | #REF! | #REF! | #REF! |  | #N/A | #REF! | #REF!
101000188 | City-wide Drainage Master Plan (integrate with Dry Creek Study) | Develop a City-wide Drainage Master Plan focused on local drainage issues. This plan will merge with the regional FIF study of Dry Creek | No | 0 | No | 0 | 1223 | #REF! | 0.13591 | #REF! | 1010 | #REF! | 0.151 | #REF! | 1908 | #REF! | 0.00070028 | #REF! | 2 | #REF! | 0.00028205 | #REF! | 1 | #REF! | 9.1224e-05 | #REF! | 0 | #REF! | 26.2554 | #REF! | 0.00059304 | #REF! | 137.2614 | #REF! | 0.0079702 | #REF! | #REF! | #REF! |  | #N/A | #REF! | #REF!
101000189 | Wastewater Treatment Plant Floodproofing | Improve wastewater treatement plant to make it more flood resilient and improve treatment capacity and I&I. | No | 0 | No | 0 | 0 | #REF! | 0 | #REF! | 0 | #REF! | 0 | #REF! | 0 | #REF! | 0 | #REF! | 0 | #REF! | 0 | #REF! | 0 | #REF! | 0 | #REF! | 0 | #REF! | 0 | #REF! | 0 | #REF! | 6.5806 | #REF! | 0.00038211 | #REF! | #REF! | #REF! |  | #N/A | #REF! | #REF!
101000190 | Devers Creek Regional Detention and Channel Improvements | Coordinate with JCCWDD to develop region detention and channel widening improvements along Devers Creek. | No | 0 | No | 0 | 13 | #REF! | 0.0014447 | #REF! | 6 | #REF! | 0.00089702 | #REF! | 64 | #REF! | 2.3489e-05 | #REF! | 0 | #REF! | 0 | #REF! | 1 | #REF! | 9.1224e-05 | #REF! | 0 | #REF! | 0.54723 | #REF! | 1.236e-05 | #REF! | 398.6114 | #REF! | 0.023146 | #REF! | #REF! | #REF! |  | #N/A | #REF! | #REF!
101000192 | City-wide Drainage Master Plan | Develop a drainage master plan with a focus on identifying flood reduction projects for local drainage issues. | No | 0 | No | 0 | 28 | #REF! | 0.0031116 | #REF! | 17 | #REF! | 0.0025416 | #REF! | 77 | #REF! | 2.8261e-05 | #REF! | 0 | #REF! | 0 | #REF! | 0 | #REF! | 0 | #REF! | 0 | #REF! | 0.42465 | #REF! | 9.5917e-06 | #REF! | 27.7281 | #REF! | 0.0016101 | #REF! | #REF! | #REF! |  | #N/A | #REF! | #REF!
101000193 | City-wide Drainage Master Plan | Develop a drainage master plan with a focus on local drainage issues using Atlas 14 rainfall | No | 0 | No | 0 | 17 | #REF! | 0.0018892 | #REF! | 7 | #REF! | 0.0010465 | #REF! | 17 | #REF! | 6.2394e-06 | #REF! | 0 | #REF! | 0 | #REF! | 0 | #REF! | 0 | #REF! | 0 | #REF! | 1.0524 | #REF! | 2.3772e-05 | #REF! | 133.9007 | #REF! | 0.0077751 | #REF! | #REF! | #REF! |  | #N/A | #REF! | #REF!
101000194 | Identify and Assess Flood Risk and Potential Mitigation Solutions for Low SVI Communities | Proactively sek out these communities to more fully assess and document their flood risk, consider potential solutions, and lay out a path to implement feasible and appropriate solutions. | No | 0 | Yes | 1 | 67825 | #REF! | 7.5372 | #REF! | 45799 | #REF! | 6.8471 | #REF! | 149869 | #REF! | 0.055005 | #REF! | 94 | #REF! | 0.013256 | #REF! | 1132 | #REF! | 0.10327 | #REF! | 0 | #REF! | 2373.8572 | #REF! | 0.053619 | #REF! | 2268491.5 | #REF! | 131.7221 | #REF! | #REF! | #REF! |  | #N/A | #REF! | #REF!

## Cost_Estimate_delete (hidden)
Potential costs generally associated with FMSs, FMPs, and FMEs
Non-recurring | Study costs and other (non-capital costs) | Non-engineering studies: (e.g., flood plain regulation development; flood authority or revenue raising studies; public awareness program) | x | x
|  | Engineering/technical/feasibility studies: (e.g. Hydrologic & hydraulic model development/modelling/mapping; identification of potential flood risk reduction solutions; BCA and alternative analyses; project design; construction engineering) |  | x | x
Surveying; geotechnical; testing
| Total study costs |  | x | x | x
| Construction-related (capital costs) | Design and Permitting |  | x
|  | Environmental; archaeological & historical resources |  | x
|  | Temporary and/or permanent easements; land acquisition |  | x
|  | Mitigation; utility relocation |  | x
|  | Surveying; geotechnical; testing |  | x
|  | Legal assistance; fiscal services & costs (bond counsel); outreach |  | x
|  | Direct construction costs of components/facilities |  | x
|  | Buyouts; property elevations |  | x
|  | Interest during construction |  | x
|  | Project management (by engineer) |  | x
|  | Inspection; pilot testing; warranty; manuals |  | x
|  | (other special services or relevant costs) |  | x
| *Total construction costs | Contingency(s) |  | x
TOTAL PROJECT COSTS |  |  |  | x
Recurring |  |  |  | x
|  | Debt service [interest rate & term (years)] |  | x
|  | *Operation & Maintenance |  | x
TOTAL ANNUAL COSTS |  | *Other (i.e., public awareness campaign) | x | x
| * Generally to be used as an input into the BCA |  | x | x
We need to include design and permitting
This happens in feasibility, preliminary engineering and design phase.
From reem: Matt, This looks good. I would probably break down and rearrange a few of the cost items but you touched all of the key items. I would add project management, engineering design, permitting, inspection and real estate costs. Here is an outline of the steps involved in a flood risk reduction construction project mostly in chronological order except Item #10: 1. Problem area identification 2. Flood Risk Quantification a. Hydrologic Modeling b. Hydraulic Modeling c. Mapping 3. Problem area prioritization 4. Feasibility Study * Some entities do #4 and #5 together 5. Preliminary Engineering a. Survey b. Alternative Analysis – includes modeling c. Environmental, utility conflicts, identification of permitting requirements including historic, archeological, endangered species etc. d. Recommended solution identification – often includes 30% Design for storm drain projects to capture utility conflicts 6. Engineering Design a. Survey b. Design – 30%, 60%, 90% and 100% c. Permitting 7. Easement acquisition and/ or property acquisition 8. Construction a. Direct Construction Cost i. Construction of storm drain systems, detention ponds, diversion channels/ tunnels, flood walls, drainage ditch, ii. Upgrade of LWCs iii. Buyouts including relocation cost, demolition, abatement etc., iv. Property elevation v. Dam modernization b. Contingency c. Construction phase services d. Inspection 9. Post Construction a. Inspection and warranty 10. Other Costs a. Public outreach throughout the process including educational materials b. Legal cost c. Real estate cost (this is significant for property acquisition/ buy-out projects). Thanks, Reem